## PanNet
PANDUIT USA |  |  | Effective Date: | 2021-12-01
Authorized - Network |  |  | COST BOOK: | SA-NCPS21B
Last Updated: | 2021-10-20 |  | Supersedes: | SA-NCPS21A, eff 1-Jul-2021
For Search: type Catalog Number (Part Number) in cell B8
Results found in row 11
cj688tgiw
UPC NUMBER | Catalog Number | Description | Long Description | Prc. UOM | Numeric Prc. UOM | MOQ | Minimum Order Increment | List Qty 1 Minimum | List
| CJ688TGIW | Module,Cat6,UTP,8P8W,Universal,IW,TG,EA | The Mini-Com® Cat 6 UTP RJ45 TG Jack Module is designed to terminate 4-pair, 22-26 AWG twisted pair cable. Each module is 100% factory tested to exceed industry standard performance requirements. TG style termination eliminates the need for a termination | PC | 1 | 25 | 1
UPC NUMBER | Catalog Number | Description | Long Description | Prc. UOM | Numeric Prc. UOM | MOQ | Minimum Order Increment | List Qty 1 Minimum | List
07498385999 | ABMT-A-C | CbleTieMnt,Adh,1.12inx1.12in,Nat,PK100 | The Tak-Ty® Hook and Loop Cable Tie Mount is mounted with a rubber adhesive. The cable tie mount is made of nylon 6.6 and increases mechanical strength, heat and wear resistance, and stiffness. It is used with HLT/HLS Tak-Ty® Hook and Loop Cable Ties. The | C | 100 | 500 | 100 | 1 | 170.39
07498386000 | ABMT-A-C20 | CbleTieMnt,Adh,1.12inx1.12in,BL,PK100 | The Tak-Ty® Hook and Loop Cable Tie Mount is mounted with a rubber adhesive. The cable tie mount is made of nylon 6.6 and increases mechanical strength, heat and wear resistance, and stiffness. It is used with HLT/HLS Tak-Ty® Hook and Loop Cable Ties. The | C | 100 | 500 | 100 | 1 | 200.17
07498385997 | ABMT-A-Q | CbleTieMnt,Adh,1.12inx1.12in,Nat,PK25 | The Tak-Ty hook and loop cable tie mount in natural is mounted with a rubber adhesive. It is 1.12" long x 1.12" wide (28.5 x 28.5 mm) and made of nylon 6.6, which increases mechanical strength, heat and wear resistance, and stiffness. It is used with HLT/ | C | 100 | 100 | 25 | 1 | 236.54
07498385998 | ABMT-A-Q20 | CbleTieMnt,Adh,1.12inx1.12in,BL,PK25 | The Tak-Ty® Hook and Loop Cable Tie Mount is mounted with a rubber adhesive. The cable tie mount is made of nylon 6.6 and increases mechanical strength, heat and wear resistance, and stiffness. It is used with HLT/HLS Tak-Ty® Hook and Loop Cable Ties. The | C | 100 | 250 | 25 | 1 | 260.24
07498385994 | ABMT-S6-C | CbleTieMnt,#6Screw,1.12",NAT,PK100 | The Tak-Ty® Hook and Loop Cable Tie Mount is mounted with a #6 (M3) Screw. The cable tie mount is made of nylon 6.6 and increases mechanical strength, heat and wear resistance, and stiffness. It is used with HLT/HLS Tak-Ty® Hook and Loop Cable Ties. The c | C | 100 | 500 | 100 | 1 | 163.78
07498385996 | ABMT-S6-C20 | CbleTieMnt,#6Screw,1.12",BL,PK100 | The Tak-Ty® Hook and Loop Cable Tie Mount is mounted with a #6 (M3) Screw. The cable tie mount is made of nylon 6.6 and increases mechanical strength, heat and wear resistance, and stiffness. It is used with HLT/HLS Tak-Ty® Hook and Loop Cable Ties. The c | C | 100 | 500 | 100 | 1 | 138.59
07498385992 | ABMT-S6-C69 | CblTieMnt,#6Screw,1.12",FR,NAT,PK100 | The screw applied mount for Tak-Ty hook and loop cable ties in natural uses #6 (M3) screw. It is 1.12" long x 1.12" wide (28.5 x 28.5 mm) and made of flame-retardant nylon 6.6, which increases mechanical strength, heat and wear resistance, and stiffness. | C | 100 | 100 | 100 | 1 | 188.34
07498385993 | ABMT-S6-Q | CblTieMnt,#6Screw,1.12",Natural,PK25 | The screw applied mount for Tak-Ty hook and loop cable ties in natural uses #6 (M3) screw. It is 1.12" long x 1.12" wide (28.5 x 28.5 mm) and made of nylon 6.6, which increases mechanical strength, heat and wear resistance, and stiffness. It is used with | C | 100 | 250 | 25 | 1 | 212.89
07498385995 | ABMT-S6-Q20 | CblTieMnt,#6Screw,1.12",Black,PK25 | The screw applied mount for Tak-Ty hook and loop cable ties in black uses #6 (M3) screw. It is 1.12" long x 1.12" wide (28.5 x 28.5 mm) and made of nylon 6.6, which increases mechanical strength, heat and wear resistance, and stiffness. It is used with HL | C | 100 | 25 | 25 | 1 | 234.17
07498385989 | ABMT-S6-Q60 | CbleTieMnt,#6Screw,1.12inx1.12in,BL,PK25 | The screw applied mount for Tak-Ty hook and loop cable ties in black uses #6 (M3) screw. It is 1.12" long x 1.12" wide (28.5 x 28.5 mm) and made of flame-retardant nylon 6.6, which increases mechanical strength, heat and wear resistance, and stiffness. It | C | 100 | 25 | 25 | 1 | 269.27
07498385990 | ABMT-S6-Q69 | CblTieMnt,#6Screw,1.12",FR,NAT,PK25 | The screw applied mount for Tak-Ty hook and loop cable ties in natural uses #6 (M3) screw. It is 1.12" long x 1.12" wide (28.5 x 28.5 mm) and made of flame-retardant nylon 6.6, which increases mechanical strength, heat and wear resistance, and stiffness. | C | 100 | 25 | 25 | 1 | 244.82
61305631836 | ACA01 | G5 IPDU MAGNETIC 2 PIECE DOOR SENSOR | The SmartZone™ G5 Magnetic Door Sensor is two pieces. The cable from the PDU to the sensor box is a 6.6 foot (2m) cable and the cable from the magnetic switch to sensor box is 3.3 feet (1m). The sensor measures 1.73 inches x 0.83 inches x 0.43 inches (44 | PC | 1 | 1 | 1 | 1 | 161.7
61305631842 | ACC01 | G5 IPDU DRY CONTACT INPUT SENSOR | The SmartZone™ G5 Dry Contact Input includes a cable from RJ45 connector to sensor measuring 5.9 feet (1.8m). The length of the cable from the sensor to the dry contact switch is 5.9 feet (1.8m). The sensors measure 1.23 inches x 0.70 inches x 0.40 inches | PC | 1 | 1 | 1 | 1 | 169.88
61305631843 | ACD01 | G5 IPDU USB LIGHT STRIP | The SmartZone™ G5 LED USB Light Strip incudes a cable from USB connector to LED Rack Light measuring 5 feet (1.5m). The LED Light Strip Measures 15 inches x 1 inch x 0.5 inches (382mm x 25mm x 12mm). The cable from the PDU to the sensor box is 6.6 feet | PC | 1 | 1 | 1 | 1 | 356.06
61305680178 | ACF05 | SZ SECURITY HANDLE WITH INTEGRAL HUMIDIT | SmartZone™ Security Handle with Dual Frequency (125 kHz and 13.56 MHz) Card Reader and integral humidity sensor. All handles feature the base tumbler (TU020X) pre-installed at the factory. | PC | 1 | 1 | 1 | 1 | 1469.16
61305680179 | ACF06 | SZ SECURITY HANDLE WITH INTEGRAL HUMIDIT | SmartZone™ Security Handle with Dual Frequency (125 kHz and 13.56 MHz) Card Reader, integral humidity sensor, and keypad for dual authentication. All handles feature the base tumbler (TU020X) pre-installed at the factory. | PC | 1 | 1 | 1 | 1 | 1912.14
61305680180 | ACF10 | SZ SECURITY HANDLE TEMPERATURE & DOOR SE | SmartZone™ Security Handle Temperature and Door Sensor. Sensors only work with ACF05 and ACF06. | PC | 1 | 1 | 1 | 1 | 101.78
61305680181 | ACF11 | SZ SECURITY HANDLE (3) TEMPERATURE & DOO | SmartZone™ Security Handle (3) Temperature and Door Sensor. Sensors only work with ACF05 and ACF06 | PC | 1 | 1 | 1 | 1 | 143.68
61305680182 | ACF20 | SZ SECURITY HANDLE TO G5 IPDU HARNESS (J | SmartZone™ Security Handle to Panduit G5 iPDU Harness (JST to RJ45 Male). | PC | 1 | 1 | 1 | 1 | 35.94
61305644453 | AFR4BCBL6 | ABOVE FLOOR RACEWAY 4-CHANNEL BASE AND C | Above floor raceway is a non-metallic, 4 channel surface raceway used to route, protect, and conceal data, voice, video, fiber optic and power cabling over floors. The structurally engineered design is ADA compliant, tamper resistant and made of rigid PVC | PC | 1 | 1 | 1 | 1 | 88.68
61305644454 | AFR4BCIW6 | ABOVE FLOOR RACEWAY 4-CHANNEL BASE AND C | 6 foot Above Floor Raceway Base and Cover - Off-White | PC | 1 | 1 | 1 | 1 | 88.68
61305644455 | AFR4BCOS6 | ABOVE FLOOR RACEWAY 4-CHANNEL BASE AND C | 6 foot Above Floor Raceway Base and Cover - Office Slate | PC | 1 | 1 | 1 | 1 | 88.68
61305643513 | AFR4CCBL | ABOVE FLOOR RACEWAY 4-CHANNEL COUPLER CO | The above floor raceway coupler fitting joins multiple pieces of above floor raceway together, creating a continuous run of raceway. The structurally engineered design is ADA compliant, tamper resistant, and made of rigid PVC. It is designed for use with | PC | 1 | 1 | 1 | 1 | 2.38
61305643160 | AFR4CCIW | ABOVE FLOOR RACEWAY 4-CHANNEL COUPLER CO | AFR Coupler Fitting- Off-White | PC | 1 | 1 | 1 | 1 | 2.38
61305643506 | AFR4CCOS | ABOVE FLOOR RACEWAY 4-CHANNEL COUPLER CO | AFR Coupler Fitting - Office Slate | PC | 1 | 1 | 1 | 1 | 2.38
61305644917 | AFR4ECBL | ABOVE FLOOR RACEWAY 4-CHANNEL END CAP (B | The above floor raceway end cap fitting is used to cap the end of the raceway run. The structurally engineered design is ADA compliant, tamper resistant, and made of rigid PVC. It is designed for use with the AFR4BCBL6 channel and is black. | PC | 1 | 1 | 1 | 1 | 2.94
61305644916 | AFR4ECIW | ABOVE FLOOR RACEWAY 4-CHANNEL END CAP (O | AFR End Cap Fitting - Off-White | PC | 1 | 1 | 1 | 1 | 2.94
61305644918 | AFR4ECOS | ABOVE FLOOR RACEWAY 4-CHANNEL END CAP (O | AFR End Cap Fitting - Office Slate | PC | 1 | 1 | 1 | 1 | 2.94
61305644905 | AFR4JB2SBL | ABOVE FLOOR RACEWAY 4-CHANNEL DOUBLE GAN | The above floor raceway junction box is a fitting designed for use with the above floor raceway channel AFR4BCBL6. It is a double-gang box used to house any two combinations of outlets or switches. It is black. | PC | 1 | 1 | 1 | 1 | 42.58
61305644904 | AFR4JB2SIW | ABOVE FLOOR RACEWAY 4-CHANNEL DOUBLE GAN | AFR Power Rated Two Piece Snap Together Junction Box - Off-White | PC | 1 | 1 | 1 | 1 | 42.58
61305644915 | AFR4JB2SOS | ABOVE FLOOR RACEWAY 4-CHANNEL DOUBLE GAN | AFR Power Rated Two Piece Snap Together Junction Box - Office Slate | PC | 1 | 1 | 1 | 1 | 42.58
61305644899 | AFR4RABL | ABOVE FLOOR RACEWAY 4-CHANNEL RIGHT ANGL | The above floor raceway right angle fitting is designed for making right-angle turns from the above floor raceway channel AFR4BCBL6 while maintaining a minimum 1 inch bend radius. It features four channels for multiple runs of cables, is ADA Compliant and | PC | 1 | 1 | 1 | 1 | 29
61305643516 | AFR4RAIW | ABOVE FLOOR RACEWAY 4-CHANNEL RIGHT ANGL | AFR Right Angle Fitting - Off-White | PC | 1 | 1 | 1 | 1 | 29
61305644900 | AFR4RAOS | ABOVE FLOOR RACEWAY 4-CHANNEL RIGHT ANGL | AFR Right Angle Fitting - Office Slate | PC | 1 | 1 | 1 | 1 | 29
61305675603 | AFR4TBLGBL | Above Floor Raceway 4-Channel Table Leg | The above floor raceway table leg fitting is a fitting designed for use with the above floor raceway channel AFR4BCBL6. The above floor raceway table leg fitting is designed to manage and conceal cables running from the floor to a table. It is black. | PC | 1 | 1 | 1 | 1 | 297.64
61305675605 | AFR4TBLGIW | Above Floor Raceway 4-Channel Table Leg | Above Floor Raceway - Table Leg Fitting - Off White | PC | 1 | 1 | 1 | 1 | 297.64
61305675604 | AFR4TBLGOS | Above Floor Raceway 4-Channel Table Leg | Above Floor Raceway - Table Leg Fitting - Office Slate | PC | 1 | 1 | 1 | 1 | 297.64
61305644902 | AFR4TRT70BL | ABOVE FLOOR RACEWAY 4-CHANNEL TRANSITION | AFR Transition Fitting from Above Floor Raceway to T70 - Black | PC | 1 | 1 | 1 | 1 | 26.54
61305644901 | AFR4TRT70IW | ABOVE FLOOR RACEWAY 4-CHANNEL TRANSITION | AFR Transition Fitting from Above Floor Raceway to T70 - Off-White | PC | 1 | 1 | 1 | 1 | 26.54
61305644903 | AFR4TRT70OS | ABOVE FLOOR RACEWAY 4-CHANNEL TRANSITION | AFR Transition Fitting from Above Floor Raceway to T70 - Office Slate | PC | 1 | 1 | 1 | 1 | 26.54
61305675679 | AFR4WTRBL | Above Floor Raceway 4-Channel Wall Trans | The above floor raceway wall transition fitting is a fitting designed for use with the above floor raceway channel AFR4BCBL6. The above floor raceway wall transition fitting helps to run cables from the floor directly into the wall. It is black. | PC | 1 | 1 | 1 | 1 | 66.14
61305675567 | AFR4WTRIW | Above Floor Raceway 4-Channel Wall Trans | Above Floor Raceway - Wall Transition Fitting - Off White | PC | 1 | 1 | 1 | 1 | 66.14
61305625619 | AFR4WTROS | Above Floor Raceway 4-Channel Wall Trans | Above Floor Raceway - Wall Transition Fitting - Office Slate | PC | 1 | 1 | 1 | 1 | 66.14
61305679681 | AR4P | 45RU 4-Post Rack, adjustable depth 23"- | The Adjustable Depth 4-Post Rack supports equipment mounting depths from 23" to 42" in 0.5" increments to provide greater flexibility with a single part number. The front and rear structural posts of the rack are capable of mounting all PanduitTM Vertica | PC | 1 | 1 | 1 | 1 | 1168.76
61305679373 | AR4P96 | 52RU 4-Post Rack, adjustable depth 23"- | The Adjustable Depth 4-Post Rack supports equipment mounting depths from 23" to 42" in 0.5" increments to provide greater flexibility with a single part number. The front and rear structural posts of the rack are capable of mounting all PanduitTM Vertica | PC | 1 | 1 | 1 | 1 | 1285.62
61305679374 | AR4P96WH | 52RU 4-Post Rack, adjustable depth 23"- | The Adjustable Depth 4-Post Rack supports equipment mounting depths from 23" to 42" in 0.5" increments to provide greater flexibility with a single part number. The front and rear structural posts of the rack are capable of mounting all PanduitTM Vertica | PC | 1 | 1 | 1 | 1 | 1285.62
61305679371 | AR4PCN | 45RU 4-Post Rack, adjustable depth 23"- | The Adjustable Depth 4-Post Rack supports equipment mounting depths from 23" to 42" in 0.5" increments to provide greater flexibility with a single part number. The front and rear structural posts of the rack are capable of mounting all PanduitTM Vertica | PC | 1 | 1 | 1 | 1 | 1145.4
61305679375 | AR4PCN96 | 52RU 4-Post Rack, adjustable depth 23"- | The Adjustable Depth 4-Post Rack supports equipment mounting depths from 23" to 42" in 0.5" increments to provide greater flexibility with a single part number. The front and rear structural posts of the rack are capable of mounting all PanduitTM Vertica | PC | 1 | 1 | 1 | 1 | 1259.94
61305679376 | AR4PCN96WH | 52RU 4-Post Rack, adjustable depth 23"- | The Adjustable Depth 4-Post Rack supports equipment mounting depths from 23" to 42" in 0.5" increments to provide greater flexibility with a single part number. The front and rear structural posts of the rack are capable of mounting all PanduitTM Vertica | PC | 1 | 1 | 1 | 1 | 1259.94
61305679372 | AR4PCNWH | 45RU 4-Post Rack, adjustable depth 23"- | The Adjustable Depth 4-Post Rack supports equipment mounting depths from 23" to 42" in 0.5" increments to provide greater flexibility with a single part number. The front and rear structural posts of the rack are capable of mounting all PanduitTM Vertica | PC | 1 | 1 | 1 | 1 | 1145.4
61305679370 | AR4PWH | 45RU 4-Post Rack, adjustable depth 23"- | The Adjustable Depth 4-Post Rack supports equipment mounting depths from 23" to 42" in 0.5" increments to provide greater flexibility with a single part number. The front and rear structural posts of the rack are capable of mounting all PanduitTM Vertica | PC | 1 | 1 | 1 | 1 | 1168.76
07498380928 | AVPDB | Audio Visual Punchdown Base,EA | Audio/video punchdown base used to assist in terminating Mini-Com® S-Video and RCA Punchdown Modules. | PC | 1 | 10 | 1 | 1 | 5.2
61305680004 | AX23NS2S2AQM001 | Active Optical Cable Assembly, SFP28 to | Active Optical Cable Assembly, SFP28 to SFP28, 25G, OM3, Aqua, 1 Meter | PC | 1 | 1 | 1 | 1 | 327.6
61305680005 | AX23NS2S2AQM002 | Active Optical Cable Assembly, SFP28 to | Active Optical Cable Assembly, SFP28 to SFP28, 25G, OM3, Aqua, 2 Meters | PC | 1 | 1 | 1 | 1 | 332.8
61305680006 | AX23NS2S2AQM003 | Active Optical Cable Assembly, SFP28 to | Active Optical Cable Assembly, SFP28 to SFP28, 25G, OM3, Aqua, 3 Meters | PC | 1 | 1 | 1 | 1 | 338
61305680007 | AX23NS2S2AQM005 | Active Optical Cable Assembly, SFP28 to | Active Optical Cable Assembly, SFP28 to SFP28, 25G, OM3, Aqua, 5 Meters | PC | 1 | 1 | 1 | 1 | 348.4
61305680008 | AX23NS2S2AQM007 | Active Optical Cable Assembly, SFP28 to | Active Optical Cable Assembly, SFP28 to SFP28, 25G, OM3, Aqua, 7 Meters | PC | 1 | 1 | 1 | 1 | 358.8
61305680009 | AX23NS2S2AQM010 | Active Optical Cable Assembly, SFP28 to | Active Optical Cable Assembly, SFP28 to SFP28, 25G, OM3, Aqua, 10 Meters | PC | 1 | 1 | 1 | 1 | 374.4
61305680010 | AX23NS2S2AQM015 | Active Optical Cable Assembly, SFP28 to | Active Optical Cable Assembly, SFP28 to SFP28, 25G, OM3, Aqua, 15 Meters | PC | 1 | 1 | 1 | 1 | 400.4
61305680011 | AX23NS2S2AQM020 | Active Optical Cable Assembly, SFP28 to | Active Optical Cable Assembly, SFP28 to SFP28, 25G, OM3, Aqua, 20 Meters | PC | 1 | 1 | 1 | 1 | 426.4
61305680012 | AX23NS2S2AQM025 | Active Optical Cable Assembly, SFP28 to | Active Optical Cable Assembly, SFP28 to SFP28, 25G, OM3, Aqua, 25 Meters | PC | 1 | 1 | 1 | 1 | 452.4
61305680013 | AX23NS2S2AQM030 | Active Optical Cable Assembly, SFP28 to | Active Optical Cable Assembly, SFP28 to SFP28, 25G, OM3, Aqua, 30 Meters | PC | 1 | 1 | 1 | 1 | 478.4
61305679982 | AX23NSPSPAQM001 | Active Optical Cable Assembly, SFP+ to S | Active Optical Cable Assembly, SFP+ to SFP+, 10G, OM3, Aqua, 1 Meter | PC | 1 | 1 | 1 | 1 | 161.2
61305679987 | AX23NSPSPAQM002 | Active Optical Cable Assembly, SFP+ to S | Active Optical Cable Assembly, SFP+ to SFP+, 10G, OM3, Aqua, 2 Meters | PC | 1 | 1 | 1 | 1 | 166.4
61305679988 | AX23NSPSPAQM003 | Active Optical Cable Assembly, SFP+ to S | Active Optical Cable Assembly, SFP+ to SFP+, 10G, OM3, Aqua, 3 Meters | PC | 1 | 1 | 1 | 1 | 171.6
61305679989 | AX23NSPSPAQM005 | Active Optical Cable Assembly, SFP+ to S | Active Optical Cable Assembly, SFP+ to SFP+, 10G, OM3, Aqua, 5 Meters | PC | 1 | 1 | 1 | 1 | 182
61305679990 | AX23NSPSPAQM007 | Active Optical Cable Assembly, SFP+ to S | Active Optical Cable Assembly, SFP+ to SFP+, 10G, OM3, Aqua, 7 Meters | PC | 1 | 1 | 1 | 1 | 192.4
61305679991 | AX23NSPSPAQM010 | Active Optical Cable Assembly, SFP+ to S | Active Optical Cable Assembly, SFP+ to SFP+, 10G, OM3, Aqua, 10 Meters | PC | 1 | 1 | 1 | 1 | 208
61305679983 | AX23NSPSPAQM015 | Active Optical Cable Assembly, SFP+ to S | Active Optical Cable Assembly, SFP+ to SFP+, 10G, OM3, Aqua, 15 Meters | PC | 1 | 1 | 1 | 1 | 234
61305679984 | AX23NSPSPAQM020 | Active Optical Cable Assembly, SFP+ to S | Active Optical Cable Assembly, SFP+ to SFP+, 10G, OM3, Aqua, 20 Meters | PC | 1 | 1 | 1 | 1 | 260
61305679985 | AX23NSPSPAQM025 | Active Optical Cable Assembly, SFP+ to S | Active Optical Cable Assembly, SFP+ to SFP+, 10G, OM3, Aqua, 25 Meters | PC | 1 | 1 | 1 | 1 | 286
61305679986 | AX23NSPSPAQM030 | Active Optical Cable Assembly, SFP+ to S | Active Optical Cable Assembly, SFP+ to SFP+, 10G, OM3, Aqua, 30 Meters | PC | 1 | 1 | 1 | 1 | 312
61305679992 | AX83NQPQPAQM001 | Active Optical Cable Assembly, QSFP+ to | Active Optical Cable Assembly, QSFP+ to QSFP+, 40G, OM3, Aqua, 1 Meter | PC | 1 | 1 | 1 | 1 | 528.32
61305679993 | AX83NQPQPAQM002 | Active Optical Cable Assembly, QSFP+ to | Active Optical Cable Assembly, QSFP+ to QSFP+, 40G, OM3, Aqua, 2 Meters | PC | 1 | 1 | 1 | 1 | 536.64
61305679994 | AX83NQPQPAQM003 | Active Optical Cable Assembly, QSFP+ to | Active Optical Cable Assembly, QSFP+ to QSFP+, 40G, OM3, Aqua, 3 Meters | PC | 1 | 1 | 1 | 1 | 544.96
61305679995 | AX83NQPQPAQM005 | Active Optical Cable Assembly, QSFP+ to | Active Optical Cable Assembly, QSFP+ to QSFP+, 40G, OM3, Aqua, 5 Meters | PC | 1 | 1 | 1 | 1 | 561.6
61305679996 | AX83NQPQPAQM007 | Active Optical Cable Assembly, QSFP+ to | Active Optical Cable Assembly, QSFP+ to QSFP+, 40G, OM3, Aqua, 7 Meters | PC | 1 | 1 | 1 | 1 | 578.24
61305679997 | AX83NQPQPAQM010 | Active Optical Cable Assembly, QSFP+ to | Active Optical Cable Assembly, QSFP+ to QSFP+, 40G, OM3, Aqua, 10 Meters | PC | 1 | 1 | 1 | 1 | 603.2
61305679999 | AX83NQPQPAQM015 | Active Optical Cable Assembly, QSFP+ to | Active Optical Cable Assembly, QSFP+ to QSFP+, 40G, OM3, Aqua, 15 Meters | PC | 1 | 1 | 1 | 1 | 644.8
61305680000 | AX83NQPQPAQM020 | Active Optical Cable Assembly, QSFP+ to | Active Optical Cable Assembly, QSFP+ to QSFP+, 40G, OM3, Aqua, 20 Meters | PC | 1 | 1 | 1 | 1 | 686.4
61305680001 | AX83NQPQPAQM025 | Active Optical Cable Assembly, QSFP+ to | Active Optical Cable Assembly, QSFP+ to QSFP+, 40G, OM3, Aqua, 25 Meters | PC | 1 | 1 | 1 | 1 | 728
61305679998 | AX83NQPQPAQM030 | Active Optical Cable Assembly, QSFP+ to | Active Optical Cable Assembly, QSFP+ to QSFP+, 40G, OM3, Aqua, 30 Meters | PC | 1 | 1 | 1 | 1 | 769.6
61305680037 | AX83NQPSPAQM001 | Active Optical Cable Assembly, QSFP+ to | Active Optical Cable Assembly, QSFP+ to SFP+, 40-4x10G, OM3, Aqua, 1 Meter | PC | 1 | 1 | 1 | 1 | 678.08
61305680038 | AX83NQPSPAQM002 | Active Optical Cable Assembly, QSFP+ to | Active Optical Cable Assembly, QSFP+ to SFP+, 40-4x10G, OM3, Aqua, 2 Meters | PC | 1 | 1 | 1 | 1 | 686.4
61305680039 | AX83NQPSPAQM003 | Active Optical Cable Assembly, QSFP+ to | Active Optical Cable Assembly, QSFP+ to SFP+, 40-4x10G, OM3, Aqua, 3 Meters | PC | 1 | 1 | 1 | 1 | 694.72
61305680040 | AX83NQPSPAQM005 | Active Optical Cable Assembly, QSFP+ to | Active Optical Cable Assembly, QSFP+ to SFP+, 40-4x10G, OM3, Aqua, 5 Meters | PC | 1 | 1 | 1 | 1 | 711.36
61305680041 | AX83NQPSPAQM007 | Active Optical Cable Assembly, QSFP+ to | Active Optical Cable Assembly, QSFP+ to SFP+, 40-4x10G, OM3, Aqua, 7 Meters | PC | 1 | 1 | 1 | 1 | 728
61305680042 | AX83NQPSPAQM010 | Active Optical Cable Assembly, QSFP+ to | Active Optical Cable Assembly, QSFP+ to SFP+, 40-4x10G, OM3, Aqua, 10 Meters | PC | 1 | 1 | 1 | 1 | 752.96
61305680043 | AX83NQPSPAQM015 | Active Optical Cable Assembly, QSFP+ to | Active Optical Cable Assembly, QSFP+ to SFP+, 40-4x10G, OM3, Aqua, 15 Meters | PC | 1 | 1 | 1 | 1 | 794.56
61305680044 | AX83NQPSPAQM020 | Active Optical Cable Assembly, QSFP+ to | Active Optical Cable Assembly, QSFP+ to SFP+, 40-4x10G, OM3, Aqua, 20 Meters | PC | 1 | 1 | 1 | 1 | 836.16
61305680045 | AX83NQPSPAQM025 | Active Optical Cable Assembly, QSFP+ to | Active Optical Cable Assembly, QSFP+ to SFP+, 40-4x10G, OM3, Aqua, 25 Meters | PC | 1 | 1 | 1 | 1 | 877.76
61305680046 | AX83NQPSPAQM030 | Active Optical Cable Assembly, QSFP+ to | Active Optical Cable Assembly, QSFP+ to SFP+, 40-4x10G, OM3, Aqua, 30 Meters | PC | 1 | 1 | 1 | 1 | 919.36
61305680014 | AZ83NQ2Q2AQM001 | Active Optical Cable Assembly, QSFP28 to | Active Optical Cable Assembly, QSFP28 to QSFP28, 100G, OM4, Aqua, 1 Meter | PC | 1 | 1 | 1 | 1 | 1505.92
61305680015 | AZ83NQ2Q2AQM002 | Active Optical Cable Assembly, QSFP28 to | Active Optical Cable Assembly, QSFP28 to QSFP28, 100G, OM4, Aqua, 2 Meters | PC | 1 | 1 | 1 | 1 | 1514.24
61305680016 | AZ83NQ2Q2AQM003 | Active Optical Cable Assembly, QSFP28 to | Active Optical Cable Assembly, QSFP28 to QSFP28, 100G, OM4, Aqua, 3 Meters | PC | 1 | 1 | 1 | 1 | 1522.56
61305680017 | AZ83NQ2Q2AQM005 | Active Optical Cable Assembly, QSFP28 to | Active Optical Cable Assembly, QSFP28 to QSFP28, 100G, OM4, Aqua, 5 Meters | PC | 1 | 1 | 1 | 1 | 1539.2
61305680018 | AZ83NQ2Q2AQM007 | Active Optical Cable Assembly, QSFP28 to | Active Optical Cable Assembly, QSFP28 to QSFP28, 100G, OM4, Aqua, 7 Meters | PC | 1 | 1 | 1 | 1 | 1555.84
61305680019 | AZ83NQ2Q2AQM010 | Active Optical Cable Assembly, QSFP28 to | Active Optical Cable Assembly, QSFP28 to QSFP28, 100G, OM4, Aqua, 10 Meters | PC | 1 | 1 | 1 | 1 | 1580.8
61305680020 | AZ83NQ2Q2AQM015 | Active Optical Cable Assembly, QSFP28 to | Active Optical Cable Assembly, QSFP28 to QSFP28, 100G, OM4, Aqua, 15 Meters | PC | 1 | 1 | 1 | 1 | 1622.4
61305680021 | AZ83NQ2Q2AQM020 | Active Optical Cable Assembly, QSFP28 to | Active Optical Cable Assembly, QSFP28 to QSFP28, 100G, OM4, Aqua, 20 Meters | PC | 1 | 1 | 1 | 1 | 1664
61305680022 | AZ83NQ2Q2AQM025 | Active Optical Cable Assembly, QSFP28 to | Active Optical Cable Assembly, QSFP28 to QSFP28, 100G, OM4, Aqua, 25 Meters | PC | 1 | 1 | 1 | 1 | 1705.6
61305680023 | AZ83NQ2Q2AQM030 | Active Optical Cable Assembly, QSFP28 to | 02 Ready to be merged | PC | 1 | 1 | 1 | 1 | 1747.2
61305680024 | AZ83NQ2S2AQM001 | Active Optical Cable Assembly, QSFP28 to | Active Optical Cable Assembly, QSFP28 to SFP28, 100-4x25G, OM4, Aqua, 1 Meter | PC | 1 | 1 | 1 | 1 | 1730.56
61305680025 | AZ83NQ2S2AQM002 | Active Optical Cable Assembly, QSFP28 to | Active Optical Cable Assembly, QSFP28 to SFP28, 100-4x25G, OM4, Aqua, 2 Meters | PC | 1 | 1 | 1 | 1 | 1738.88
61305680026 | AZ83NQ2S2AQM003 | Active Optical Cable Assembly, QSFP28 to | Active Optical Cable Assembly, QSFP28 to SFP28, 100-4x25G, OM4, Aqua, 3 Meters | PC | 1 | 1 | 1 | 1 | 1747.2
61305680027 | AZ83NQ2S2AQM005 | Active Optical Cable Assembly, QSFP28 to | Active Optical Cable Assembly, QSFP28 to SFP28, 100-4x25G, OM4, Aqua, 5 Meters | PC | 1 | 1 | 1 | 1 | 1763.84
61305680034 | AZ83NQ2S2AQM007 | Active Optical Cable Assembly, QSFP28 to | Active Optical Cable Assembly, QSFP28 to SFP28, 100-4x25G, OM4, Aqua, 7 Meters | PC | 1 | 1 | 1 | 1 | 1780.48
61305680028 | AZ83NQ2S2AQM010 | Active Optical Cable Assembly, QSFP28 to | Active Optical Cable Assembly, QSFP28 to SFP28, 100-4x25G, OM4, Aqua, 10 Meters | PC | 1 | 1 | 1 | 1 | 1805.44
61305680029 | AZ83NQ2S2AQM015 | Active Optical Cable Assembly, QSFP28 to | Active Optical Cable Assembly, QSFP28 to SFP28, 100-4x25G, OM4, Aqua, 15 Meters | PC | 1 | 1 | 1 | 1 | 1847.04
61305680030 | AZ83NQ2S2AQM020 | Active Optical Cable Assembly, QSFP28 to | Active Optical Cable Assembly, QSFP28 to SFP28, 100-4x25G, OM4, Aqua, 20 Meters | PC | 1 | 1 | 1 | 1 | 1888.64
61305680032 | AZ83NQ2S2AQM025 | Active Optical Cable Assembly, QSFP28 to | Active Optical Cable Assembly, QSFP28 to SFP28, 100-4x25G, OM4, Aqua, 25 Meters | PC | 1 | 1 | 1 | 1 | 1930.24
61305680031 | AZ83NQ2S2AQM030 | Active Optical Cable Assembly, QSFP28 to | Active Optical Cable Assembly, QSFP28 to SFP28, 100-4x25G, OM4, Aqua, 30 Meters | PC | 1 | 1 | 1 | 1 | 1971.84
07498392091 | BFS100X2000 | Blanking Foam Strips | Adhesive-backed foam strips, 1/16" (1.6mm) closed-cell vinyl foam, , perforated to create multiples of 1.00 inch x 20.00 inch strips. Color: Black | RL | 1 | 1 | 1 | 1 | 147.74
61305602404 | BKA6ASD8INBL | BREAK-AWAY APT,CAT6ASDUTP,8",BK | The break-away adapter is constructed of Cat 6A 26 AWG UTP, twisted pair stranded copper cable, a high performance RJ45 modular plug, and a releasable RJ45 modular jack. The cable is CM rated. The adapter is optimized for use with Panduit® Patch Cords. Th | PC | 1 | 10 | 1 | 1 | 42.94
61305639764 | BR1B | 19” 1 RU Brush Seal Blank Panel with f | Brush Seal Blanking Panel with Front to Back Cable Pass-Through 1 RU, Black | PC | 1 | 1 | 1 | 1 | 94.3
61305639767 | BR2B | 19” 2 RU Brush Seal Blank Panel with f | Brush Seal Blanking Panel with Front to Back Cable Pass-Through 2 RU, Black | PC | 1 | 1 | 1 | 1 | 165.74
61305675958 | C13CORD-B | Power Cord, 3-pin, 10A, 2m, IEC320-C13 t | Power Cord, 3-pin, 10A, 2m, IEC320-C13 to GB2099 (Americas) | PC | 1 | 5 | 1 | 1 | 15.66
61305675955 | C13CORD-F | Power Cord, 3-pin, 10A, 2m, IEC320-C13 t | Power Cord, 3-pin, 10A, 2m, IEC320-C13 to CEE 7/7 (EU) | PC | 1 | 5 | 1 | 1 | 20.3
61305675956 | C13CORD-G | Power Cord, 3-pin, 10A, 2m, IEC320-C13 t | Power Cord, 3-pin, 10A, 2m, IEC320-C13 to BS1363A (UK) | PC | 1 | 5 | 1 | 1 | 26.46
61305675957 | C13CORD-I | Power Cord, 3-pin, 10A, 2m, IEC320-C13 t | Power Cord, 3-pin, 10A, 2m, IEC320-C13 to GB2099 (China) | PC | 1 | 5 | 1 | 1 | 18.54
07498392184 | C2CAC03ABWPAB1 | BlankingWall PanelAdapter,300mm,BL,EA | For cold aisle containment systems using row base cooling equipment. Dimensions: 1950mm H x 300mm W. Color: Black | PC | 1 | 1 | 1 | 1 | 310.66
07498392183 | C2CAC04ABWPAB1 | BlankingWall PanelAdapter,400mm,BL,EA | For cold aisle containment systems using row base cooling equipment. Dimensions: 1950mm H x 400mm W. Color: Black | PC | 1 | 1 | 1 | 1 | 323.5
07498395119 | C2CAC04ABWPAW1 | For cold aisle containment systems,WH,EA | Blanking Wall Panel Adapter | PC | 1 | 1 | 1 | 1 | 339.92
07498392182 | C2CAC06ABWPAB1 | BlankingWall PanelAdapter,600mm,BL,EA | For cold aisle containment systems using row base cooling equipment. Dimensions: 1950mm H x 600mm W. Color: Black | PC | 1 | 1 | 1 | 1 | 344.92
07498395118 | C2CAC06ABWPAW1 | For cold aisle containment systems,WH,EA | For cold aisle containment systems using row base cooling equipment. Dimensions: 1950mm H x 600mm W | PC | 1 | 1 | 1 | 1 | 361.32
07498366111 | C2CAC06F04IRB1 | IntergalRoofPanel,600mmW,4Ft,BL,EA | The Net-Contain™ cold aisle containment integral roof is designed to be used with the 600mm wide Net-Access™ Cabinet with a 4' (1200mm) aisle width. It includes 4' low profile wall/ceiling kits and is black. | PC | 1 | 1 | 1 | 1 | 1114.02
07498366104 | C2CAC06F04IRW1 | IntergalRoofPanel,600mmW,4Ft,WH,EA | Net-Contain™ Cold Aisle Containment Integral Roof for 600mm wide Net-Access™ Cabinet with 4' (1200mm) aisle width. Includes 4' low profile wall/ceiling kits. | PC | 1 | 1 | 1 | 1 | 1168.52
07498366115 | C2CAC06F06IRB1 | IntergalRoofPanel,600mmW,6Ft,BL,EA | Net-Contain™ Cold Aisle Containment Integral Roof for 600mm wide Net-Access™ Cabinet with 6' (1800mm) aisle width. Color: Black | PC | 1 | 1 | 1 | 1 | 1272.54
07498366107 | C2CAC06F06IRW1 | Net-Contain Integral Roof for 600mm Widt | Net-Contain™ Cold Aisle Containment Integral Roof for 600mm wide Net-Access™ Cabinet with 6' (1800mm) aisle width. Includes 6' low profile wall/ceiling kits. | PC | 1 | 1 | 1 | 1 | 1334.88
07498388481 | C2CAC06F08WPB1 | IntergalRoofPanel,600mmW,BL,EA | Net-Contain™ Integral Roof Wall Panel for 600mm W Net-Access™ Cabinets. Color: Black | PC | 1 | 1 | 1 | 1 | 225.56
07498388470 | C2CAC06F08WPW1 | IntergalRoofPanel,600mmW,WH,EA | Net-Contain™ Integral Roof Wall Panel for 600mm W Net-Access™ Cabinets, White. | PC | 1 | 1 | 1 | 1 | 237.42
07498366112 | C2CAC07F04IRB1 | IntergalRoofPanel,700mmW,4Ft,BL,EA | Net-Contain™ Cold Aisle Containment Integral Roof for 700mm wide Net-Access™ Cabinet with 4' (1200mm) aisle width. Includes 4' low profile wall/ceiling kits. Color: Black | PC | 1 | 1 | 1 | 1 | 1219.2
07498366106 | C2CAC07F04IRW1 | IntergalRoofPanel,700mmW,4Ft,WH,EA | Net-Contain™ Cold Aisle Containment Integral Roof for 700mm wide Net-Access™ Cabinet with 4' (1200mm) aisle width. Includes 4' low profile wall/ceiling kits. | PC | 1 | 1 | 1 | 1 | 1278.92
07498366116 | C2CAC07F06IRB1 | IntergalRoofPanel,700mmW,6Ft,BL,EA | Net-Contain™ Cold Aisle Containment Integral Roof for 700mm wide Net-Access™ Cabinet with 6' (1800mm) aisle width. Color: Black | PC | 1 | 1 | 1 | 1 | 1387.24
07498366108 | C2CAC07F06IRW1 | Net-Contain Integral Roof for 700mm Widt | Net-Contain™ Cold Aisle Containment Integral Roof for 700mm wide Net-Access™ Cabinet with 6' (1800mm) aisle width. Includes 6' low profile wall/ceiling kits. | PC | 1 | 1 | 1 | 1 | 1455.4
07498388472 | C2CAC07F08WPB1 | IntergalRoofPanel,700mmW,BL,EA | Net-Contain™ Integral Roof Wall Panel for 700mm W Net-Access™ Cabinets. Color: Black | PC | 1 | 1 | 1 | 1 | 230.74
07498388469 | C2CAC07F08WPW1 | IntergalRoofPanel,700mmW,WH,EA | Net-Contain™ Integral Roof Wall Panel for 700mm W Net-Access™ Cabinets, White. | PC | 1 | 1 | 1 | 1 | 242.9
07498366114 | C2CAC08F04IRB1 | IntergalRoofPanel,800mmW,4Ft,BL,EA | Net-Contain™ Cold Aisle Containment Integral Roof for 800mm wide Net-Access™ Cabinet with 4' (1200mm) aisle width. Color: Black | PC | 1 | 1 | 1 | 1 | 1313.54
07498366101 | C2CAC08F04IRW1 | Net-Contain Integral Roof for 800mm Widt | Net-Contain™ Cold Aisle Containment Integral Roof for 800mm wide Net-Access™ Cabinet with 4' (1200mm) aisle width. Includes 4' low profile wall/ceiling kits. | PC | 1 | 1 | 1 | 1 | 1378.08
07498366110 | C2CAC08F06IRB1 | IntergalRoofPanel,800mmW,6Ft,BL,EA | Net-Contain™ Cold Aisle Containment Integral Roof for 800mm wide Net-Access™ Cabinet with 6' (1800mm) aisle width. Color: Black | PC | 1 | 1 | 1 | 1 | 1490.04
07498366099 | C2CAC08F06IRW1 | Net-Contain Integral Roof for 800mm Widt | Net-Contain™ Cold Aisle Containment Integral Roof for 800mm wide Net-Access™ Cabinet with 6' (1800mm) aisle width. Includes 6' low profile wall/ceiling kits. | PC | 1 | 1 | 1 | 1 | 1563.34
07498388471 | C2CAC08F08WPB1 | IntergalRoofPanel,800mmW,BL,EA | Net-Contain™ Integral Roof Wall Panel for 800mm W Net-Access™ Cabinets. Color: Black | PC | 1 | 2 | 1 | 1 | 235.46
07498388468 | C2CAC08F08WPW1 | NetConIntglRoofWallPnlFor800mmW,WH,EA | Net-Contain™ Integral Roof Wall Panel for 800mm W Net-Access™ Cabinets. | PC | 1 | 1 | 1 | 1 | 247.84
61305600143 | C2CEOR04CP8B1 | 1200mmAisleWEndOfRowCap,Compw/48RU,EA | 1200mm Aisle width End of Row Cap - compatible with 48RU CAC system, BL | PC | 1 | 1 | 1 | 1 | 2959.62
07498364194 | C2FAB06A1200B1 | S-Type,F/B,FloorSeal,600mm,Cabs,BL,EA | Front or back floor seal for 600mm wide cabinet. | PC | 1 | 2 | 1 | 1 | 100.34
07498364193 | C2FAB07A1200B1 | S-Type,F/B,FloorSeal,700mm,Cabs,BL,EA | Front or back floor seal for 700mm wide cabinet, Black. | PC | 1 | 2 | 1 | 1 | 134.7
07498384174 | C2FAB07A1200W1 | NetAcs,S-Tp,Frnt/BckFloorSealFor700mm,WH | Front or back floor seal for 700mm wide cabinet, White. | PC | 1 | 1 | 1 | 1 | 134.7
07498335946 | C2FAB08A1200B1 | SandN-Type,F/B,FloorSeals,800mm,BL,EA | Front or back floor seal for 800mm wide cabinet, Black. | PC | 1 | 1 | 1 | 1 | 146.72
07498384176 | C2FAB08A1200W1 | NtAcs,S&N-Tp,Frnt/BkFloorSealFor800mm,WH | Front or back floor seal for 800mm wide cabinet, White. | PC | 1 | 1 | 1 | 1 | 146.72
07498361616 | C2HAC06I1626B1 | Adj.Vertical Wall,16"-28",600mm,BL,EA | Net-Contain™ Adjustable Vertical Wall (16" - 26") for 600mm width cabinets. Color: Black | PC | 1 | 1 | 1 | 1 | 754.52
07498361625 | C2HAC06I1626W1 | HAC,Adj.VerticalWall,16"-26",600mm,WH,EA | Net-Contain™ Hot Aisle Containment Adjustable Vertical Wall (16" - 26") for 600mm width cabinets. Color: White | PC | 1 | 1 | 1 | 1 | 792.26
07498379543 | C2HAC06I2638B1 | Adj.Vertical Wall,26"-38",600mm,BL,EA | Net-Contain™ Adjustable Vertical Wall (26" - 38") for 600mm width cabinets. Color: Black | PC | 1 | 1 | 1 | 1 | 776.9
07498361641 | C2HAC06I2638W1 | AdjVertWall26"-38",600mm,Cab,WH,EA | Net-Contain™ Hot Aisle Containment Adjustable Vertical Wall (26" - 38") for 600mm width cabinets. Color: White | PC | 1 | 1 | 1 | 1 | 815.76
07498361176 | C2HAC06I3866B1 | Adj.Vertical Wall,38"-66",600mm,BL,EA | Net-Contain™ Adjustable Vertical Wall (38" - 66") for 600mm width cabinets. Color: Black | PC | 1 | 1 | 1 | 1 | 799.26
07498361642 | C2HAC06I3866W1 | AdjVertWall38"-66",600mm,Cab,WH,EA | Net-Contain™ Hot Aisle Containment Adjustable Vertical Wall (38" - 66") for 600mm width cabinets. Color: White | PC | 1 | 1 | 1 | 1 | 839.22
07498361643 | C2HAC07I1626B1 | Adj.Vertical Wall,16"-26",700mm,BL,EA | Net-Contain™ Adjustable Vertical Wall (16" - 26") for 700mm width cabinets. Color: Black | PC | 1 | 1 | 1 | 1 | 776.88
07498361645 | C2HAC07I1626W1 | HAC,Adj.VerticalWall,16"-26",700mm,WH,EA | Net-Contain™ Hot Aisle Containment Adjustable Vertical Wall (16" - 26") for 700mm width cabinets. Color: White | PC | 1 | 1 | 1 | 1 | 815.76
07498361652 | C2HAC07I2638B1 | Adj.Vertical Wall,26"-38",700mm,BL,EA | Net-Contain™ Adjustable Vertical Wall (26" - 38") for 700mm width cabinets. Color: Black | PC | 1 | 1 | 1 | 1 | 799.28
07498361669 | C2HAC07I2638W1 | HAC,Adj.VerticalWall,26"-38",700mm,WH,EA | Net-Contain™ Hot Aisle Containment Adjustable Vertical Wall (26" - 38") for 700mm width cabinets. Color: White | PC | 1 | 1 | 1 | 1 | 839.2
07498361675 | C2HAC07I3866B1 | Adj.Vertical Wall,38"-66",700mm,BL,EA | Net-Contain™ Adjustable Vertical Wall (38" - 66") for 700mm width cabinets. Color: Black | PC | 1 | 1 | 1 | 1 | 821.62
07498361676 | C2HAC07I3866W1 | HAC,Adj.VerticalWall,38"-66",700mm,WH,EA | Net-Contain™ Hot Aisle Containment Adjustable Vertical Wall (38" - 66") for 700mm width cabinets. Color: White | PC | 1 | 1 | 1 | 1 | 862.72
07498361677 | C2HAC08I1626B1 | Adj.Vertical Wall,16"-26",800mm,BL,EA | Net-Contain™ Adjustable Vertical Wall (16" - 26") for 800mm width cabinets. Color: Black | PC | 1 | 1 | 1 | 1 | 799.28
07498361679 | C2HAC08I1626W1 | AdjVertWall16"-26",800mm,Cab,WH,EA | Net-Contain™ Hot Aisle Containment Adjustable Vertical Wall (16" - 26") for 800mm width cabinets. Color: White | PC | 1 | 1 | 1 | 1 | 839.2
07498361680 | C2HAC08I2638B1 | Adj.Vertical Wall,26"-38",800mm,BL,EA | Net-Contain™ Adjustable Vertical Wall (26" - 38") for 800mm width cabinets. Color: Black | PC | 1 | 1 | 1 | 1 | 821.62
07498361682 | C2HAC08I2638W1 | HAC,Adj.VerticalWall,26"-38",800mm,WH,EA | Net-Contain™ Hot Aisle Containment Adjustable Vertical Wall (26" - 38") for 800mm width cabinets. Color: White | PC | 1 | 1 | 1 | 1 | 862.74
07498361683 | C2HAC08I3866B1 | Adj.Vertical Wall,38"-66",800mm,BL,EA | Net-Contain™ Adjustable Vertical Wall (38" - 66") for 800mm width cabinets. Color: Black | PC | 1 | 1 | 1 | 1 | 843.92
07498361684 | C2HAC08I3866W1 | AdjVertWall38"-66",800mm,Cab,WH,EA | Net-Contain™ Hot Aisle Containment Adjustable Vertical Wall (38" - 66") for 800mm width cabinets. Color: White | PC | 1 | 1 | 1 | 1 | 886.2
07498369475 | C2HACERI1626B1 | Adj.EndofRowVert.Wall,16"-26",BL,EA | Net-Contain™ Adjustable End of Row Vertical Wall (16" - 26") for 900mm/1000mm/1200mm aisle widths. Color: Black | PC | 1 | 1 | 1 | 1 | 1016.8
07498369439 | C2HACERI1626W1 | Adj.EndofRowVert.Wall,16"-26",WH,EA | Net-Contain™ Hot Aisle Containment Adjustable End of Row Vertical Wall (16" - 26") for 900mm/1000mm/1200mm aisle widths. Color: White | PC | 1 | 1 | 1 | 1 | 1067.62
07498361182 | C2HACERI2638B1 | Adj.EndofRowVert.Wall,26"-38",BL,EA | Net-Contain™ Adjustable End of Row Vertical Wall (26" - 38") for 900mm/1000mm/1200mm aisle widths. Color: Black | PC | 1 | 1 | 1 | 1 | 1141.04
07498361181 | C2HACERI2638W1 | Adj.EndofRowVert.Wall,26"-38",WH,EA | Net-Contain™ Hot Aisle Containment Adjustable End of Row Vertical Wall (26" - 38") for 900mm/1000mm/1200mm aisle widths. Color: White | PC | 1 | 1 | 1 | 1 | 1198.1
07498361185 | C2HACERI3866B1 | Adj.EndofRowVert.Wall,38"-66",BL,EA | Net-Contain™ Adjustable End of Row Vertical Wall (38" - 66") for 900mm/1000mm/1200mm aisle widths. | PC | 1 | 1 | 1 | 1 | 1265.22
07498361184 | C2HACERI3866W1 | Adj.EndofRowVert.Wall,38"-66",WH,EA | Net-Contain™ Hot Aisle Containment Adjustable End of Row Vertical Wall (38" - 66") for 900mm/1000mm/1200mm aisle widths. Color: White | PC | 1 | 1 | 1 | 1 | 1265.22
61305617195 | C2SDT8W04DAB1 | Door Adapter,4ft,42/45RU,Tall,Black,EA | Net-Contain™ Cabinet Supported Cold Aisle and Hot Aisle Containment Door Adapter for 4 ft. (1200mm) Aisle, 42/45 RU tall. Color: Black | PC | 1 | 1 | 1 | 1 | 747.26
61305617269 | C2SDT8W04DAW1 | Door Adapter,4ft,42/45RU,Tall,White,EA | Net-Contain™ Cabinet Supported Cold Aisle and Hot Aisle Containment Door Adapter for 4 ft. (1200mm) Aisle, 42/45 RU tall. Color: White | PC | 1 | 1 | 1 | 1 | 778.4
61305617197 | C2SDT8W06DAB1 | Door Adapter,6ft,42/45RU,Tall,Black,EA | Net-Contain™ Cabinet Supported Cold Aisle Containment Door Adapter for 6 ft. (1800mm) Aisle, 42/45 RU tall. Color: Black | PC | 1 | 1 | 1 | 1 | 1005.86
61305617270 | C2SDT8W06DAW1 | Door Adapter,6ft,42/45RU,Tall,White,EA | Net-Contain™ Cabinet Supported Cold Aisle Containment Door Adapter for 6 ft. (1800mm) Aisle, 42/45 RU tall. Color: White | PC | 1 | 1 | 1 | 1 | 1056.16
61305617196 | C2SDT9W04DAB1 | Door Adapter,4ft,48/51RU,Tall,Black,EA | Net-Contain™ Cabinet Supported Cold Aisle and Hot Aisle Containment Door Adapter for 4 ft. (1200mm) Aisle, 48/51 RU tall. Color: Black | PC | 1 | 1 | 1 | 1 | 860.08
61305617272 | C2SDT9W04DAW1 | Door Adapter,4ft,48/51RU,Tall,White,EA | Net-Contain™ Cabinet Supported Cold Aisle and Hot Aisle Containment Door Adapter for 4 ft. (1200mm) Aisle, 48/51 RU tall. Color: White | PC | 1 | 1 | 1 | 1 | 860.08
61305617198 | C2SDT9W06DAB1 | Door Adapter,6ft,48/51RU,Tall,Black,EA | Net-Contain™ Cabinet Supported Cold Aisle Containment Door Adapter for 6 ft. (1800mm) Aisle, 48/51 RU tall. Color: Black | PC | 1 | 1 | 1 | 1 | 1147
61305617273 | C2SDT9W06DAW1 | Door Adapter,6ft,48/51RU,Tall,White,EA | Net-Contain™ Cabinet Supported Cold Aisle Containment Door Adapter for 6 ft. (1800mm) Aisle, 48/51 RU tall. Color: White | PC | 1 | 1 | 1 | 1 | 1315.16
07498366079 | C2VED06I1626B1 | VED,600mm,CAB,16"-26"H,BL,EA | Net-Contain™ Vertical Exhaust Duct (VED) for 600mm Wide Net-Access™ Cabinet, height adjustable from 16.0" (406mm) up to 26.0" (660mm). Color: Black | PC | 1 | 1 | 1 | 1 | 1147.62
07498366058 | C2VED06I1626W1 | VED,600mm,CAB,16"-26"H,WH,EA | Net-Contain™ Vertical Exhaust Duct (VED) for 600mm Wide Net-Access™ Cabinet, height adjustable from 16.0" (406mm) up to 26.0" (660mm). Color: White | PC | 1 | 1 | 1 | 1 | 1205
07498366061 | C2VED06I2638B1 | VED,600mm,CAB,26"-38"H,BL,EA | Net-Contain™Vertical Exhaust Duct (VED) for 600mm Wide Net-Access™ Cabinet, height adjustable from 26.0" 660(mm) up to 38.0" (965mm). Color: Black | PC | 1 | 1 | 1 | 1 | 1275.1
07498366057 | C2VED06I2638W1 | VED,600mm,CAB,26"-38"H,WH,EA | Net-Contain™Vertical Exhaust Duct (VED) for 600mm Wide Net-Access™ Cabinet, height adjustable from 26.0" 660(mm) up to 38.0" (965mm). Color: White | PC | 1 | 1 | 1 | 1 | 1338.94
07498366059 | C2VED06I3866B1 | VED,600mm,CAB,38"-66"H,BL,EA | Net-Contain™ Vertical Exhaust Duct (VED) for 600mm Wide Net-Access™ Cabinet, height adjustable from 38.0" (965mm) up to 66.0" (1676mm). Color: Black | PC | 1 | 1 | 1 | 1 | 1423.76
07498366053 | C2VED06I3866W1 | VED,600mm,CAB,38"-66"H,WH,EA | Net-Contain™ Vertical Exhaust Duct (VED) for 600mm Wide Net-Access™ Cabinet, height adjustable from 38.0" (965mm) up to 66.0" (1676mm). Color: White | PC | 1 | 1 | 1 | 1 | 1494.9
07498366000 | C2VED07I1626B1 | VED,700mm,CAB,16"-26"H,BL,EA | Net-Contain™ Vertical Exhaust Duct (VED) for 700mm Wide Net-Access™ Cabinet, height adjustable from 16.0" (406mm) up to 26.0" (660mm). Color: Black | PC | 1 | 1 | 1 | 1 | 1233.68
07498366014 | C2VED07I1626W1 | VED,700mm,CAB,16"-26"H,WH,EA | Net-Contain™ Vertical Exhaust Duct (VED) for 700mm Wide Net-Access™ Cabinet, height adjustable from 16.0" (406mm) up to 26.0" (660mm). Color: White | PC | 1 | 1 | 1 | 1 | 1233.68
07498366034 | C2VED07I2638B1 | VED,700mm,CAB,26"-38"H,BL,EA | Net-Contain™Vertical Exhaust Duct (VED) for 700mm Wide Net-Access™ Cabinet, height adjustable from 26.0" (660mm) up to 38.0" (965mm). Color: Black | PC | 1 | 1 | 1 | 1 | 1370.78
07498366013 | C2VED07I2638W1 | VED,700mm,CAB,26"-38"H,WH,EA | Net-Contain™Vertical Exhaust Duct (VED) for 700mm Wide Net-Access™ Cabinet, height adjustable from 26.0" (660mm) up to 38.0" (965mm). Color: White | PC | 1 | 1 | 1 | 1 | 1370.78
07498366033 | C2VED07I3866B1 | VED,700mm,CAB,38"-66"H,BL,EA | The Net-Contain™ vertical exhaust duct (VED) is designed to be used with the 700mm wide Net-Access™ Cabinet. It is height adjustable from 38" (965mm) up to 66" (1676mm). It is black. | PC | 1 | 1 | 1 | 1 | 1503
07498366010 | C2VED07I3866W1 | VED,700mm,CAB,38"-66"H,WH,EA | Net-Contain™ Vertical Exhaust Duct (VED) for 700mm Wide Net-Access™ Cabinet, height adjustable from 38.0" (965mm) up to 66.0" (1676mm). Color: White | PC | 1 | 1 | 1 | 1 | 1503
07498317585 | C2VED08I1626B1 | VED,800mm,CAB,16"-26"H,BL,EA | Net-Contain™ Vertical Exhaust Duct (VED) for 800mm Wide Net-Access™ Cabinet, height adjustable from 16.0" (406mm) up to 26.0" (660mm). Color: Black | PC | 1 | 1 | 1 | 1 | 1295.46
07498366088 | C2VED08I1626W1 | VED,800mm,CAB,16"-26"H,WH,EA | Net-Contain™ Vertical Exhaust Duct (VED) for 800mm Wide Net-Access™ Cabinet, height adjustable from 16.0" (406mm) up to 26.0" (660mm). Color: White | PC | 1 | 1 | 1 | 1 | 1295.46
07498366090 | C2VED08I2638B1 | VED,800mm,CAB,26"-38"H,BL,EA | Net-Contain™Vertical Exhaust Duct (VED) for 800mm Wide Net-Access™ Cabinet, height adjustable from 26.0" (660mm) up to 38.0" (965mm). Color: Black | PC | 1 | 1 | 1 | 1 | 1439.38
07498366087 | C2VED08I2638W1 | VED,800mm,CAB,26"-38"H,WH,EA | Net-Contain™Vertical Exhaust Duct (VED) for 800mm Wide Net-Access™ Cabinet, height adjustable from 26.0" (660mm) up to 38.0" (965mm). Color: White | PC | 1 | 1 | 1 | 1 | 1439.38
07498366089 | C2VED08I3866B1 | VED,800mm,CAB,Adj 38.0"H,BL,EA | Net-Contain™ Vertical Exhaust Duct (VED) for 800mm Wide Net-Access™ Cabinet, height adjustable from 38.0" (965mm) up to 66.0" (1676mm). Color: Black | PC | 1 | 1 | 1 | 1 | 1578.08
07498366086 | C2VED08I3866W1 | VED,800mm,CAB,Adj 38.0"H,WH,EA | Net-Contain™ Vertical Exhaust Duct (VED) for 800mm Wide Net-Access™ Cabinet, height adjustable from 38.0" (965mm) up to 66.0" (1676mm). Color: White | PC | 1 | 1 | 1 | 1 | 1657.08
61305602273 | C2VEDMK07B1 | Vertical Exhaust Duct Mounting Kit for 7 |  | PC | 1 | 1 | 1 | 1 | 547.04
61305602274 | C2VEDMK07W1 | Vertical Exhaust Duct Mounting Kit for 7 |  | PC | 1 | 1 | 1 | 1 | 547.04
07498322822 | C2YL6 | FD,ChannelCover,2x2,YL,6Ft | Duct cover, 2 W x 6' length, PVC, yellow. | FT | 1 | 120 | 6 | 1 | 2.62
07498384564 | C4PPLK | ReplaceLabelKi,ModPPandFFaceplates,EA | Replacement label/label cover kit for Mini-Com® Modular Patch Panels with Labels (CPPL24WBLY, CPPL48WBLY, CPPL24WRBLY, CPPL48WRBLY) and Mini-Com® Modular Furniture Faceplates with Labels (CFFPL4, CFPHSL4, CFFPEBSL4). Each kit contains six labels and six c | KT | 1 | 10 | 1 | 1 | 4.1
07498370266 | C4YL6 | FD,ChannelCover,4x4,YL,6Ft | Duct cover, 4 W x 6' length, PVC, yellow. | FT | 1 | 120 | 6 | 1 | 4.86
07498384565 | C6PPLK1-24 | ReplaceLabelKit,M6,Printed1-24,EA | Replacement labels for Mini-Com® M6 Style Modular Faceplate Patch Panels with label/label covers (CPPL24M6BLY) and NetKey™ Molded Patch Panels. Labels are pre-printed1 -24 on one side and write-on area on reverse side. | KT | 1 | 10 | 1 | 1 | 7.78
07498384566 | C6PPLK25-48 | ReplaceLabelKit,M6,Printed25-48,EA | Replacement labels for Mini-Com® M6 Style Modular Faceplate Patch Panels with label/label covers (CPPL48M6BLY) Molded Patch Panels. Labels are pre-printed25 -48 on one side and write-on area on reverse side. | KT | 1 | 10 | 1 | 1 | 7.78
07498302702 | C72PPLK | 12-positionLblKitFor72-portPtchPnl,EA | Replacement label and label cover for Mini Com patch panels with labels (CPPL72WBLY, CPPLA72WBLY). Kit contains preprinted label with label covers | KT | 1 | 10 | 1 | 1 | 10.48
07498303182 | CBEIW-2GY | FaceplateFrame,DG,Exec,IW,EA | Double gang faceplate frame which accepts up to four 1/2-size module inserts or six 1/3-size module inserts. Supplied with labels and label cover/screw covers, Off White. | PC | 1 | 10 | 1 | 1 | 8.56
07498303181 | CBEIWY | FaceplateFrame,SG,Exec,IW,EA | Single gang faceplate frame accepts up to two 1/2-size module inserts or three 1/3-size module inserts. Supplied with labels and label cover/screw covers, Off White. | PC | 1 | 10 | 1 | 1 | 5.56
07498303184 | CBEWH-2GY | FaceplateFrame,DG,Exec,WH,EA | Double gang faceplate frame which accepts up to four 1/2-size module inserts or six 1/3-size module inserts. Supplied with labels and label cover/screw covers, White. | PC | 1 | 10 | 1 | 1 | 8.56
07498303183 | CBEWHY | FaceplateFrame,SG,Exec,WH,EA | Single gang faceplate frame accepts up to two 1/2-size module inserts or three 1/3-size module inserts. Supplied with labels and label cover/screw covers, White. | PC | 1 | 10 | 1 | 1 | 5.56
07498361382 | CBM-X | Surface Mount Box Magnet,PK10 | Magnet for non-shuttered version surface mount boxes. | PC | 1 | 100 | 10 | 1 | 3.7
07498308821 | CBOT24K | Cable Bundle Organizing Tool,EA | The Tak-Ty® Cable Organizing Kit contains a jacket cover with hook and loop fastener and two inserts. The two inserts handle multiple network cable diameters. The fluorescent green insert handles cable outer diameter ranging from 0.180 inches to 0.248 inc | PC | 1 | 10 | 1 | 1 | 93.65
07498375373 | CBX1BL-A | SurfaceMountBox,1Pt,BL,EA | Mini-Com® surface mount box accepts one Mini-Com® Module. Supplied with adhesive backing. Black. | PC | 1 | 10 | 1 | 1 | 4.8
07498375374 | CBX1EI-A | SurfaceMountBox,1Pt,EI,EA | Mini-Com® surface mount box accepts one Mini-Com® Module. Supplied with adhesive backing. Electric Ivory. | PC | 1 | 10 | 1 | 1 | 4.8
07498375375 | CBX1IG-A | SurfaceMountBox,1Pt,IG,EA | Mini-Com® surface mount box accepts one Mini-Com® Module. Supplied with adhesive backing. International Gray. | PC | 1 | 10 | 1 | 1 | 5.28
07498375376 | CBX1IW-A | SurfaceMountBox,1Pt,IW,EA | The Mini-Com® Surface Mount Box is plenum rated and accepts one Mini-Com Module. The box offers a variety of mounting options using adhesive tape or screws. The box can be identified with an adhesive label and is off white. | PC | 1 | 10 | 1 | 1 | 4.8
07498375377 | CBX1WH-A | SurfaceMountBox,1Pt,WH,EA | The Mini-Com® Surface Mount Box is plenum rated and accepts one Mini-Com Module. The box offers a variety of mounting options using adhesive tape or screws. The box can be identified with an adhesive label and is white. | PC | 1 | 10 | 1 | 1 | 4.8
07498303199 | CBX2BL-AY | SurfaceMountBox,2Pt,BL,EA | Mini-Com® surface mount box accepts two Mini-Com® Modules. Includes built-in removable blank.Supplied with mounting screws, adhesive backing and cable tie. Black. | PC | 1 | 10 | 1 | 1 | 8.48
07498303200 | CBX2EI-AY | SurfaceMountBox,2Pt,EI,EA | The Mini-Com® Surface Mount Box is plenum rated and accepts two Mini-Com Modules. The box offers a variety of mounting options using adhesive tape, screws, or optional magnet. The box can be identified with an adhesive label and is electric ivory. | PC | 1 | 10 | 1 | 1 | 8.48
07498303201 | CBX2IG-AY | SurfaceMountBox,2Pt,IG,EA | Mini-Com® surface mount box accepts two Mini-Com® Modules. Includes built-in removable blank.Supplied with mounting screws, adhesive backing and cable tie. International Gray. | PC | 1 | 10 | 1 | 1 | 8.48
07498303202 | CBX2IW-AY | SurfaceMountBox,2Pt,IW,EA | The Mini-Com® Surface Mount Box is plenum rated and accepts two Mini-Com Modules. The box offers a variety of mounting options using adhesive tape, screws, or optional magnet. The box can be identified with an adhesive label and is off white. | PC | 1 | 10 | 1 | 1 | 8.48
07498303203 | CBX2WH-AY | SurfaceMountBox,2Pt,WH,EA | The Mini-Com® Surface Mount Box is plenum rated and accepts two Mini-Com Modules. The box offers a variety of mounting options using adhesive tape, screws, or optional magnet. The box can be identified with an adhesive label and is white. | PC | 1 | 10 | 1 | 1 | 8.48
07498303205 | CBX4BL-AY | SurfaceMountBox,4Pt,BL,EA | Mini-Com® surface mount box accepts four Mini-Com® Modules. Supplied with mounting screws, adhesive backing, cable ties and label holder/screw cover . Black. | PC | 1 | 10 | 1 | 1 | 11
07498303206 | CBX4EI-AY | SurfaceMountBox,4Pt,EI,EA | Mini-Com® surface mount box accepts four Mini-Com® Modules. Supplied with mounting screws, adhesive backing, cable ties and label holder/screw cover . Electric Ivory. | PC | 1 | 10 | 1 | 1 | 11
07498303207 | CBX4IG-AY | SurfaceMountBox,4Pt,IG,EA | Mini-Com® surface mount box accepts four Mini-Com® Modules. Supplied with mounting screws, adhesive backing, cable ties and label holder/screw cover . International Gray. | PC | 1 | 10 | 1 | 1 | 11
07498303208 | CBX4IW-AY | SurfaceMountBox,4Pt,IW,EA | The Mini-Com® Surface Mount Box accepts four Mini-Com Modules. The box offers a variety of mounting options using adhesive tape, screws, or optional magnet. The box includes label pocket for easy identification and is off white. | PC | 1 | 10 | 1 | 1 | 11
07498303209 | CBX4WH-AY | SurfaceMountBox,4Pt,WH,EA | The Mini-Com® Surface Mount Box accepts four Mini-Com Modules. The box offers a variety of mounting options using adhesive tape, screws, or optional magnet. The box includes label pocket for easy identification and is white. | PC | 1 | 10 | 1 | 1 | 11
07498303224 | CBXF12BL-AY | SurfaceMountBox,12Pt,Multimedia,BL,EA | Mini-Com® surface mount box accepts twelve Mini-Com® Modules. Includes built-in fiber spool and bridge. Supplied with mounting screws, adhesive backing, cable ties and label holder/screw cover. Black. | PC | 1 | 10 | 1 | 1 | 34.32
07498303225 | CBXF12EI-AY | SurfaceMountBox,12Pt,Multimedia,EI,EA | Mini-Com® surface mount box accepts twelve Mini-Com® Modules. Includes built-in fiber spool and bridge. Supplied with mounting screws, adhesive backing, cable ties and label holder/screw cover. Electric Ivory. | PC | 1 | 10 | 1 | 1 | 34.32
07498303227 | CBXF12IW-AY | SurfaceMountBox,12Pt,Multimedia,IW,EA | Mini-Com® surface mount box accepts twelve Mini-Com® Modules. Includes built-in fiber spool and bridge. Supplied with mounting screws, adhesive backing, cable ties and label holder/screw cover. International White. | PC | 1 | 10 | 1 | 1 | 34.32
07498303228 | CBXF12WH-AY | SurfaceMountBox,12Pt,Multimedia,WH,EA | Mini-Com® surface mount box accepts twelve Mini-Com® Modules. Includes built-in fiber spool and bridge. Supplied with mounting screws, adhesive backing, cable ties and label holder/screw cover. White. | PC | 1 | 10 | 1 | 1 | 34.32
07498303230 | CBXF6BL-AY | SurfaceMountBox,6Pt,Mulimedia,BL,EA | Mini-Com® surface mount box accepts 6 Mini-Com® Modules. Includes built-in fiber spool. Supplied with mounting screws, adhesive backing, cable ties and label holder/screw cover. Black. | PC | 1 | 10 | 1 | 1 | 30.88
07498303231 | CBXF6EI-AY | SurfaceMountBox,6Pt,Mulimedia,EI,EA | Mini-Com® surface mount box accepts six Mini-Com® Modules. Includes built-in fiber spool. Supplied with mounting screws, adhesive backing, cable ties and label holder/screw cover. Electric Ivory. | PC | 1 | 10 | 1 | 1 | 30.88
07498303233 | CBXF6IW-AY | SurfaceMountBox,6Pt,Multimedia,IW,EA | The Mini-Com® Multimedia Surface Mount Box accepts six Mini-Com Modules. A built-in fiber spool in the base protects and secures cable slack in place. The box offers a variety of mounting options using adhesive tape or screws. The box includes a label poc | PC | 1 | 10 | 1 | 1 | 30.88
07498303234 | CBXF6WH-AY | SurfaceMountBox,6Pt,Mulimedia,WH,EA | Mini-Com® surface mount box accepts six Mini-Com® Modules. Includes built-in fiber spool. Supplied with mounting screws, adhesive backing, cable ties and label holder/screw cover. White. | PC | 1 | 10 | 1 | 1 | 30.88
61305616934 | CBXQ1AW-A | SurfaceMountBox,QuickRelCover,1PT,AW,EA | Mini-Com® surface mount box accepts one Mini-Com® module. Includes quick release cover, cable ties and adhesive backing. Arctic White. | PC | 1 | 10 | 1 | 1 | 6.58
61305616935 | CBXQ1EI-A | SurfaceMountBox,QuickRelCover,1PT,EI,EA | Mini-Com® surface mount box accepts one Mini-Com® module. Includes quick release cover. Supplied with cable ties and adhesive backing. Electric Ivory. | PC | 1 | 10 | 1 | 1 | 6.58
61305616933 | CBXQ1IW-A | SurfaceMountBox,QuickRelCover,1PT,IW,EA | The Mini-Com® Surface Mount Box is plenum rated and accepts one Mini-Com Module. Cover has a quick release mechanism that allows easy access to the modules. The box offers a variety of mounting options using adhesive tape, screws, or optional magnet. The | PC | 1 | 10 | 1 | 1 | 6.58
61305616936 | CBXQ1WH-A | SurfaceMountBox,QuickRelCover,1PT,WH,EA | Mini-Com® surface mount box accepts one Mini-Com® module. Includes quick release cover. Supplied with cable ties and adhesive backing. White. | PC | 1 | 10 | 1 | 1 | 6.58
61305616940 | CBXQ2AW-A | SurfaceMountBox,2P,QR,ADH,AW,EA | Mini-Com® surface mount box accepts two Mini-Com® modules. Includes quick release cover. Supplied with cable ties, adhesive backing, label and label cover. Arctic White. | PC | 1 | 10 | 1 | 1 | 8.08
61305616941 | CBXQ2EI-A | SurfaceMountBox,2P,QR,ADH,EI,EA | The Mini-Com® Surface Mount Box is plenum rated and accepts two Mini-Com Modules. Cover has a quick release mechanism that allows easy access to the modules; cover can be secured with a screw. The box offers a variety of mounting options using adhesive ta | PC | 1 | 10 | 1 | 1 | 8.08
61305616939 | CBXQ2IW-A | SurfaceMountBox,2P,QR,ADH,IW,EA | The Mini-Com® Surface Mount Box is plenum rated and accepts two Mini-Com Modules. Cover has a quick release mechanism that allows easy access to the modules; cover can be secured with a screw. The box offers a variety of mounting options using adhesive ta | PC | 1 | 10 | 1 | 1 | 8.08
61305616942 | CBXQ2WH-A | SurfaceMountBox,2P,QR,ADH,WH,EA | The Mini-Com® Surface Mount Box is plenum rated and accepts two Mini-Com Modules. Cover has a quick release mechanism that allows easy access to the modules; cover can be secured with a screw. The box offers a variety of mounting options using adhesive ta | PC | 1 | 10 | 1 | 1 | 8.08
61305616946 | CBXQ4AW-A | SurfaceMountBox,4P,QR,ADH,AW,EA | Mini-Com® surface mount box accepts four Mini-Com® modules. Includes quick release cover. Supplied with cable ties, adhesive backing, label and label cover. Arctic White. | PC | 1 | 10 | 1 | 1 | 11.6
61305616947 | CBXQ4EI-A | SurfaceMountBox,4P,QR,ADH,EI,EA | Mini-Com® surface mount box accepts four Mini-Com® modules. Includes quick release cover. Supplied with cable ties, adhesive backing, label and label cover. Electric Ivory. | PC | 1 | 10 | 1 | 1 | 11.6
61305616945 | CBXQ4IW-A | SurfaceMountBox,4P,QR,ADH,IW,EA | The Mini-Com® Surface Mount Box is plenum rated and accepts four Mini-Com Modules. Cover has a quick release mechanism that allows easy access to the modules; cover can be secured with a screw. The box offers a variety of mounting options using adhesive t | PC | 1 | 10 | 1 | 1 | 11.6
61305616948 | CBXQ4WH-A | SurfaceMountBox,4P,QR,ADH,WH,EA | Mini-Com® 4-port surface mount box with quick release cover and adhesive, White. | PC | 1 | 10 | 1 | 1 | 11.6
61305616953 | CBXQ6EI-A | SurfaceMountBox,6P,QR,ADH,EI,EA | Mini-Com® surface mount box accepts six Mini-Com® modules. Includes quick release cover. Supplied with cable ties, adhesive backing, label and label cover. Electric Ivory. | PC | 1 | 10 | 1 | 1 | 19.3
61305616951 | CBXQ6IW-A | SurfaceMountBox,6P,QR,ADH,IW,EA | The Mini-Com® Surface Mount Box is plenum rated and accepts six Mini-Com Modules. Cover has a quick release mechanism that allows easy access to the modules; cover can be secured with a screw. The box offers a variety of mounting options using adhesive ta | PC | 1 | 10 | 1 | 1 | 19.3
61305616954 | CBXQ6WH-A | SurfaceMountBox,6P,QR,ADH,WH,EA | Mini-Com® surface mount box accepts six Mini-Com® modules. Includes quick release cover. Supplied with cable ties, adhesive backing, label and label cover. White. | PC | 1 | 10 | 1 | 1 | 19.3
07498334446 | CC5E88BL | Coupler Module,Cat5e,UTP,BL,EA | The Mini-Com® Cat 5e UTP RJ45 Coupler Module is designed and 100% factory tested to exceed industry standard performance requirements. Contacts are plated with 50 microinches of gold for superior performance. The coupler module is compatible with Mini-Com | PC | 1 | 50 | 1 | 1 | 22.36
07498334447 | CC5E88IW | CouplerModule,Cat5e,UTP,IW,EA | The Mini-Com® Cat 5e UTP RJ45 Coupler Module is designed and 100% factory tested to exceed industry standard performance requirements. Contacts are plated with 50 microinches of gold for superior performance. The coupler module is compatible with Mini-Com | PC | 1 | 10 | 1 | 1 | 22.36
07498301781 | CC688BL | Coupler Module,Cat6,UTP,BL,EA | The Mini-Com® Cat 6 UTP RJ45 Coupler Module is designed and 100% factory tested to allow for up to two couplers to be used and meet channel performance requirements. Contacts are plated with 50 microinches of gold for superior performance. The coupler mod | PC | 1 | 25 | 1 | 1 | 27.36
07498394540 | CC688BU | Coupler Module,Cat6,RJ45,UTP,BU,EA | Category 6, RJ45, 8-position, 8-wire universal coupler module, blue. | PC | 1 | 10 | 1 | 1 | 28.54
07498394541 | CC688GR | Coupler Module,Cat6,RJ45,UTP,GR,EA | Category 6, RJ45, 8-position, 8-wire universal coupler module, green. | PC | 1 | 10 | 1 | 1 | 28.54
07498300239 | CC688IG | Coupler Module,Cat6,UTP,IG,EA | Category 6, RJ45, 8-position, 8-wire universal coupler module, Gray. | PC | 1 | 10 | 1 | 1 | 28.54
07498301782 | CC688IW | Coupler Module,Cat6,UTP,IW,EA | The Mini-Com® Cat 6 UTP RJ45 Coupler Module is designed and 100% factory tested to allow for up to two couplers to be used and meet channel performance requirements. Contacts are plated with 50 microinches of gold for superior performance. The coupler mod | PC | 1 | 10 | 1 | 1 | 28.54
07498394542 | CC688OR | Coupler Module,Cat6,RJ45,UTP,OR,EA | Category 6, RJ45, 8-position, 8-wire universal coupler module, orange. | PC | 1 | 10 | 1 | 1 | 28.54
07498300237 | CC688RD | Coupler Module,Cat6,UTP,RD,EA | Category 6, RJ45, 8-position, 8-wire universal coupler module, Red. | PC | 1 | 10 | 1 | 1 | 28.54
07498300238 | CC688YL | Coupler Module,Cat6,UTP,YL,EA | Category 6, RJ45, 8-position, 8-wire universal coupler module, Yellow. | PC | 1 | 10 | 1 | 1 | 28.54
07498352544 | CC6X88BL | Coupler Module,Cat6A,UTP,BL,EA | The Mini-Com® Cat 6A UTP RJ45 Coupler Module is designed and 100% factory tested to allow for up to one coupler to be used and meet channel performance requirements. Contacts are plated with 50 microinches of gold for superior performance. The coupler mod | PC | 1 | 10 | 1 | 1 | 39.92
07498394543 | CC6X88BU | Coupler Module,Cat6A,UTP,BU,EA | Category 6A, RJ45, 8-position, 8-wire universal coupler module, blue. | PC | 1 | 10 | 1 | 1 | 39.92
07498394544 | CC6X88GR | Coupler Module,Cat6A,UTP,GR,EA | Category 6A, RJ45, 8-position, 8-wire universal coupler module, green. | PC | 1 | 10 | 1 | 1 | 39.92
07498300242 | CC6X88IG | Coupler Module,Cat6A,UTP,IG,EA | Category 6A, RJ45, 8-position, 8-wire universal coupler module, Int'l gray. | PC | 1 | 10 | 1 | 1 | 39.92
07498352545 | CC6X88IW | Coupler Module,Cat6A,UTP,IW,EA | The Mini-Com® Cat 6A UTP RJ45 Coupler Module is designed and 100% factory tested to allow for up to one coupler to be used and meet channel performance requirements. Contacts are plated with 50 microinches of gold for superior performance. The coupler mod | PC | 1 | 10 | 1 | 1 | 39.92
07498394545 | CC6X88OR | Coupler Module,Cat6A,UTP,OR,EA | Category 6A, RJ45, 8-position, 8-wire universal coupler module, orange. | PC | 1 | 10 | 1 | 1 | 39.92
07498300240 | CC6X88RD | Coupler Module,Cat6A,UTP,RD,EA | Category 6A, RJ45, 8-position, 8-wire universal coupler module, red. | PC | 1 | 10 | 1 | 1 | 39.92
07498300241 | CC6X88YL | Coupler Module,Cat6A,UTP,YL,EA | Category 6A, RJ45, 8-position, 8-wire universal coupler module, yellow. | PC | 1 | 10 | 1 | 1 | 39.92
07498348993 | CCL | Net-Access / Net-SERV Cabinet Combinatio | The cabinet combination lock is a 3 digit combination lock that can be installed on any Net-Access™ or Net-SERV® Cabinet dual hinge, single hinge or split door. This combination lock easily replaces the standard door handles. The 3 digit combination easil | PC | 1 | 1 | 1 | 1 | 291.44
07498397308 | CCL3 | Cabinet,CombinationLock3Digit,EA | The 3-digit cabinet combination lock is a security accessory for cabinets with a single hinge or split doors. It features a key override and is black. | PC | 1 | 10 | 1 | 1 | 204.02
07498379117 | CCMKIT1 | Comm Cable Mgmt Kit for Cabinets | Kit includes the following:1 roll 15' (4.6m) length .33" (8.4mm) width Tak-Ty® Cable Ties24 nylon cable ties12 adhesive backed cable tie mounts6 push style cable tie mounts4 vertical wire saddles8 flat Pan-Post™ Standoffs for use with std. nylon cable tie | KT | 1 | 1 | 1 | 1 | 76.24
07498391408 | CCMKIT2 | Various WA Parts for Enclosures | Kit includes the following:1 roll 15' (4.6m) length 0.75" (19.1mm) Tak-Ty®Cable Ties12 nylon cable ties6 adhesive backed cable tie mounts6 adhesive backed mounts for 0.75" (19.1mm) Tak-Ty®Cable Ties6 screw mounts for 0.75" (19.1mm) Tak-Ty®Cable Ties4 vert | KT | 1 | 1 | 1 | 1 | 78.54
61305673315 | CCS5E88BL | Category 5e, Shielded, RJ45, 8-position, | Category 5e, RJ45, 8-position, 8-wire universal shielded coupler module, black | PC | 1 | 1 | 1 | 1 | 18.31
61305676962 | CCS6X88BL | Category 6A, Shielded, RJ45, 8-position, | Category 6A, RJ45, 8-position, 8-Wire Universal Shielded Coupler Module, Black | PC | 1 | 1 | 1 | 1 | 37.8
07498379982 | CD-FCRP5 | FCRP5 Die Set |  | PC | 1 | 5 | 1 | 1 | 296.18
07498319487 | CDE1 | NDInletDuct,Cisco4948,1RU,BLK,EA | This Net-Direct™ Air Inlet Duct provides cold airflow directly into Cisco 4948, 4928, and 4924 switch intakes from below. Not only does it require no energy to operate, but it also reduces fan power consumption by up to 250W, improving energy efficiency a | PC | 1 | 1 | 1 | 1 | 723.96
07498331874 | CDE2 | NDInletDuct,CiscoNexusN2K,2RU,BLK,EA | The air inlet duct fits in a 2 RU footprint, resides in-line and below switch and provides cold aisle airflow to Cisco Nexus N2K and Catalyst 9448E switches. It optimizes the thermal efficiency of the switch in cabinet applications. | PC | 1 | 1 | 1 | 1 | 723.96
61305610841 | CDE3 | Cab AirInlet Duct for 4RU 3945 Switch,EA | Net-Direct™ Air inlet Duct, 4 RU For Cisco 3945, Ducting with integrated perforation. | PC | 1 | 1 | 1 | 1 | 904.28
07498364936 | CEFXEI-X | Conduit Entrance,EI,PK10 | Conduit entrance end fitting. This power rated two-piece fitting is designed to accommodate the entrance of 1/2" conduit or align with knockouts on surface mount electrical boxes. For use with LD3/LDPH3 and has breakouts available to work with LD5/LDPH5 a | PC | 1 | 10 | 10 | 1 | 10.26
07498364939 | CEFXIW-X | Conduit Entrance,IW,PK10 | Conduit entrance end fitting. This power rated two-piece fitting is designed to accommodate the entrance of 1/2" conduit or align with knockouts on surface mount electrical boxes. For use with LD3/LDPH3 and has breakouts available to work with LD5/LDPH5 a | PC | 1 | 10 | 10 | 1 | 10.26
07498364940 | CEFXWH-X | Conduit Entrance,WH,PK10 | Conduit entrance end fitting. This power rated two-piece fitting is designed to accommodate the entrance of 1/2" conduit or align with knockouts on surface mount electrical boxes. For use with LD3/LDPH3 and has breakouts available to work with LD5/LDPH5 a | PC | 1 | 10 | 10 | 1 | 10.26
07498303261 | CF1062EIY | Frame,2Pt,Type106,EI,EA | Mini Com duplex adapter, mounts behind standard 106 NEMA faceplates, accepts two Mini-Com® Modules, Electric Ivory. | PC | 1 | 10 | 1 | 1 | 3.78
07498303263 | CF1062IWY | Frame,2Pt,Type106,IW,EA | Mini Com duplex adapter, mounts behind standard 106 NEMA faceplates, accepts two Mini-Com® Modules, Off White. | PC | 1 | 10 | 1 | 1 | 3.78
07498303264 | CF1062WHY | Frame,2Pt,Type106,WH,EA | Mini Com duplex adapter, mounts behind standard 106 NEMA faceplates, accepts two Mini-Com® Modules, White. | PC | 1 | 10 | 1 | 1 | 3.78
07498303266 | CF1064EIY | Frame,4Pt,Type106,EI,EA | Mini Com duplex adapter, mounts behind standard 106 NEMA faceplates, accepts four Mini-Com® Modules, Electric Ivory. | PC | 1 | 10 | 1 | 1 | 3.78
07498303268 | CF1064IWY | Frame,4Pt,Type106,IW,EA | Mini Com duplex adapter, mounts behind standard 106 NEMA faceplates, accepts four Mini-Com® Modules, Off White. | PC | 1 | 10 | 1 | 1 | 3.78
07498303269 | CF1064WHY | Frame,4Pt,Type106,WH,EA | Mini Com duplex adapter, mounts behind standard 106 NEMA faceplates, accepts four Mini-Com® Modules, White. | PC | 1 | 10 | 1 | 1 | 3.78
07498325174 | CF10EI-X | Fitting,coupler,LD10,Low V,EI,2",PK10 | Coupler fitting for use with LD10 raceway, Electric Ivory, ABS, Length 2.00 in. | PC | 1 | 50 | 10 | 1 | 2.12
07498326241 | CF10IG-X | Fitting,coupler,LD10,Low V,IG,2",PK10 | Coupler fitting for use with LD10 raceway, International Gray, ABS, Length 2.00 in. | PC | 1 | 50 | 10 | 1 | 2.22
07498326240 | CF10IW-X | Fitting,coupler,LD10,Low V,IW,2",PK10 | The coupler fitting is used to efficiently manage cable placement. It is designed to be used with LD10 surface raceway and is a 2 inch length. It meets TIA/EIA Standards, is UL5A Listed, and is UL Compliant. It features a snap-on installation, is made of | PC | 1 | 50 | 10 | 1 | 2.12
07498358605 | CF10WH-X | Fitting,coupler,LD10,Low V,WH,2",PK10 | The coupler fitting is used to efficiently manage cable placement. It is designed to be used with LD10 surface raceway and is a 2 inch length. It meets TIA/EIA Standards, is UL5A Listed, and is UL Compliant. It features a snap-on installation, is made of | PC | 1 | 50 | 10 | 1 | 2.12
07498325180 | CF3EI-E | Fitting,coupler,LD3,Low V,EI,1.5",PK20 | Coupler fitting for use with LD3 raceway, Electric Ivory, ABS, Length 1.5 in. | PC | 1 | 100 | 20 | 1 | 1.76
07498326237 | CF3IW-E | Fitting,coupler,LD3,Low V,IW,1.5",PK20 | The coupler fitting is used to efficiently manage cable placement. It is designed to be used with LD3 surface raceway and is a 2 inch length. It meets TIA/EIA Standards, is UL5A Listed, and is UL Compliant. It features a snap-on installation, is made of A | PC | 1 | 100 | 20 | 1 | 1.76
07498358806 | CF3WH-E | Fitting,coupler,LD3,Low V,WH,1.5",PK20 | The coupler fitting is used to efficiently manage cable placement. It is designed to be used with LD3 surface raceway and is a 2 inch length. It meets TIA/EIA Standards, is UL5A Listed, and is UL Compliant. It features a snap-on installation, is made of A | PC | 1 | 100 | 20 | 1 | 1.76
07498325188 | CF5EI-E | Fitting,coupler,LD5,Low V,EI,2",PK20 | Coupler fitting for use with LD5 raceway, Electric Ivory, ABS, Length 2.00 in. | PC | 1 | 100 | 20 | 1 | 1.98
07498326238 | CF5IG-E | Fitting,coupler,LD5,Low V,IG,2",PK20 | Coupler fitting for use with LD5 raceway, International Gray, ABS, Length 2.00 in. | PC | 1 | 100 | 20 | 1 | 2.1
07498326239 | CF5IW-E | Fitting,coupler,LD5,Low V,IW,2",PK20 | The coupler fitting is used to efficiently manage cable placement. It is designed to be used with LD5 surface raceway and is a 2 inch length. It meets TIA/EIA Standards, is UL5A Listed, and is UL Compliant. It features a snap-on installation, is made of A | PC | 1 | 100 | 20 | 1 | 1.98
07498358584 | CF5WH-E | Fitting,coupler,LD5,Low V,WH,2",PK20 | The coupler fitting is used to efficiently manage cable placement. It is designed to be used with LD5 surface raceway and is a 2 inch length. It meets TIA/EIA Standards, is UL5A Listed, and is UL Compliant. It features a snap-on installation, is made of A | PC | 1 | 100 | 20 | 1 | 1.98
07498339270 | CFAP72AQDLCZA | 144-fiber 72 Port OM3/OM4 10 GbE Pre-loa | 144-fiber 72 Port OM3/OM4 10 GbE Pre-loaded Angled Fiber Patch Panel; Zirconia Ceramic | PC | 1 | 5 | 1 | 1 | 1827.02
07498339271 | CFAP72BUDLCZA | 72 Port Pre-Loaded Angled Fiber Patch Pa | 72 Port (144 Fiber) Pre-Loaded Angled Fiber Patch Panel OS1/OS2 Zirconia Ceramic | PC | 1 | 10 | 1 | 1 | 1740.02
07498378857 | CFAPPBL1 | Fiber Adapter Patch Panel 1 RU,EA | The flat fiber patch panel is used with FMT1 and FMT2 trays and holds up to four Opticom® Cassettes or FAP adapter panels. It is compatible with all 19” wide EIA rack mount installations, is black powder coated steel, and fits in a 1 RU footprint. | PC | 1 | 10 | 1 | 1 | 37.68
07498300878 | CFAPPBL1A | FiberAdapterPatchPanelAngled1RU,EA | The angled fiber patch panel is used with FMT1A and FMT2A trays and holds up to four Opticom® Cassettes or FAP adapter panels. It is compatible with all 19” wide EIA rack mount installations, is black powder coated steel, and fits in a 1 RU footprint. | PC | 1 | 5 | 1 | 1 | 68.66
07498378858 | CFAPPBL2 | FiberAdapterPatchPanel2RU,EA | Flat fiber patch panel. Holds up to eight FAP or FMP adapter panels. | PC | 1 | 4 | 1 | 1 | 47.28
07498300879 | CFAPPBL2A | FiberAdapterPatchPanelAngled2RU,EA | Angled fiber patch panel. Holds up to eight FAP or FMP adapter panels. For use with the FMT2A. | PC | 1 | 4 | 1 | 1 | 86.1
07498358460 | CFFP4BL | FurnitureFaceplate,2Pt,BL,EA | The Mini-Com® Modular Furniture Faceplate accepts four Mini-Com Modules. The faceplate mounts to a standard office furniture opening. The faceplate can be identified with an adhesive label and is black. | PC | 1 | 10 | 1 | 1 | 5.02
07498358454 | CFFP4WH | FurnitureFaceplate,2Pt,WH,EA | Mini Com modular furniture faceplate for industry standard opening, accepts four Mini-Com® Modules. White | PC | 1 | 10 | 1 | 1 | 5.02
07498372688 | CFFPA2BL | FurnitureFaceplate,2Pt,Angled,BL,EA | Mini Com angled modular furniture faceplate for industry standard opening, accepts two Mini-Com® Modules. Black. | PC | 1 | 10 | 1 | 1 | 5.86
07498372692 | CFFPA2WH | FurnitureFaceplate,2Pt,Angled,WH,EA | Mini Com angled modular furniture faceplate for industry standard opening, accepts two Mini-Com® Modules. White | PC | 1 | 10 | 1 | 1 | 5.86
07498383601 | CFFPE3BL | FurnitureFaceplate,3Port,KnollM,BL,EA | Mini Com modular furniture Faceplate for industry standard openings found on Knoll Morrison furniture, accepts three Mini-Com® Modules. Black | PC | 1 | 10 | 1 | 1 | 12.82
07498379970 | CFFPEBSL4BL | FurnitureFaceplate,4Port,HM,Sloped,BL,EA | Mini Com sloped modular furniture faceplate for knockouts found on Herman Miller furniture such as Ethospace Beltline. Accepts four Mini-Com® Modules. Includes label and label cover. Black | PC | 1 | 10 | 1 | 1 | 8.4
07498375670 | CFFPHM4BL | FurnitureFaceplate,4Port,HM,BL,EA | The Mini-Com® Modular Furniture Faceplate accepts four Mini-Com Modules. The faceplate mounts to Herman Miller's custom baseline office furniture opening. The faceplate can be identified with an adhesive label and is black. | PC | 1 | 10 | 1 | 1 | 8.32
07498375669 | CFFPHM4WH | FurnitureFaceplate,4Port,HM,WH,EA | Mini Com modular furniture faceplate for knockouts found on Herman Miller furniture such as Action Office Series 2 and 3 and Ethospace Baseline. Accepts four Mini-Com® Modules. White | PC | 1 | 10 | 1 | 1 | 8.32
61305656686 | CFFPL2BL | Mini Com 2 position standard furniture f | Mini-Com modular furniture faceplate for industry standard opening, accepts two Mini-Com Modules. Includes label and label cover. Black | PC | 1 | 10 | 1 | 1 | 4.88
61305656684 | CFFPL2WH | Mini Com 2 position standard furniture f | Mini-Com modular furniture faceplate for industry standard opening, accepts two Mini-Com Modules. Includes label and label cover. White | PC | 1 | 10 | 1 | 1 | 4.88
07498377678 | CFFPL4BL | FurnitureFaceplate,4Pt,BL,EA | The Mini-Com® Modular Furniture Faceplate accepts four Mini-Com Modules. The faceplate mounts to a standard office furniture opening. The faceplate includes a label pocket for easy identification and is black. | PC | 1 | 10 | 1 | 1 | 5.54
07498377680 | CFFPL4IG | FurnitureFaceplate,4Pt,IG,EA | Mini Com modular furniture faceplate for industry standard opening, accepts four Mini-Com® Modules. Includes label and label cover. International Gray. | PC | 1 | 10 | 1 | 1 | 5.54
07498377681 | CFFPL4IW | FurnitureFaceplate,4Pt,IW,EA | Mini Com modular furniture faceplate for industry standard opening, accepts four Mini-Com® Modules. Includes label and label cover. Off White. | PC | 1 | 10 | 1 | 1 | 5.54
07498377682 | CFFPL4WH | FurnitureFaceplate,4Pt,WH,EA | The Mini-Com® Modular Furniture Faceplate accepts four Mini-Com Modules. The faceplate mounts to a standard office furniture opening. The faceplate includes a label pocket for easy identification and is white. | PC | 1 | 10 | 1 | 1 | 5.54
07498371285 | CFG1WH | GFCI Frame,1 port,WH,EA | Mini Com rectangular adapter, mounts behind standard GFCI faceplates, accepts one Mini-Com® Module, White. | PC | 1 | 10 | 1 | 1 | 4.72
07498371282 | CFG2BL | GFCI Frame,2-port,BL,EA | Mini Com rectangular adapter, mounts behind standard GFCI faceplates, accepts two Mini-Com® Module, Black. | PC | 1 | 10 | 1 | 1 | 4.72
07498371280 | CFG2WH | GFCI Frame,2-port,WH,EA | Mini Com rectangular adapter, mounts behind standard GFCI faceplates, accepts two Mini-Com® Module, White. | PC | 1 | 10 | 1 | 1 | 4.72
07498370527 | CFG4BL | GFCI Frame,4-port,BL,EA | Mini Com rectangular adapter, mounts behind standard GFCI faceplates, accepts four Mini-Com® Module, Black. | PC | 1 | 10 | 1 | 1 | 4.72
07498370526 | CFG4WH | GFCI Frame,4-port,WH,EA | Mini Com rectangular adapter, mounts behind standard GFCI faceplates, accepts four Mini-Com® Module, White. | PC | 1 | 10 | 1 | 1 | 4.72
61305639687 | CFGBBL | Brush Insert for GFCI faceplates | Brush Insert - Black | PC | 1 | 10 | 10 | 1 | 13.52
61305639686 | CFGBEI | Brush Insert for GFCI faceplates | Brush Insert - Electric Ivory | PC | 1 | 10 | 10 | 1 | 13.52
61305639684 | CFGBIW | Brush Insert for GFCI faceplates | Brush Insert - International White | PC | 1 | 10 | 10 | 1 | 13.52
61305639685 | CFGBWH | Brush Insert for GFCI faceplates | Brush Insert - White | PC | 1 | 10 | 10 | 1 | 13.52
07498371596 | CFP1BL | Faceplate,1port,Classic,BL,EA | Mini Com Classic series single gang vertical faceplate accepts one Mini-Com® Module, Black. | PC | 1 | 10 | 1 | 1 | 2.96
07498371551 | CFP1EI | Faceplate,1Pt,Classic,EI,EA | Mini Com Classic series single gang vertical faceplate accepts one Mini-Com® Module, Electric Ivory. | PC | 1 | 10 | 1 | 1 | 2.96
07498371552 | CFP1IW | Faceplate,1port,Classic,IW,EA | The Mini-Com® Classic Series Faceplate accepts one Mini-Com Module. The faceplate is single gang and mounts to a NEMA standard single gang opening. The faceplate can be identified with an adhesive label and is off white. | PC | 1 | 10 | 1 | 1 | 2.96
07498371594 | CFP1WH | Faceplate,1port,Classic,WH,EA | Mini Com Classic series single gang vertical faceplate accepts one Mini-Com® Module, White | PC | 1 | 10 | 1 | 1 | 2.96
07498368762 | CFP2BL | Faceplate,2-port,Classic,BL,EA | Mini Com Classic series single gang vertical faceplate accepts two Mini-Com® Module, Black. | PC | 1 | 10 | 1 | 1 | 2.96
07498368759 | CFP2EI | Faceplate,2Pt,Classic,EI,EA | Mini Com Classic series single gang vertical faceplate accepts two Mini-Com® Module, Electric Ivory. | PC | 1 | 10 | 1 | 1 | 2.96
07498368758 | CFP2IW | Faceplate,2-port,Classic,IW,EA | The Mini-Com® Classic Series Faceplate accepts two Mini-Com Modules. The faceplate is single gang and mounts to a NEMA standard single gang opening. The faceplate can be identified with an adhesive label and is off white. | PC | 1 | 10 | 1 | 1 | 2.96
07498303286 | CFP2SY | Faceplate,2-port,S-Steel,EA | The Mini-Com® Stainless Steel Faceplate accepts two Mini-Com Modules. The faceplate is single gang and mounts to a NEMA standard single gang opening. The faceplate can be identified with an adhesive label and is made of impact resistant material to suppor | PC | 1 | 10 | 1 | 1 | 15
07498368761 | CFP2WH | Faceplate,2-port,Classic,WH,EA | The Mini-Com® Classic Series Faceplate accepts two Mini-Com Modules. The faceplate is single gang and mounts to a NEMA standard single gang opening. The faceplate can be identified with an adhesive label and is white. | PC | 1 | 10 | 1 | 1 | 2.96
07498368768 | CFP4BL | Faceplate,4-port,Classic,BL,EA | Mini Com Classic series single gang vertical faceplate accepts four Mini-Com® Module, Electric Ivory, Black. | PC | 1 | 10 | 1 | 1 | 2.96
07498368765 | CFP4EI | Faceplate,4Pt,Classic,EI,EA | Mini Com Classic series single gang vertical faceplate accepts four Mini-Com® Module, Electric Ivory, Electric Ivory. | PC | 1 | 10 | 1 | 1 | 2.96
07498368764 | CFP4IW | Faceplate,4-port,Classic,IW,EA | Mini Com Classic series single gang vertical faceplate accepts four Mini-Com® Module, Off White | PC | 1 | 10 | 1 | 1 | 2.96
07498303288 | CFP4S-2GY | Faceplate,4Pt,DblGang,S-Steel,EA | Mini Com stainless steel double gang faceplate accepts four Mini-Com® Modules. | PC | 1 | 10 | 1 | 1 | 20.6
07498303287 | CFP4SY | Faceplate,4Pt,SglGang,S-Steel,EA | The Mini-Com® Stainless Steel Faceplate accepts four Mini-Com Modules. The faceplate is single gang and mounts to a NEMA standard single gang opening. The faceplate can be identified with an adhesive label and is made of impact resistant material to suppo | PC | 1 | 10 | 1 | 1 | 15.56
07498368767 | CFP4WH | Faceplate,4-port,Classic,WH,EA | Mini Com Classic series single gang vertical faceplate accepts four Mini-Com® Module, White | PC | 1 | 10 | 1 | 1 | 2.96
07498303289 | CFP6SY | Faceplate,6port,SingleGang,S-Steel,EA | Mini Com stainless steel single gang faceplate accepts six Mini-Com® Modules. | PC | 1 | 10 | 1 | 1 | 16.34
07498303312 | CFPE10BL-2GY | Faceplate,10Pt,DblGang,Exec,BL,EA | Mini Com Executive series double gang faceplate accepts ten Mini-Com® modules, includes label and label cover. Black. | PC | 1 | 10 | 1 | 1 | 8.22
07498303313 | CFPE10EI-2GY | Faceplate,10Pt,DblGang,Exec,EI,EA | Mini Com Executive series double gang faceplate accepts ten Mini-Com® modules, includes label and label cover. Electric Ivory. | PC | 1 | 10 | 1 | 1 | 8.22
07498303314 | CFPE10IG-2GY | Faceplate,10Pt,DblGang,Exec,IG,EA | Mini Com Executive series double gang faceplate accepts ten Mini-Com® modules, includes label and label cover. International Gray. | PC | 1 | 10 | 1 | 1 | 8.22
07498303315 | CFPE10IW-2GY | Faceplate,10Pt,DblGang,Exec,IW,EA | Mini Com Executive series double gang faceplate accepts ten Mini-Com® modules, includes label and label cover. Off White. | PC | 1 | 10 | 1 | 1 | 8.22
07498303316 | CFPE10WH-2GY | Faceplate,10Pt,DblGang,Exec,WH,EA | Mini Com Executive series double gang faceplate accepts ten Mini-Com® modules, includes label and label cover. White. | PC | 1 | 10 | 1 | 1 | 8.22
07498303317 | CFPE1BLY | Faceplate,1Pt,SglGang,Exec,BL,EA | Mini Com Executive series single gang faceplate accepts one Mini-Com® module, includes label and label cover. Black. | PC | 1 | 10 | 1 | 1 | 4.04
07498303318 | CFPE1EIY | Faceplate,1Pt,SglGang,Exec,EI,EA | Mini Com Executive series single gang faceplate accepts one Mini-Com® module, includes label and label cover. Electric Ivory. | PC | 1 | 10 | 1 | 1 | 4.04
07498303320 | CFPE1IGY | Faceplate,1Pt,SglGang,Exec,IG,EA | Mini Com Executive series single gang faceplate accepts one Mini-Com® module, includes label and label cover. International Gray. | PC | 1 | 10 | 1 | 1 | 4.04
07498303321 | CFPE1IWY | Faceplate,1Pt,SglGang,Exec,IW,EA | The Mini-Com® Executive Series Faceplate accepts one Mini-Com Module. The faceplate is single gang and mounts to a NEMA standard single gang opening. The faceplate includes a raised rail design on the outer edge of the frame, has a label pocket for easy i | PC | 1 | 10 | 1 | 1 | 4.04
07498303323 | CFPE1WHY | Faceplate,1Pt,SglGang,Exec,WH,EA | The Mini-Com® Executive Series Faceplate accepts one Mini-Com Module. The faceplate is single gang and mounts to a NEMA standard single gang opening. The faceplate includes a raised rail design on the outer edge of the frame, has a label pocket for easy i | PC | 1 | 10 | 1 | 1 | 4.04
07498303325 | CFPE2BLY | Faceplate,2Pt,SglGang,Exec,BL,EA | Mini Com Executive series single gang faceplate accepts two Mini-Com® module, includes label and label cover. Black. | PC | 1 | 10 | 1 | 1 | 4.04
07498303326 | CFPE2EIY | Faceplate,2Pt,SglGang,Exec,EI,EA | Mini Com Executive series single gang faceplate accepts two Mini-Com® module, includes label and label cover. Electric Ivory. | PC | 1 | 10 | 1 | 1 | 4.04
07498303328 | CFPE2IGY | Faceplate,2Pt,SglGang,Exec,IG,EA | Mini Com Executive series single gang faceplate accepts two Mini-Com® module, includes label and label cover. International Gray. | PC | 1 | 10 | 1 | 1 | 4.04
07498303329 | CFPE2IWY | Faceplate,2Pt,SglGang,Exec,IW,EA | The Mini-Com® Executive Series Faceplate accepts two Mini-Com Modules. The faceplate is single gang and mounts to a NEMA standard single gang opening. The faceplate includes a raised rail design on the outer edge of the frame, has a label pocket for easy | PC | 1 | 10 | 1 | 1 | 4.04
07498303331 | CFPE2WHY | Faceplate,2Pt,SglGang,Exec,WH,EA | The Mini-Com® Executive Series Faceplate accepts two Mini-Com Modules. The faceplate is single gang and mounts to a NEMA standard single gang opening. The faceplate includes a raised rail design on the outer edge of the frame, has a label pocket for easy | PC | 1 | 10 | 1 | 1 | 4.04
07498303336 | CFPE4BLY | Faceplate,4Pt,SglGang,Executive,BL,EA | Mini Com Executive series single gang faceplate accepts four Mini-Com® module, includes label and label cover. Black. | PC | 1 | 10 | 1 | 1 | 4.04
07498303337 | CFPE4EIY | Faceplate,4Pt,SglGang,Executive,EI,EA | Mini Com Executive series single gang faceplate accepts four Mini-Com® module, includes label and label cover. Electric Ivory. | PC | 1 | 10 | 1 | 1 | 4.04
07498303339 | CFPE4IGY | Faceplate,4Pt,SglGang,Executive,IG,EA | Mini Com Executive series single gang faceplate accepts four Mini-Com® module, includes label and label cover. International Gray. | PC | 1 | 10 | 1 | 1 | 4.04
07498303340 | CFPE4IWY | Faceplate,4Pt,SglGang,Executive,IW,EA | The Mini-Com® Executive Series Faceplate accepts four Mini-Com Modules. The faceplate is single gang and mounts to a NEMA standard single gang opening. The faceplate includes a raised rail design on the outer edge of the frame, has a label pocket for easy | PC | 1 | 10 | 1 | 1 | 4.04
07498303342 | CFPE4WHY | Faceplate,4Pt,SglGang,Executive,WH,EA | The Mini-Com® Executive Series Faceplate accepts four Mini-Com Module. The faceplate is single gang and mounts to a NEMA standard single gang opening. The faceplate includes a raised rail design on the outer edge of the frame, has a label pocket for easy | PC | 1 | 10 | 1 | 1 | 4.04
07498303344 | CFPE6BLY | Faceplate,6Pt,SglGang,Exec,BL,EA | Mini Com Executive series single gang faceplate accepts sixfour Mini-Com® module, includes label and label cover. Black. | PC | 1 | 10 | 1 | 1 | 4.04
07498303345 | CFPE6EIY | Faceplate,6Pt,SglGang,Exec,EI,EA | Mini Com Executive series single gang faceplate accepts six Mini-Com® module, includes label and label cover. Electric Ivory. | PC | 1 | 10 | 1 | 1 | 4.04
07498303347 | CFPE6IGY | Faceplate,6Pt,SglGang,Exec,IG,EA | Mini Com Executive series single gang faceplate accepts six Mini-Com® module, includes label and label cover. International Gray. | PC | 1 | 10 | 1 | 1 | 4.04
07498303348 | CFPE6IWY | Faceplate,6Pt,SglGang,Exec,IW,EA | Mini Com Executive series single gang faceplate accepts six Mini-Com® module, includes label and label cover. Off White. | PC | 1 | 10 | 1 | 1 | 4.04
07498303350 | CFPE6WHY | Faceplate,6Pt,SglGang,Exec,WH,EA | Mini Com Executive series single gang faceplate accepts six Mini-Com® module, includes label and label cover. White. | PC | 1 | 10 | 1 | 1 | 4.04
07498368770 | CFPH2IW | Faceplate,2Pt,Sgl.Gang,HORZ,IW,EA | Mini Com Classic series single gang horizontal faceplate accepts two Mini-Com® Modules, Off White | PC | 1 | 10 | 1 | 1 | 3.74
07498368773 | CFPH2WH | Faceplate,2Pt,Sgl.Gang,HORZ,WH,EA | Mini Com Classic series single gang horizontal faceplate accepts two Mini-Com® Modules, White | PC | 1 | 10 | 1 | 1 | 3.74
07498378383 | CFPHSL4IG | Faceplate,4Pt,Classic,Slope,HORZ,IG,EA | Mini Com Classic series single gang horizontal sloped faceplate accepts four Mini-Com® Modules, includes label and label cover. International Gray | PC | 1 | 10 | 1 | 1 | 4.72
07498378381 | CFPHSL4IW | Faceplate,4Pt,Classic,Slope,HORZ,IW,EA | Mini Com Classic series single gang horizontal sloped faceplate accepts four Mini-Com® Modules, includes label and label cover. Off White | PC | 1 | 10 | 1 | 1 | 4.72
61305623542 | CFPL1EIY | MiniCom1PtSglClassicFcpltw/Labl,EI,EA | Mini Com Classic series single gang vertical faceplate accepts one Mini-Com® Module, inlcudes label and label cover. Electric Ivory. | PC | 1 | 10 | 1 | 1 | 3.72
61305623644 | CFPL1IWY | MiniCom1PtSglClassicFcpltw/Labl,IW,EA | Mini Com Classic series single gang vertical faceplate accepts one Mini-Com® Module, includes label and label cover. Off White | PC | 1 | 10 | 1 | 1 | 3.72
61305623543 | CFPL1WHY | MiniCom1PtSglClassicFcpltw/Labl,WH,EA | Mini Com Classic series single gang vertical faceplate accepts one Mini-Com® Module, includes label and label cover. White | PC | 1 | 10 | 1 | 1 | 3.72
07498303362 | CFPL2EIY | Faceplate,2Pt,SglGang,Classic,EI,EA | Single gang, vertical faceplate accepts two Mini-Com® Modules, Electric Ivory. | PC | 1 | 10 | 1 | 1 | 3.72
07498303365 | CFPL2IWY | VertFaceplate,2Prt,SglGang,Classic,IW,EA | Mini Com Classic series single gang vertical faceplate accepts two Mini-Com® Modules, includes label and label cover. Off White. | PC | 1 | 10 | 1 | 1 | 3.6
07498303367 | CFPL2SY | Faceplate,2Pt,SglGang,Classic,S-Steel,EA | The Mini-Com® Stainless Steel Faceplate accepts two Mini-Com Modules. The faceplate is single gang and mounts to a NEMA standard single gang opening. The faceplate includes a label pocket for easy identification and is made of impact resistant material to | PC | 1 | 10 | 1 | 1 | 17.6
07498303368 | CFPL2WHY | VrtFaceplate,2Pt,SglGng,Clssc,BulkPk,WHT | The Mini-Com® Classic Series Faceplate accepts two Mini-Com Modules. The faceplate is single gang and mounts to a NEMA standard single gang opening. The faceplate includes a label pocket for easy identification and is white. | PC | 1 | 10 | 1 | 1 | 3.6
07498303371 | CFPL3EIY | Faceplate,3Pt,SglGang,Classic,EI,EA | Single gang, vertical faceplate accepts three Mini-Com® Modules, Electric Ivory, Electric Ivory. | PC | 1 | 10 | 1 | 1 | 3.6
07498303374 | CFPL3IWY | Faceplate,3Pt,SglGang,Classic,IW,EA | Mini Com Classic series single gang vertical faceplate accepts three Mini-Com® Modules, includes label and label cover. Off White | PC | 1 | 10 | 1 | 1 | 3.72
07498303376 | CFPL3WHY | Faceplate,3Pt,SglGang,Classic,WH,EA | Mini Com Classic series single gang vertical faceplate accepts three Mini-Com® Modules, includes label and label cover. White | PC | 1 | 10 | 1 | 1 | 3.72
07498303379 | CFPL4EIY | Faceplate,4Pt,SglGang,Classic,EI,EA | Single gang, vertical faceplate accepts four Mini-Com® Modules, Electric Ivory. | PC | 1 | 10 | 1 | 1 | 3.72
07498303382 | CFPL4IWY | Faceplate,4Pt,SglGang,Classic,IW,EA | Mini Com Classic series single gang vertical faceplate accepts four Mini-Com® Modules, includes label and label cover. Off White | PC | 1 | 10 | 1 | 1 | 3.72
07498303385 | CFPL4S-2GY | Faceplate,4Pt,DblGang,Classic,S-Steel,EA | Mini Com stainless steel double gang faceplate accepts four Mini-Com® Modules, includes label and label cover. | PC | 1 | 10 | 1 | 1 | 23.62
07498303384 | CFPL4SY | Faceplate,4Pt,SglGang,Classic,S-Steel,EA | The Mini-Com® Stainless Steel Faceplate accepts four Mini-Com Modules. The faceplate is single gang and mounts to a NEMA standard single gang opening. The faceplate includes a label pocket for easy identification and is made of impact resistant material t | PC | 1 | 10 | 1 | 1 | 17.92
07498303386 | CFPL4WHY | Faceplate,4Pt,SglGang,Classic,WH,EA | The Mini-Com® Classic Series Faceplate accepts four Mini-Com Modules. The faceplate is single gang and mounts to a NEMA standard single gang opening. The faceplate includes a label pocket for easy identification and is white. | PC | 1 | 10 | 1 | 1 | 3.72
07498303389 | CFPL6EIY | Faceplate,6Pt,SglGang,Classic,EI,EA | Single gang, vertical faceplate accepts six Mini-Com® Modules, Electric Ivory. | PC | 1 | 10 | 1 | 1 | 3.72
07498303392 | CFPL6IWY | Faceplate,6Pt,SglGang,Classic,IW,EA | Mini Com Classic series single gang vertical faceplate accepts six Mini-Com® Modules, includes label and label cover. Off White | PC | 1 | 10 | 1 | 1 | 3.72
07498379430 | CFPL6S-2GY | Faceplate,6Pt,DblGang,Classic,S-Steel,EA | Mini Com stainless steel double gang faceplate accepts six Mini-Com® Modules, includes label and label cover. | PC | 1 | 10 | 1 | 1 | 23.62
07498303394 | CFPL6SY | Faceplate,6Pt,SglGang,Classic,S-Steel,EA | Mini Com stainless steel single gang faceplate accepts six Mini-Com® Modules, includes label and label cover. | PC | 1 | 10 | 1 | 1 | 18.82
07498303395 | CFPL6WHY | Faceplate,6Pt,SglGang,Classic,WH,EA | Mini Com Classic series single gang vertical faceplate accepts six Mini-Com® Modules, includes label and label cover. White | PC | 1 | 10 | 1 | 1 | 3.72
07498303405 | CFPSL2EIY | Faceplate,2Pt,Classic,Sloped,EI,EA | Mini Com Classic series single gang sloped vertical faceplate accepts two Mini-Com® Modules, includes label and label cover. Electric Ivory | PC | 1 | 10 | 1 | 1 | 4.3
07498303407 | CFPSL2IWY | Faceplate,2Pt,Classic,Sloped,IW,EA | Mini Com Classic series single gang sloped vertical faceplate accepts two Mini-Com® Modules, includes label and label cover. Off White | PC | 1 | 10 | 1 | 1 | 4.3
07498399522 | CFPSL2S | Faceplate,2Pt,SG,SlopeRecessed,SS,EA | Mini Com stainless steel single gang sloped recessed faceplate accepts two Mini-Com® Modules, includes label and label cover. | PC | 1 | 10 | 1 | 1 | 31.28
07498303408 | CFPSL2WHY | Faceplate,2Pt,Classic,Sloped,WH,EA | Mini Com Classic series single gang sloped vertical faceplate accepts two Mini-Com® Modules, includes label and label cover. White | PC | 1 | 10 | 1 | 1 | 4.3
07498303410 | CFPSL4EIY | Faceplate,SVF,4Pt,Classic,Sloped,EI,EA | Mini Com Classic series single gang sloped vertical faceplate accepts four Mini-Com® Modules, includes label and label cover. Electric Ivory | PC | 1 | 10 | 1 | 1 | 4.3
07498303413 | CFPSL4IWY | Faceplate,SVF,4Pt,Classic,Sloped,IW,EA | Mini Com Classic series single gang sloped vertical faceplate accepts four Mini-Com® Modules, includes label and label cover. Off White | PC | 1 | 10 | 1 | 1 | 4.3
07498397549 | CFPSL4S | Faceplate,4Pt,SG,SlopeRecessed,SS,EA | Mini Com stainless steel single gang sloped recessed faceplate accepts four Mini-Com® Modules, includes label and label cover. | PC | 1 | 10 | 1 | 1 | 31.28
07498303415 | CFPSL4WHY | Faceplate,SVF,4Pt,Classic,Sloped,WH,EA | Mini Com Classic series single gang sloped vertical faceplate accepts four Mini-Com® Modules, includes label and label cover. White | PC | 1 | 10 | 1 | 1 | 4.3
07498385445 | CFPWR4CIG | Faceplate,4Pt,WaterRes,IG,CLCvr,EA | Mini Com Single gang, vertical water resistant sloped faceplate, accepts four Mini-Com® Modules, includes hinged cover and screws. Clear cover, gray base. | PC | 1 | 10 | 1 | 1 | 44.82
07498385319 | CFPWR4CL | Faceplate,4Pt,WaterResistant,CL,EA | Mini Com Single gang, vertical water resistant sloped faceplate, accepts four Mini-Com® Modules, includes hinged cover and screws. Clear. | PC | 1 | 10 | 1 | 1 | 44.82
07498353071 | CFX10EI-X | Fitting,coupler,LD10,Pwr,EI,1.24",PK10 | Coupler fitting for use with LD10, LDPH10, and LD2P10 raceway, Electric Ivory, ABS, Length 1.24 in. | PC | 1 | 50 | 10 | 1 | 2.98
07498353073 | CFX10IG-X | Fitting,coupler,LD10,Pwr,IG,1.24",PK10 | Coupler fitting for use with LD10, LDPH10, and LD2P10 raceway, International Gray, ABS, Length 1.24 in. | PC | 1 | 50 | 10 | 1 | 2.98
07498353074 | CFX10IW-X | Fitting,coupler,LD10,Pwr,IW,1.24",PK10 | Coupler fitting for use with LD10, LDPH10, and LD2P10 raceway, Off White, ABS, Length 1.24 in. | PC | 1 | 50 | 10 | 1 | 2.98
07498353072 | CFX10WH-X | Fitting,coupler,LD10,Pwr,WH,1.24",PK10 | Coupler fitting for use with LD10, LDPH10, and LD2P10 raceway, White, ABS, Length 1.24 in. | PC | 1 | 50 | 10 | 1 | 2.98
07498353011 | CFX3EI-X | Fitting,coupler,LD3,Pwr,EI,1",PK10 | Coupler fitting for use with LD3, LDPH3, and LDS3 raceway, Electric Ivory, ABS, Length 1.00 in. | PC | 1 | 50 | 10 | 1 | 2.38
07498353014 | CFX3IW-X | Fitting,coupler,LD3,Pwr,IW,1",PK10 | Coupler fitting for use with LD3, LDPH3, and LDS3 raceway, Off White, ABS, Length 1.00 in. | PC | 1 | 50 | 10 | 1 | 2.38
07498353012 | CFX3WH-X | Fitting,coupler,LD3,Pwr,WH,1",PK10 | Coupler fitting for use with LD3, LDPH3, and LDS3 raceway, White, ABS, Length 1.00 in. | PC | 1 | 50 | 10 | 1 | 2.38
07498352944 | CFX5EI-X | Fitting,coupler,LD5,Pwr,EI,1",PK10 | Coupler fitting for use with LD5, LDPH5, and LDS5 raceway, Electric Ivory, ABS, Length 1.00 in. | PC | 1 | 50 | 10 | 1 | 2.58
07498352947 | CFX5IW-X | Fitting,coupler,LD5,Pwr,IW,1",PK10 | Coupler fitting for use with LD5, LDPH5, and LDS5 raceway, Off White, ABS, Length 1.00 in. | PC | 1 | 50 | 10 | 1 | 2.58
07498352945 | CFX5WH-X | Fitting,coupler,LD5,Pwr,WH,1",PK10 | Coupler fitting for use with LD5, LDPH5, and LDS5 raceway, White, ABS, Length 1.00 in. | PC | 1 | 50 | 10 | 1 | 2.58
07498374590 | CGJT | ModuleTerminationTool,Giga-TX | This tool terminates Giga-TX™ TP Style Jack Modules. This tool is black. | PC | 1 | 10 | 1 | 1 | 4.16
07498361393 | CHB2IW-X | Blank Insert,1/2,IW,EA | 1/2-size blank insert. Reserves space for future upgrades, Off White. | PC | 1 | 50 | 10 | 1 | 1.92
07498367596 | CHB2MIW-X | Blank Insert,1/3,IW,EA | 1/3-size blank insert. Reserves space for future upgrades, Off White. | PC | 1 | 50 | 10 | 1 | 1.78
07498367599 | CHB2MWH-X | Blank Insert,1/3,WH,EA | 1/3-size blank insert. Reserves space for future upgrades, White. | PC | 1 | 50 | 10 | 1 | 1.78
07498361396 | CHB2WH-X | Blank Insert,1/2,WH,EA | 1/2-size blank insert. Reserves space for future upgrades, White. | PC | 1 | 50 | 10 | 1 | 1.92
61305644926 | CHBHBL | Hooded Frame Faceplate Insert, Black | Hooded Insert - Black | PC | 1 | 10 | 1 | 1 | 6.14
61305644925 | CHBHEI | Hooded Frame Faceplate Insert, Electric | Hooded Insert - Electric Ivory | PC | 1 | 10 | 1 | 1 | 6.14
61305644927 | CHBHIW | Hooded Frame Faceplate Insert, Off White | Hooded Insert - International White | PC | 1 | 10 | 1 | 1 | 6.14
61305644924 | CHBHWH | Hooded Frame Faceplate Insert, White | Hooded Insert - White | PC | 1 | 10 | 1 | 1 | 6.14
07498303435 | CHD15HDCAWY | 1/3Insert,15-PinHD,F/F Coupler,AW,EA | 1/3 insert with 15-pin high density female to female coupler, SVGA capable, arctic white. | PC | 1 | 10 | 1 | 1 | 26.7
07498303436 | CHD15HDCBLY | 1/3Insert,15-PinHD,F/F Coupler,BL,EA | 1/3 insert with 15-pin high density female to female coupler, SVGA capable, black. | PC | 1 | 10 | 1 | 1 | 26.7
07498303437 | CHD15HDCEIY | 1/3Insert,15-PinHD,F/F Coupler,EI,EA | 1/3 insert with 15-pin high density female to female coupler, SVGA capable, electric ivory. | PC | 1 | 10 | 1 | 1 | 26.7
07498303438 | CHD15HDCIGY | 1/3Insert,15-PinHD,F/F Coupler,IG,EA | 1/3 insert with 15-pin high density female to female coupler, SVGA capable, international gray. | PC | 1 | 10 | 1 | 1 | 26.7
07498303439 | CHD15HDCIWY | 1/3Insert,15-PinHD,F/F Coupler,IW,EA | 1/3 insert with 15-pin high density female to female coupler, SVGA capable, off white. | PC | 1 | 10 | 1 | 1 | 26.7
07498303440 | CHD15HDCWHY | 1/3Insert,15-PinHD,F/F Coupler,WH,EA | 1/3 insert with 15-pin high density female to female coupler, SVGA capable, white. | PC | 1 | 10 | 1 | 1 | 26.7
07498303441 | CHD15HDSCBLY | 1/3Insert,15-PinDB,CMCB,BL,EA | 1/3 insert with one 15-pin DB connector mounted to a printed circuit board, terminates on site, SVGA capable, black. | PC | 1 | 10 | 1 | 1 | 36.98
07498303442 | CHD15HDSCEIY | 1/3Insert,15-PinDB,CMCB,EI,EA | 1/3 insert with one 15-pin DB connector mounted to a printed circuit board, terminates on site, SVGA capable, electric ivory. | PC | 1 | 10 | 1 | 1 | 36.98
07498303443 | CHD15HDSCIGY | 1/3Insert,15-PinDB,CMCB,IG,EA | 1/3 insert with one 15-pin DB connector mounted to a printed circuit board, terminates on site, SVGA capable, international gray. | PC | 1 | 10 | 1 | 1 | 36.98
07498303444 | CHD15HDSCIWY | 1/3Insert,15-PinDB,CMCB,IW,EA | 1/3 insert with one 15-pin DB connector mounted to a printed circuit board, terminates on site, SVGA capable, off white. | PC | 1 | 10 | 1 | 1 | 36.98
07498303445 | CHD15HDSCWHY | 1/3Insert,15-PinDB,CMCB,WH,EA | 1/3 insert with one 15-pin DB connector mounted to a printed circuit board, terminates on site, SVGA capable, white. | PC | 1 | 10 | 1 | 1 | 36.98
07498303446 | CHD9CAWY | 1/3Insert,9-Pin,F/F,Coupler,AW,EA | 1/3 insert with 9-pin female to female coupler, arctic white. | PC | 1 | 10 | 1 | 1 | 21.9
07498303447 | CHD9CBLY | 1/3Insert,9-Pin,F/F,Coupler,BL,EA | 1/3 insert with 9-pin female to female coupler, black. | PC | 1 | 10 | 1 | 1 | 21.9
07498303448 | CHD9CEIY | 1/3Insert,9-Pin,F/F,Coupler,EI,EA | 1/3 insert with 9-pin female to female coupler, electric ivory. | PC | 1 | 10 | 1 | 1 | 21.9
07498303449 | CHD9CIGY | 1/3Insert,9-Pin,F/F,Coupler,IG,EA | 1/3 insert with 9-pin female to female coupler, international gray. | PC | 1 | 10 | 1 | 1 | 21.9
07498303450 | CHD9CIWY | 1/3Insert,9-Pin,F/F,Coupler,IW,EA | 1/3 insert with 9-pin female to female coupler, 1/3 Insert, off white. | PC | 1 | 10 | 1 | 1 | 21.9
07498303451 | CHD9CWHY | 1/3Insert,9-Pin,F/F,Coupler,WH,EA | 1/3 insert with 9-pin female to female coupler, white. | PC | 1 | 10 | 1 | 1 | 21.9
61305656901 | CHF1MEI-X | Mini Com 1 position, flat, 1/3 insert. E | One module space, 1/3 insert accepts one Mini Com Module, Electric Ivory | PC | 1 | 50 | 10 | 1 | 1.96
61305656900 | CHF1MIW-X | Mini Com 1 position, flat, 1/3 insert. O | One module space, 1/3 insert accepts one Mini Com Module, Off White | PC | 1 | 50 | 10 | 1 | 2.18
61305656902 | CHF1MWH-X | Mini Com 1 position, flat, 1/3 insert. W | One module space, 1/3 insert accepts one Mini Com Module, White | PC | 1 | 50 | 10 | 1 | 1.96
07498361388 | CHF2IW-X | Insert,2Pt,1/2,Flat,IW,PK10 | Two module space, 1/2-size flat insert accepts two Mini-Com® Modules, Off White. | PC | 1 | 50 | 10 | 1 | 2.26
07498367602 | CHF2MIW-X | Insert,2Pt,1/3,Flat,IW,PK10 | Two module space, 1/3-size flat insert accepts two Mini-Com® Modules, Off White. | PC | 1 | 50 | 10 | 1 | 2.18
07498367605 | CHF2MWH-X | Insert,2Pt,1/3,Flat,WH,PK10 | Two module space, 1/3-size flat insert accepts two Mini-Com® Modules, White. | PC | 1 | 50 | 10 | 1 | 2.18
07498361391 | CHF2WH-X | Insert,2Pt,1/2,Flat,WH,PK10 | Two module space, 1/2-size flat insert accepts two Mini-Com® Modules, White. | PC | 1 | 50 | 10 | 1 | 2.26
07498361402 | CHS2BL-X | Insert, 2 Port, Sloped,BL,PK10 | Two module space, 1/2-size, sloped insert accepts two Mini-Com® Modules, Black. | PC | 1 | 50 | 10 | 1 | 2.32
07498361398 | CHS2IW-X | Insert, 2 Port, Sloped,IW,PK10 | Two module space, 1/2-size, sloped insert accepts two Mini-Com® Modules, Off White. | PC | 1 | 50 | 10 | 1 | 2.32
07498361407 | CHS2SBL-X | Insert,2Pt,SlopeShutter,BL,PK10 | Two module space, 1/2-size, sloped shuttered insert accepts two Mini-Com® Modules. Not suitable for use with any audio/video or fiber connector module that protrudes beyond the face of the insert, Black. | PC | 1 | 50 | 10 | 1 | 4.1
07498361403 | CHS2SIW-X | Insert,2Pt,SlopeShutter,IW,PK10 | Two module space, 1/2-size, sloped shuttered insert accepts two Mini-Com® Modules. Not suitable for use with any audio/video or fiber connector module that protrudes beyond the face of the insert, Off White. | PC | 1 | 50 | 10 | 1 | 4.1
07498361406 | CHS2SWH-X | Insert,2Pt,SlopeShutter,WH,PK10 | Two module space, 1/2-size, sloped shuttered insert accepts two Mini-Com® Modules. Not suitable for use with any audio/video or fiber connector module that protrudes beyond the face of the insert, White. | PC | 1 | 50 | 10 | 1 | 4.1
07498361401 | CHS2WH-X | Insert,2Pt,1/2,Sloped,WH,PK10 | Two module space, 1/2-size, sloped insert accepts two Mini-Com® Modules, White. | PC | 1 | 50 | 10 | 1 | 2.32
61305602248 | CID1RU22-23DB1 | NDInletDuct,CiscoNex9372/9332,1RU,BLK,EA | The air inlet duct directs cooling air from the cold aisle into the intake fans of switches. It fits in a 1 RU footprint and is designed for Cisco Nexus 9372 switch. | PC | 1 | 1 | 1 | 1 | 584.32
07498307591 | CID2RU16-20DB1 | Cabinet Inlet Duct, Compatible with 16" | Cabinet Inlet Duct, Compatible with 16" - 20" Switch Depth - BL | PC | 1 | 1 | 1 | 1 | 705.02
07498377700 | CIDBU-C | Data Icon, BU,PK100 | Plastic snap-in icon with data image, Blue, 100 pc. | C | 100 | 1000 | 100 | 1 | 19.6
07498377702 | CIDGR-C | Data Icon, GR,PK100 | Plastic snap-in icon with data image, Green, 100 pc. | C | 100 | 1000 | 100 | 1 | 19.6
07498377705 | CIDOR-C | Data Icon, OR,PK100 | Plastic snap-in icon with data image, Orange, 100 pc. | C | 100 | 1000 | 100 | 1 | 19.6
07498377707 | CIDRD-C | Data Icon, RD,PK100 | Plastic snap-in icon with data image, Red, 100 pc. | C | 100 | 1000 | 100 | 1 | 19.6
07498377709 | CIDWH-C | Data Icon, WH,PK100 | Plastic snap-in icon with data image, White, 100 pc. | C | 100 | 1000 | 100 | 1 | 19.6
07498377710 | CIDYL-C | Data Icon, YL,PK100 | Plastic snap-in icon with data image, Yellow, 100 pc. | C | 100 | 1000 | 100 | 1 | 19.6
07498377717 | CIPIW-C | Phone Icon, IW,PK100 | Plastic snap-in icon with phone image, Off White, 100 pc. | C | 100 | 1000 | 100 | 1 | 19.6
07498303480 | CJ588BLY | Module,Cat5e,UTP,8P8e,Universal,BL,EA | The Mini-Com® Cat 5e UTP RJ45 Leadframe Jack Module is designed to terminate 4-pair, 22-24 AWG twisted pair cable. Each module is 100% factory tested for continuity. Contacts are plated with 50 microinches of gold for superior performance. Jack modules ar | PC | 1 | 50 | 1 | 1 | 12.1
07498303484 | CJ588BUY | Module,Cat5e,UTP,8P8e,Universal,BU,EA | The Mini-Com® Cat 5e UTP RJ45 Leadframe Jack Module is designed to terminate 4-pair, 22-24 AWG twisted pair cable. Each module is 100% factory tested for continuity. Contacts are plated with 50 microinches of gold for superior performance. Jack modules ar | PC | 1 | 25 | 1 | 1 | 12.1
07498303488 | CJ588EIY | Module,Cat5e,UTP,8P8e,Universal,EI,EA | Mini-Com® Category 5e, RJ45, leadframe, 8-position, 8-wire universal module, Electric Ivory. | PC | 1 | 10 | 1 | 1 | 12.1
07498303489 | CJ588GRY | Module,Cat5e,UTP,8P8e,Universal,GR,EA | The Mini-Com® Cat 5e UTP RJ45 Leadframe Jack Module is designed to terminate 4-pair, 22-24 AWG twisted pair cable. Each module is 100% factory tested for continuity. Contacts are plated with 50 microinches of gold for superior performance. Jack modules ar | PC | 1 | 10 | 1 | 1 | 12.1
07498303490 | CJ588IGY | Module,Cat5e,UTP,8P8e,Universal,IG,EA | Category 5e, RJ45, leadframe, 8-position, 8-wire universal module, International Gray. | PC | 1 | 10 | 1 | 1 | 12.1
07498303491 | CJ588IWY | Module,Cat5e,UTP,8P8e,Universal,IW,EA | The Mini-Com® Cat 5e UTP RJ45 Leadframe Jack Module is designed to terminate 4-pair, 22-24 AWG twisted pair cable. Each module is 100% factory tested for continuity. Contacts are plated with 50 microinches of gold for superior performance. Jack modules ar | PC | 1 | 10 | 1 | 1 | 12.1
07498303503 | CJ588ORY | Module,Cat5e,UTP,8P8e,Universal,OR,EA | Category 5e, RJ45, leadframe, 8-position, 8-wire universal module, Orange. | PC | 1 | 10 | 1 | 1 | 12.1
07498303504 | CJ588RDY | Module,Cat5e,UTP,8P8e,Universal,RD,EA | Category 5e, RJ45, leadframe, 8-position, 8-wire universal module, Red. | PC | 1 | 10 | 1 | 1 | 12.1
07498303505 | CJ588VLY | Module,Cat5e,UTP,8P8e,Universal,VL,EA | Category 5e, RJ45, leadframe, 8-position, 8-wire universal module, Violet. | PC | 1 | 10 | 1 | 1 | 12.1
07498303506 | CJ588WHY | Mod,Cat5e,RJ45,Ldfrm,UTP,8P8e,Univ,WH,EA | Category 5e, RJ45, leadframe, 8-position, 8-wire universal module, White. | PC | 1 | 10 | 1 | 1 | 12.1
07498303507 | CJ588YLY | Module,Cat5e,UTP,8P8e,Universal,YL,EA | Category 5e, RJ45, leadframe, 8-position, 8-wire universal module. | PC | 1 | 10 | 1 | 1 | 12.1
07498377133 | CJ5E88TAW | Module,Cat5e,UTP,8P8W,Tstyle,AW,EA | Category 5e, 8 position, 8 wire, artic white,universal module. | PC | 1 | 10 | 1 | 1 | 14
07498377137 | CJ5E88TBL | Module,Cat5e,UTP,8P8W,Tstyle,BL,EA | Category 5e, 8 position, 8 wire, black,universal module. | PC | 1 | 50 | 1 | 1 | 14
07498377140 | CJ5E88TBU | Module,Cat5e,UTP,8P8W,Tstyle,BU,EA | Category 5e, 8 position, 8 wire, blue, universal module. | PC | 1 | 50 | 1 | 1 | 14
07498377132 | CJ5E88TEI | Module,Cat5e,UTP,8P8W,Tstyle,EI,EA | Category 5e, 8 position, 8 wire universal module. Electric Ivory. | PC | 1 | 10 | 1 | 1 | 14
07498339521 | CJ5E88TGAW | Module,Cat5e,UTP,8P8W,TGStyle,AW,EA | Category 5e, RJ45, 8-position, 8-wire universal jack module. Arctic White. | PC | 1 | 10 | 1 | 1 | 12.1
07498301102 | CJ5E88TGAW-24 | Module,Cat5e,UTP,8P8W,TGStyle,AW, PK24 | Category 5e, RJ45, 8-position, 8-wire universal jack module, bulk packaged. Includes the EGJT termination tool, Arctic White, 24pc. | PC | 1 | 24 | 24 | 1 | 11.52
07498339522 | CJ5E88TGBL | Module,Cat5e,UTP,8P8W,TGStyle,BL,EA | The Mini-Com® Cat 5e UTP RJ45 TG Jack Module is designed to terminate 4-pair, 22-26 AWG twisted pair cable. Each module is 100% factory tested to exceed industry standard performance requirements. TG style termination eliminates the need for a termination | PC | 1 | 50 | 1 | 1 | 12.1
07498301100 | CJ5E88TGBL-24 | Module,Cat5e,UTP,8P8W,TGStyle,BL,PK24 | Category 5e, RJ45, 8-position, 8-wire universal jack module, bulk packaged. Includes the EGJT termination tool, Black, 24pc. | PC | 1 | 24 | 24 | 1 | 11.52
07498339524 | CJ5E88TGBU | Module,Cat5e,UTP,8P8W,TGStyle,BU,EA | The Category 5e, RJ45, 8-position, 8-wire, UTP Mini-Com® universal jack module has TG-style termination and is blue. | PC | 1 | 50 | 1 | 1 | 12.1
07498301101 | CJ5E88TGBU-24 | Module,Cat5e,UTP,8P8W,TGStyle,BU,PK24 | Category 5e, RJ45, 8-position, 8-wire universal jack module, bulk packaged. Includes the EGJT termination tool, Blue, 24pc. | PC | 1 | 24 | 24 | 1 | 11.52
07498339525 | CJ5E88TGEI | Module,Cat5e,UTP,8P8W,TGStyle,EI,EA | Category 5e, RJ45, 8-position, 8-wire universal jack module. Electric Ivory. | PC | 1 | 10 | 1 | 1 | 12.1
07498301107 | CJ5E88TGEI-24 | Module,Cat5e,UTP,8P8W,TGStyle,EI,PK24 | Category 5e, RJ45, 8-position, 8-wire universal jack module, bulk packaged. Includes the EGJT termination tool, Electric Ivory, 24pc. | PC | 1 | 24 | 24 | 1 | 11.52
07498339526 | CJ5E88TGGR | Module,Cat5e,UTP,8P8W,TGStyle,GR,EA | Category 5e, RJ45, 8-position, 8-wire universal jack module. Green. | PC | 1 | 10 | 1 | 1 | 12.1
07498301109 | CJ5E88TGGR-24 | Module,Cat5e,UTP,8P8W,TGStyle,GR,PK24 | Category 5e, RJ45, 8-position, 8-wire universal jack module, bulk packaged. Includes the EGJT termination tool, Green, 24pc. | PC | 1 | 24 | 24 | 1 | 11.52
07498339527 | CJ5E88TGIG | Module,Cat5e,UTP,8P8W,TGStyle,IG,EA | Category 5e, RJ45, 8-position, 8-wire universal jack module. International Gray. | PC | 1 | 10 | 1 | 1 | 12.1
07498301110 | CJ5E88TGIG-24 | Module,Cat5e,UTP,8P8W,TGStyle,IG,PK24 | Category 5e, RJ45, 8-position, 8-wire universal jack module, bulk packaged. Includes the EGJT termination tool, International Gray, 24pc. | PC | 1 | 24 | 24 | 1 | 11.52
07498339528 | CJ5E88TGIW | Module,Cat5e,UTP,8P8W,TGStyle,IW,EA | The Mini-Com® Cat 5e UTP RJ45 TG Jack Module is designed to terminate 4-pair, 22-26 AWG twisted pair cable. Each module is 100% factory tested to exceed industry standard performance requirements. TG style termination eliminates the need for a termination | PC | 1 | 25 | 1 | 1 | 12.1
07498301103 | CJ5E88TGIW-24 | Module,Cat5e,UTP,8P8W,TGStyle,IW,PK24 | Category 5e, RJ45, 8-position, 8-wire universal jack module, bulk packaged. Includes the EGJT termination tool, Off White, 24pc. | PC | 1 | 24 | 24 | 1 | 11.52
07498339529 | CJ5E88TGOR | Module,Cat5e,UTP,8P8W,TGStyle,OR,EA | Category 5e, RJ45, 8-position, 8-wire universal jack module. Orange. | PC | 1 | 10 | 1 | 1 | 12.1
07498301105 | CJ5E88TGOR-24 | Module,Cat5e,UTP,8P8W,TGStyle,OR,PK24 | Category 5e, RJ45, 8-position, 8-wire universal jack module, bulk packaged. Includes the EGJT termination tool, Orange, 24pc. | PC | 1 | 24 | 24 | 1 | 11.52
07498377141 | CJ5E88TGR | Module,Cat5e,UTP,8P8W,Tstyle,GR,EA | Category 5e, RJ45, 8-position, 8-wire universal jack module. Green. | PC | 1 | 10 | 1 | 1 | 14
07498339531 | CJ5E88TGRD | Module,Cat5e,UTP,8P8W,TGStyle,RD,EA | Category 5e, RJ45, 8-position, 8-wire universal jack module. Red. TG Style. | PC | 1 | 25 | 1 | 1 | 12.1
07498301106 | CJ5E88TGRD-24 | Module,Cat5e,UTP,8P8W,TGStyle,RD,PK24 | Category 5e, RJ45, 8-position, 8-wire universal jack module, bulk packaged. Includes the EGJT termination tool, Red. | PC | 1 | 24 | 24 | 1 | 11.52
07498339536 | CJ5E88TGVL | Module,Cat5e,UTP,8P8W,TGStyle,VL,EA | Category 5e, RJ45, 8-position, 8-wire universal jack module. Violet. | PC | 1 | 10 | 1 | 1 | 12.1
07498301111 | CJ5E88TGVL-24 | Module,Cat5e,UTP,8P8W,TGStyle,VL,PK24 | Category 5e, RJ45, 8-position, 8-wire universal jack module, bulk packaged. Includes the EGJT termination tool, Violet. | PC | 1 | 24 | 24 | 1 | 11.52
07498339538 | CJ5E88TGWH | Module,Cat5e,UTP,8P8W,TGStyle,WH,EA | Category 5e, RJ45, 8-position, 8-wire universal jack module. White. | PC | 1 | 25 | 1 | 1 | 12.1
07498301104 | CJ5E88TGWH-24 | Module,Cat5e,UTP,8P8W,TGStyle,WH,PK24 | Category 5e, RJ45, 8-position, 8-wire universal jack module, bulk packaged. Includes the EGJT termination tool, White. | PC | 1 | 24 | 24 | 1 | 11.52
07498339539 | CJ5E88TGYL | Module,Cat5e,UTP,8P8W,TGStyle,YL,EA | Category 5e, RJ45, 8-position, 8-wire universal jack module. Yellow. | PC | 1 | 25 | 1 | 1 | 12.1
07498301108 | CJ5E88TGYL-24 | Module,Cat5e,UTP,8P8W,TGStyle,YL,PK24 | Category 5e, RJ45, 8-position, 8-wire universal jack module, bulk packaged. Includes the EGJT termination tool, Yellow. | PC | 1 | 24 | 24 | 1 | 11.52
07498377135 | CJ5E88TIG | Module,Cat5e,UTP,8P8W,Tstyle,IG,EA | Category 5e, 8 position, 8 wire universal module. International Gray. | PC | 1 | 10 | 1 | 1 | 14
07498377134 | CJ5E88TIW | Module,Cat5e,UTP,8P8W,Tstyle,IW,EA | Category 5e, 8 position, 8 wire universal module. Off White. | PC | 1 | 10 | 1 | 1 | 14
07498377138 | CJ5E88TOR | Module,Cat5e,UTP,8P8W,Tstyle,OR,EA | Category 5e, 8 position, 8 wire universal module. Orange. | PC | 1 | 10 | 1 | 1 | 14
07498377139 | CJ5E88TRD | Module,Cat5e,UTP,8P8W,Tstyle,RD,EA | Category 5e, 8 position, 8 wire, red, universal module. | PC | 1 | 10 | 1 | 1 | 14
07498377143 | CJ5E88TVL | Module,Cat5e,UTP,8P8W,Tstyle,VL,EA | Category 5e, 8 position, 8 wire, violet, universal module. | PC | 1 | 10 | 1 | 1 | 14
07498377136 | CJ5E88TWH | Module,Cat5e,UTP,8P8W,Tstyle,WH,EA | Category 5e, 8 position, 8 wire, white, universal module. | PC | 1 | 10 | 1 | 1 | 14
07498377142 | CJ5E88TYL | Module,Cat5e,UTP,8P8W,Tstyle,YL,EA | Category 5e, 8 position, 8 wire, yellow, universal module. | PC | 1 | 10 | 1 | 1 | 14
07498303517 | CJ66BLY | Module,Cat3,UTP,6P6W,Univ,BL,LFStyl | Category 3, 6-position, 6-wire universal module. Black. | PC | 1 | 10 | 1 | 1 | 8.04
07498303519 | CJ66EIY | Module,Cat3,UTP,6P6W,Univ,EI,LFStyl | Category 3, 6-position, 6-wire universal module. Electric Ivory. | PC | 1 | 10 | 1 | 1 | 8.04
07498303520 | CJ66IGY | Module,Cat3,UTP,6P6W,Univ,IG,LFStyl | Category 3, 6-position, 6-wire universal module. International Gray. | PC | 1 | 10 | 1 | 1 | 8.04
07498303521 | CJ66IWY | Module,Cat3,UTP,6P6W,Univ,IW,LFStyl | Category 3, 6-position, 6-wire universal module. Off White. | PC | 1 | 10 | 1 | 1 | 8.04
07498303523 | CJ66UBLY | Module,Cat3,UTP,6P6W,USOC,BL,LFStyl | Category 3, 6-position, 6-wire USOC module. Black. | PC | 1 | 10 | 1 | 1 | 8.04
07498303525 | CJ66UEIY | Module,Cat3,UTP,6P6W,USOC,EI,LFStyl | Category 3, 6-position, 6-wire USOC module. Electric Ivory. | PC | 1 | 10 | 1 | 1 | 8.04
07498303526 | CJ66UIGY | Module,Cat3,UTP,6P6W,USOC,IG,LFStyl | Category 3, 6-position, 6-wire USOC module. International Gray. | PC | 1 | 10 | 1 | 1 | 8.04
07498303527 | CJ66UIWY | Module,Cat3,UTP,6P6W,USOC,IW,LFStyl | Category 3, 6-position, 6-wire USOC module. | PC | 1 | 10 | 1 | 1 | 8.04
07498303530 | CJ66UWHY | Module,Cat3,UTP,6P6W,USOC,WH,LFStyl | Category 3, 6-position, 6-wire USOC module. White. | PC | 1 | 10 | 1 | 1 | 8.04
07498303532 | CJ66WHY | Module,Cat3,UTP,6P6W,Univ,WH,LFStyl | Category 3, 6-position, 6-wire universal module. White. | PC | 1 | 10 | 1 | 1 | 8.04
07498339555 | CJ688TGAW | Module,Cat6,UTP,8P8W,Universal,AW,TG,EA | The Mini-Com® Cat 6 UTP RJ45 TG Jack Module is designed to terminate 4-pair, 22-26 AWG twisted pair cable. Each module is 100% factory tested to exceed industry standard performance requirements. TG style termination eliminates the need for a termination | PC | 1 | 10 | 1 | 1 | 16.4
07498301079 | CJ688TGAW-24 | Module,Cat6,UTP,8P8W,Universal,AW,PK24 | Category 6, RJ45, 8-position, 8-wire universal module, bulk packaged. Arctic White. | PC | 1 | 24 | 24 | 1 | 15.58
07498308200 | CJ688TGAW-C | Module,Cat6,UTP,8P8W,Universal,AW,PK100 | Category 6, RJ45, 8-position, 8-wire universal module. Includes the EGJT termination tool. Arctic White. | PC | 1 | 100 | 100 | 1 | 15.58
07498339544 | CJ688TGBL | Module,Cat6,UTP,8P8W,Universal,BL,TG,EA | The Mini-Com® Cat 6 UTP RJ45 TG Jack Module is designed to terminate 4-pair, 22-26 AWG twisted pair cable. Each module is 100% factory tested to exceed industry standard performance requirements. TG style termination eliminates the need for a termination | PC | 1 | 50 | 1 | 1 | 16.4
07498301076 | CJ688TGBL-24 | Module,Cat6,UTP,8P8W,Universal,BL,PK24 | The Mini-Com® Cat 6 UTP RJ45 TG Jack Module is designed to terminate 4-pair, 22-26 AWG twisted pair cable. Each module is 100% factory tested to exceed industry standard performance requirements. TG style termination eliminates the need for a termination | PC | 1 | 24 | 24 | 1 | 15.58
07498308190 | CJ688TGBL-C | Module,Cat6,UTP,8P8W,Universal,BL,PK100 | The Mini-Com® Cat 6 UTP RJ45 TG Jack Module is designed to terminate 4-pair, 22-26 AWG twisted pair cable. Each module is 100% factory tested to exceed industry standard performance requirements. TG style termination eliminates the need for a termination | PC | 1 | 100 | 100 | 1 | 15.58
07498339546 | CJ688TGBU | Module,Cat6,UTP,8P8W,Universal,BU,TG,EA | The Mini-Com® Cat 6 UTP RJ45 TG Jack Module is designed to terminate 4-pair, 22-26 AWG twisted pair cable. Each module is 100% factory tested to exceed industry standard performance requirements. TG style termination eliminates the need for a termination | PC | 1 | 50 | 1 | 1 | 16.4
07498301077 | CJ688TGBU-24 | Module,Cat6,UTP,8P8W,Universal,BU,PK24 | The Mini-Com® Cat 6 UTP RJ45 TG Jack Module is designed to terminate 4-pair, 22-26 AWG twisted pair cable. Each module is 100% factory tested to exceed industry standard performance requirements. TG style termination eliminates the need for a termination | PC | 1 | 24 | 24 | 1 | 15.58
07498308191 | CJ688TGBU-C | Module,Cat6,UTP,8P8W,Universal,BU,PK100 | The Mini-Com® Cat 6 UTP RJ45 TG Jack Module is designed to terminate 4-pair, 22-26 AWG twisted pair cable. Each module is 100% factory tested to exceed industry standard performance requirements. TG style termination eliminates the need for a termination | PC | 1 | 100 | 100 | 1 | 15.58
07498339547 | CJ688TGEI | Module,Cat6,UTP,8P8W,Universal,EI,TG,EA | The Mini-Com® Cat 6 UTP RJ45 TG Jack Module is designed to terminate 4-pair, 22-26 AWG twisted pair cable. Each module is 100% factory tested to exceed industry standard performance requirements. TG style termination eliminates the need for a termination | PC | 1 | 10 | 1 | 1 | 16.4
07498301093 | CJ688TGEI-24 | Module,Cat6,UTP,8P8W,Universal,EI,PK24 | The Mini-Com® Cat 6 UTP RJ45 TG Jack Module is designed to terminate 4-pair, 22-26 AWG twisted pair cable. Each module is 100% factory tested to exceed industry standard performance requirements. TG style termination eliminates the need for a termination | PC | 1 | 24 | 24 | 1 | 15.58
07498308275 | CJ688TGEI-C | Module,Cat6,UTP,8P8W,Universal,EI,PK100 | Category 6, RJ45, 8-position, 8-wire universal module. Includes the EGJT termination tool. Electric Ivory. | PC | 1 | 100 | 100 | 1 | 16.04
07498339548 | CJ688TGGR | Module,Cat6,UTP,8P8W,Universal,GR,TG,EA | The Mini-Com® Cat 6 UTP RJ45 TG Jack Module is designed to terminate 4-pair, 22-26 AWG twisted pair cable. Each module is 100% factory tested to exceed industry standard performance requirements. TG style termination eliminates the need for a termination | PC | 1 | 10 | 1 | 1 | 16.4
07498301090 | CJ688TGGR-24 | Module,Cat6,UTP,8P8W,Universal,GR,PK24 | The Mini-Com® Cat 6 UTP RJ45 TG Jack Module is designed to terminate 4-pair, 22-26 AWG twisted pair cable. Each module is 100% factory tested to exceed industry standard performance requirements. TG style termination eliminates the need for a termination | PC | 1 | 24 | 24 | 1 | 15.58
07498308196 | CJ688TGGR-C | Module,Cat6,UTP,8P8W,Universal,GR,PK100 | Category 6, RJ45, 8-position, 8-wire universal module. Includes the EGJT termination tool. Green. | PC | 1 | 100 | 100 | 1 | 15.58
07498339549 | CJ688TGIG | Module,Cat6,UTP,8P8W,Universal,IG,TG,EA | The Mini-Com® Cat 6 UTP RJ45 TG Jack Module is designed to terminate 4-pair, 22-26 AWG twisted pair cable. Each module is 100% factory tested to exceed industry standard performance requirements. TG style termination eliminates the need for a termination | PC | 1 | 10 | 1 | 1 | 16.4
07498301094 | CJ688TGIG-24 | Module,Cat6,UTP,8P8W,Universal,IG,PK24 | The Mini-Com® Cat 6 UTP RJ45 TG Jack Module is designed to terminate 4-pair, 22-26 AWG twisted pair cable. Each module is 100% factory tested to exceed industry standard performance requirements. TG style termination eliminates the need for a termination | PC | 1 | 24 | 24 | 1 | 15.58
07498308192 | CJ688TGIG-C | Module,Cat6,UTP,8P8W,Universal,IG,PK100 | Category 6, RJ45, 8-position, 8-wire universal module. Includes the EGJT termination tool. International Gray. | PC | 1 | 100 | 100 | 1 | 16.04
07498339550 | CJ688TGIW | Module,Cat6,UTP,8P8W,Universal,IW,TG,EA | The Mini-Com® Cat 6 UTP RJ45 TG Jack Module is designed to terminate 4-pair, 22-26 AWG twisted pair cable. Each module is 100% factory tested to exceed industry standard performance requirements. TG style termination eliminates the need for a termination | PC | 1 | 25 | 1 | 1 | 16.4
07498301080 | CJ688TGIW-24 | Module,Cat6,UTP,8P8W,Universal,IW,PK24 | The Mini-Com® Cat 6 UTP RJ45 TG Jack Module is designed to terminate 4-pair, 22-26 AWG twisted pair cable. Each module is 100% factory tested to exceed industry standard performance requirements. TG style termination eliminates the need for a termination | PC | 1 | 24 | 24 | 1 | 15.58
07498308199 | CJ688TGIW-C | Module,Cat6,UTP,8P8W,Universal,IW,PK100 | The Mini-Com® Cat 6 UTP RJ45 TG Jack Module is designed to terminate 4-pair, 22-26 AWG twisted pair cable. Each module is 100% factory tested to exceed industry standard performance requirements. TG style termination eliminates the need for a termination | PC | 1 | 100 | 100 | 1 | 16.04
07498339551 | CJ688TGOR | Module,Cat6,UTP,8P8W,Universal,OR,TG,EA | The Mini-Com® Cat 6 UTP RJ45 TG Jack Module is designed to terminate 4-pair, 22-26 AWG twisted pair cable. Each module is 100% factory tested to exceed industry standard performance requirements. TG style termination eliminates the need for a termination | PC | 1 | 10 | 1 | 1 | 16.4
07498301081 | CJ688TGOR-24 | Module,Cat6,UTP,8P8W,Universal,OR,PK24 | The Mini-Com® Cat 6 UTP RJ45 TG Jack Module is designed to terminate 4-pair, 22-26 AWG twisted pair cable. Each module is 100% factory tested to exceed industry standard performance requirements. TG style termination eliminates the need for a termination | PC | 1 | 24 | 24 | 1 | 15.58
07498308198 | CJ688TGOR-C | Module,Cat6,UTP,8P8W,Universal,OR,PK100 | Category 6, RJ45, 8-position, 8-wire universal module. Includes the EGJT termination tool. Orange. | PC | 1 | 100 | 100 | 1 | 15.58
07498392987 | CJ688TGPK | Module,Cat6,UTP,8P8W,Universal,PK,TG,EA | Category 6, RJ45, pink, 8-position, 8-wire universal module. | PC | 1 | 10 | 1 | 1 | 19.68
07498339540 | CJ688TGRD | Module,Cat6,UTP,8P8W,Universal,RD,TG,EA | The Mini-Com® Cat 6 UTP RJ45 TG Jack Module is designed to terminate 4-pair, 22-26 AWG twisted pair cable. Each module is 100% factory tested to exceed industry standard performance requirements. TG style termination eliminates the need for a termination | PC | 1 | 25 | 1 | 1 | 16.4
07498301091 | CJ688TGRD-24 | Module,Cat6,UTP,8P8W,Universal,RD,PK24 | The Mini-Com® Cat 6 UTP RJ45 TG Jack Module is designed to terminate 4-pair, 22-26 AWG twisted pair cable. Each module is 100% factory tested to exceed industry standard performance requirements. TG style termination eliminates the need for a termination | PC | 1 | 24 | 24 | 1 | 15.58
07498308194 | CJ688TGRD-C | Module,Cat6,UTP,8P8W,Universal,RD,PK100 | Category 6, RJ45, 8-position, 8-wire universal module. Includes the EGJT termination tool. Red. | PC | 1 | 100 | 100 | 1 | 15.58
07498339552 | CJ688TGVL | Module,Cat6,UTP,8P8W,Universal,VL,TG,EA | The Mini-Com® Cat 6 UTP RJ45 TG Jack Module is designed to terminate 4-pair, 22-26 AWG twisted pair cable. Each module is 100% factory tested to exceed industry standard performance requirements. TG style termination eliminates the need for a termination | PC | 1 | 10 | 1 | 1 | 16.4
07498301095 | CJ688TGVL-24 | Module,Cat6,UTP,8P8W,Universal,VL,PK24 | The Mini-Com® Cat 6 UTP RJ45 TG Jack Module is designed to terminate 4-pair, 22-26 AWG twisted pair cable. Each module is 100% factory tested to exceed industry standard performance requirements. TG style termination eliminates the need for a termination | PC | 1 | 24 | 24 | 1 | 15.58
07498308197 | CJ688TGVL-C | Module,Cat6,UTP,8P8W,Universal,VL,PK100 | Category 6, RJ45, 8-position, 8-wire universal module. Includes the EGJT termination tool. Violet. | PC | 1 | 100 | 100 | 1 | 16.04
07498339553 | CJ688TGWH | Module,Cat6,UTP,8P8W,Universal,WH,TG,EA | The Mini-Com® Cat 6 UTP RJ45 TG Jack Module is designed to terminate 4-pair, 22-26 AWG twisted pair cable. Each module is 100% factory tested to exceed industry standard performance requirements. TG style termination eliminates the need for a termination | PC | 1 | 25 | 1 | 1 | 16.4
07498301078 | CJ688TGWH-24 | Module,Cat6,UTP,8P8W,Universal,WH,PK24 | The Mini-Com® Cat 6 UTP RJ45 TG Jack Module is designed to terminate 4-pair, 22-26 AWG twisted pair cable. Each module is 100% factory tested to exceed industry standard performance requirements. TG style termination eliminates the need for a termination | PC | 1 | 24 | 24 | 1 | 15.58
07498308195 | CJ688TGWH-C | Module,Cat6,UTP,8P8W,Universal,WH,PK100 | The Mini-Com® Cat 6 UTP RJ45 TG Jack Module is designed to terminate 4-pair, 22-26 AWG twisted pair cable. Each module is 100% factory tested to exceed industry standard performance requirements. TG style termination eliminates the need for a termination | PC | 1 | 100 | 100 | 1 | 15.58
07498339554 | CJ688TGYL | Module,Cat6,UTP,8P8W,Universal,YL,TG,EA | The Mini-Com® Cat 6 UTP RJ45 TG Jack Module is designed to terminate 4-pair, 22-26 AWG twisted pair cable. Each module is 100% factory tested to exceed industry standard performance requirements. TG style termination eliminates the need for a termination | PC | 1 | 25 | 1 | 1 | 16.4
07498301092 | CJ688TGYL-24 | Module,Cat6,UTP,8P8W,Universal,YL,PK24 | The Mini-Com® Cat 6 UTP RJ45 TG Jack Module is designed to terminate 4-pair, 22-26 AWG twisted pair cable. Each module is 100% factory tested to exceed industry standard performance requirements. TG style termination eliminates the need for a termination | PC | 1 | 24 | 24 | 1 | 15.58
07498308193 | CJ688TGYL-C | Module,Cat6,UTP,8P8W,Universal,YL,PK100 | Category 6, RJ45, 8-position, 8-wire universal module. Includes the EGJT termination tool. Yellow. | PC | 1 | 100 | 100 | 1 | 16.04
07498399278 | CJ688TPAW | Module,Cat6,UTP,8P8W,Universal,AW,EA | Category 6, 8 position, 8 wire universal module. Arctic White. | PC | 1 | 10 | 1 | 1 | 18.56
07498399269 | CJ688TPBL | Module,Cat6,UTP,8P8W,Universal,BL,EA | The Mini-Com® Cat 6 UTP RJ45 TP Jack Module is designed to terminate 4-pair, 22-26 AWG twisted pair cable. Each module is 100% factory tested to exceed industry standard performance requirements. Each jack is individually serialized for traceability and i | PC | 1 | 50 | 1 | 1 | 18.56
07498399281 | CJ688TPBU | Module,Cat6,UTP,8P8W,Universal,BU,EA | Category 6, 8 position, 8 wire universal module. Blue. | PC | 1 | 50 | 1 | 1 | 18.56
07498399274 | CJ688TPEI | Module,Cat6,UTP,8P8W,Universal,EI,EA | Category 6, 8 position, 8 wire universal module. Electric Ivory. | PC | 1 | 10 | 1 | 1 | 18.56
07498399275 | CJ688TPGR | Module,Cat6,UTP,8P8W,Universal,GR,EA | Category 6, 8 position, 8 wire universal module. Green. | PC | 1 | 10 | 1 | 1 | 18.56
07498399277 | CJ688TPIG | Module,Cat6,UTP,8P8W,Universal,IG,EA | Category 6, 8 position, 8 wire universal module. International Gray. | PC | 1 | 10 | 1 | 1 | 18.56
07498399273 | CJ688TPIW | Module,Cat6,UTP,8P8W,Universal,IW,EA | The Mini-Com® Cat 6 UTP RJ45 TP Jack Module is designed to terminate 4-pair, 22-26 AWG twisted pair cable. Each module is 100% factory tested to exceed industry standard performance requirements. Each jack is individually serialized for traceability and i | PC | 1 | 25 | 1 | 1 | 18.56
07498399270 | CJ688TPOR | Module,Cat6,UTP,8P8W,Universal,OR,EA | Category 6, 8 position, 8 wire universal module. Orange. | PC | 1 | 10 | 1 | 1 | 18.56
07498399272 | CJ688TPRD | Module,Cat6,UTP,8P8W,Universal,RD,EA | Category 6, 8 position, 8 wire universal module. Red. | PC | 1 | 25 | 1 | 1 | 18.56
07498399279 | CJ688TPVL | Module,Cat6,UTP,8P8W,Universal,VL,EA | Category 6, 8 position, 8 wire universal module. Violet. | PC | 1 | 10 | 1 | 1 | 18.56
07498399271 | CJ688TPWH | Module,Cat6,UTP,8P8W,Universal,WH,EA | Category 6, 8 position, 8 wire universal module. White. | PC | 1 | 25 | 1 | 1 | 18.56
07498399276 | CJ688TPYL | Module,Cat6,UTP,8P8W,Universal,YL,EA | Category 6, 8 position, 8 wire universal module. Yellow. | PC | 1 | 25 | 1 | 1 | 18.56
07498364770 | CJ6X88TGAW | Module,Cat6A,UTP,8P/8W,AW,TGStyl | The Mini-Com® Cat 6A UTP RJ45 TG Jack Module is designed to terminate 4-pair, 22-26 AWG twisted pair cable. Each module is 100% factory tested to exceed industry standard performance requirements. TG style termination eliminates the need for a termination | PC | 1 | 10 | 1 | 1 | 23.2
07498301098 | CJ6X88TGAW-24 | Module,Cat6A,UTP,8P/8W,AW,PK24 | Category 6A, RJ45, 10 Gb/s, 8-position, 8-wire universal module, bulk packaged, Arctic White. | PC | 1 | 24 | 24 | 1 | 22.04
07498320474 | CJ6X88TGAW-C | Module,Cat6A,UTP,8P/8W,AW,PK100 | Category 6A, 10 Gb/s, RJ45, 8-position, 8-wire universal module, Arctic White. | PC | 1 | 100 | 100 | 1 | 22.04
07498363436 | CJ6X88TGBL | Module,Cat6A,UTP,8P/8W,Unvi,BL,TGStyl | The Mini-Com® Cat 6A UTP RJ45 TG Jack Module is designed to terminate 4-pair, 22-26 AWG twisted pair cable. Each module is 100% factory tested to exceed industry standard performance requirements. TG style termination eliminates the need for a termination | PC | 1 | 50 | 1 | 1 | 23.2
07498301096 | CJ6X88TGBL-24 | Module,Cat6A,UTP,8P/8W,Unvi,BL,PK24 | The Mini-Com® Cat 6A UTP RJ45 TG Jack Module is designed to terminate 4-pair, 22-26 AWG twisted pair cable. Each module is 100% factory tested to exceed industry standard performance requirements. TG style termination eliminates the need for a termination | PC | 1 | 24 | 24 | 1 | 22.04
07498311060 | CJ6X88TGBL-C | Module,Cat6A,UTP,8P/8W,Unvi,BL,PK100 | The Mini-Com® Cat 6A UTP RJ45 TG Jack Module is designed to terminate 4-pair, 22-26 AWG twisted pair cable. Each module is 100% factory tested to exceed industry standard performance requirements. TG style termination eliminates the need for a termination | PC | 1 | 100 | 100 | 1 | 22.04
07498363434 | CJ6X88TGBU | Module,Cat6A,UTP,8P/8W,Unvi,BU,TGStyl | The Mini-Com® Cat 6A UTP RJ45 TG Jack Module is designed to terminate 4-pair, 22-26 AWG twisted pair cable. Each module is 100% factory tested to exceed industry standard performance requirements. TG style termination eliminates the need for a termination | PC | 1 | 50 | 1 | 1 | 23.2
07498301097 | CJ6X88TGBU-24 | Module,Cat6A,UTP,8P/8W,Unvi,BU,PK24 | The Mini-Com® Cat 6A UTP RJ45 TG Jack Module is designed to terminate 4-pair, 22-26 AWG twisted pair cable. Each module is 100% factory tested to exceed industry standard performance requirements. TG style termination eliminates the need for a termination | PC | 1 | 24 | 24 | 1 | 22.04
07498320459 | CJ6X88TGBU-C | Module,Cat6A,UTP,8P/8W,Unvi,BU,PK100 | The Mini-Com® Cat 6A UTP RJ45 TG Jack Module is designed to terminate 4-pair, 22-26 AWG twisted pair cable. Each module is 100% factory tested to exceed industry standard performance requirements. TG style termination eliminates the need for a termination | PC | 1 | 100 | 100 | 1 | 22.04
07498363620 | CJ6X88TGEI | Module,Cat6A,UTP,8P/8W,Unvi,EI,TGStyl | The Mini-Com® Cat 6A UTP RJ45 TG Jack Module is designed to terminate 4-pair, 22-26 AWG twisted pair cable. Each module is 100% factory tested to exceed industry standard performance requirements. TG style termination eliminates the need for a termination | PC | 1 | 10 | 1 | 1 | 23.2
07498301082 | CJ6X88TGEI-24 | Module,Cat6A,UTP,8P/8W,Unvi,EI,PK24 | The Mini-Com® Cat 6A UTP RJ45 TG Jack Module is designed to terminate 4-pair, 22-26 AWG twisted pair cable. Each module is 100% factory tested to exceed industry standard performance requirements. TG style termination eliminates the need for a termination | PC | 1 | 24 | 24 | 1 | 22.04
07498320472 | CJ6X88TGEI-C | Module,Cat6A,UTP,8P/8W,Unvi,EI,PK100 | Category 6A, 10 Gb/s, RJ45, 8-position, 8-wire universal module, Electric Ivory. | PC | 1 | 100 | 100 | 1 | 22.04
07498363621 | CJ6X88TGGR | Module,Cat6A,UTP,8P/8W,Unvi,GR | The Mini-Com® Cat 6A UTP RJ45 TG Jack Module is designed to terminate 4-pair, 22-26 AWG twisted pair cable. Each module is 100% factory tested to exceed industry standard performance requirements. TG style termination eliminates the need for a termination | PC | 1 | 10 | 1 | 1 | 23.2
07498301083 | CJ6X88TGGR-24 | Module,Cat6A,UTP,8P/8W,Unvi,GR,PK24 | The Mini-Com® Cat 6A UTP RJ45 TG Jack Module is designed to terminate 4-pair, 22-26 AWG twisted pair cable. Each module is 100% factory tested to exceed industry standard performance requirements. TG style termination eliminates the need for a termination | PC | 1 | 24 | 24 | 1 | 22.04
07498320467 | CJ6X88TGGR-C | Module,Cat6A,UTP,8P/8W,GR,PK100 | Category 6A, 10 Gb/s, RJ45, 8-position, 8-wire universal module, Green. | PC | 1 | 100 | 100 | 1 | 22.04
07498364233 | CJ6X88TGIG | Module,Cat6A,UTP,8P/8W,IG | The Mini-Com® Cat 6A UTP RJ45 TG Jack Module is designed to terminate 4-pair, 22-26 AWG twisted pair cable. Each module is 100% factory tested to exceed industry standard performance requirements. TG style termination eliminates the need for a termination | PC | 1 | 10 | 1 | 1 | 23.2
07498301089 | CJ6X88TGIG-24 | Module,Cat6A,UTP,8P/8W,IG,PK24 | The Mini-Com® Cat 6A UTP RJ45 TG Jack Module is designed to terminate 4-pair, 22-26 AWG twisted pair cable. Each module is 100% factory tested to exceed industry standard performance requirements. TG style termination eliminates the need for a termination | PC | 1 | 24 | 24 | 1 | 22.04
07498320473 | CJ6X88TGIG-C | Module,Cat6A,UTP,8P/8W,IG,PK100 | Category 6A, 10 Gb/s, RJ45, 8-position, 8-wire universal module, International Gray. | PC | 1 | 100 | 100 | 1 | 22.04
07498363619 | CJ6X88TGIW | Module,Cat6A,UTP,8P/8W,Unvi,IW | The Mini-Com® Cat 6A UTP RJ45 TG Jack Module is designed to terminate 4-pair, 22-26 AWG twisted pair cable. Each module is 100% factory tested to exceed industry standard performance requirements. TG style termination eliminates the need for a termination | PC | 1 | 25 | 1 | 1 | 23.2
07498301099 | CJ6X88TGIW-24 | Module,Cat6A,UTP,8P/8W,OffWH,PK24 | The Mini-Com® Cat 6A UTP RJ45 TG Jack Module is designed to terminate 4-pair, 22-26 AWG twisted pair cable. Each module is 100% factory tested to exceed industry standard performance requirements. TG style termination eliminates the need for a termination | PC | 1 | 24 | 24 | 1 | 22.04
07498320475 | CJ6X88TGIW-C | Module,Cat6A,UTP,8P/8W,OffWH,PK100 | The Mini-Com® Cat 6A UTP RJ45 TG Jack Module is designed to terminate 4-pair, 22-26 AWG twisted pair cable. Each module is 100% factory tested to exceed industry standard performance requirements. TG style termination eliminates the need for a termination | PC | 1 | 100 | 100 | 1 | 22.04
07498363437 | CJ6X88TGOR | Module,Cat6A,UTP,8P/8W,Unvi,OR | The Mini-Com® Cat 6A UTP RJ45 TG Jack Module is designed to terminate 4-pair, 22-26 AWG twisted pair cable. Each module is 100% factory tested to exceed industry standard performance requirements. TG style termination eliminates the need for a termination | PC | 1 | 10 | 1 | 1 | 23.2
07498301086 | CJ6X88TGOR-24 | Module,Cat6A,UTP,8P/8W,Unvi,OR,PK24 | The Mini-Com® Cat 6A UTP RJ45 TG Jack Module is designed to terminate 4-pair, 22-26 AWG twisted pair cable. Each module is 100% factory tested to exceed industry standard performance requirements. TG style termination eliminates the need for a termination | PC | 1 | 24 | 24 | 1 | 22.04
07498320471 | CJ6X88TGOR-C | Module,Cat6A,UTP,8P/8W,Unvi,OR,PK100 | Category 6A, 10 Gb/s, RJ45, 8-position, 8-wire universal module, Orange. | PC | 1 | 100 | 100 | 1 | 22.04
07498393208 | CJ6X88TGPK | Module,Cat6A,UTP,8P/8W,Unvi,PK | Category 6A, RJ45, 10 Gb/s, 8-position, 8-wire universal module. | PC | 1 | 50 | 1 | 1 | 27.84
07498363618 | CJ6X88TGRD | Module,Cat6A,UTP,8P/8W,Unvi,RD | The Mini-Com® Cat 6A UTP RJ45 TG Jack Module is designed to terminate 4-pair, 22-26 AWG twisted pair cable. Each module is 100% factory tested to exceed industry standard performance requirements. TG style termination eliminates the need for a termination | PC | 1 | 25 | 1 | 1 | 23.2
07498301084 | CJ6X88TGRD-24 | Module,Cat6A,UTP,8P/8W,Unvi,RD,PK24 | The Mini-Com® Cat 6A UTP RJ45 TG Jack Module is designed to terminate 4-pair, 22-26 AWG twisted pair cable. Each module is 100% factory tested to exceed industry standard performance requirements. TG style termination eliminates the need for a termination | PC | 1 | 24 | 24 | 1 | 22.04
07498320468 | CJ6X88TGRD-C | Module,Cat6A,UTP,8P/8W,Unvi,RD,PK100 | Category 6A, 10 Gb/s, RJ45, 8-position, 8-wire universal module, Red. | PC | 1 | 100 | 100 | 1 | 22.04
07498364821 | CJ6X88TGVL | Module,Cat6A,UTP,8P/8W,Unvi,VL | The Mini-Com® Cat 6A UTP RJ45 TG Jack Module is designed to terminate 4-pair, 22-26 AWG twisted pair cable. Each module is 100% factory tested to exceed industry standard performance requirements. TG style termination eliminates the need for a termination | PC | 1 | 10 | 1 | 1 | 23.2
07498301085 | CJ6X88TGVL-24 | Module,Cat6A,UTP,8P/8W,Unvi,VL,PK24 | The Mini-Com® Cat 6A UTP RJ45 TG Jack Module is designed to terminate 4-pair, 22-26 AWG twisted pair cable. Each module is 100% factory tested to exceed industry standard performance requirements. TG style termination eliminates the need for a termination | PC | 1 | 24 | 24 | 1 | 22.04
07498320470 | CJ6X88TGVL-C | Module,Cat6A,UTP,8P/8W,Unvi,VLPK100 | Category 6A, 10 Gb/s, RJ45, 8-position, 8-wire universal module, Violet. | PC | 1 | 100 | 100 | 1 | 22.04
07498363438 | CJ6X88TGWH | Module,Cat6A,UTP,8P/8W,Unvi,WH | The Mini-Com® Cat 6A UTP RJ45 TG Jack Module is designed to terminate 4-pair, 22-26 AWG twisted pair cable. Each module is 100% factory tested to exceed industry standard performance requirements. TG style termination eliminates the need for a termination | PC | 1 | 25 | 1 | 1 | 23.2
07498301087 | CJ6X88TGWH-24 | Module,Cat6A,UTP,8P/8W,Unvi,WH,PK24 | The Mini-Com® Cat 6A UTP RJ45 TG Jack Module is designed to terminate 4-pair, 22-26 AWG twisted pair cable. Each module is 100% factory tested to exceed industry standard performance requirements. TG style termination eliminates the need for a termination | PC | 1 | 24 | 24 | 1 | 22.04
07498320458 | CJ6X88TGWH-C | Module,Cat6A,UTP,8P/8W,Unvi,WH,PK100 | The Mini-Com® Cat 6A UTP RJ45 TG Jack Module is designed to terminate 4-pair, 22-26 AWG twisted pair cable. Each module is 100% factory tested to exceed industry standard performance requirements. TG style termination eliminates the need for a termination | PC | 1 | 100 | 100 | 1 | 22.04
07498363899 | CJ6X88TGYL | Module,Cat6A,UTP,8P/8W,Unvi,YL | The Mini-Com® Cat 6A UTP RJ45 TG Jack Module is designed to terminate 4-pair, 22-26 AWG twisted pair cable. Each module is 100% factory tested to exceed industry standard performance requirements. TG style termination eliminates the need for a termination | PC | 1 | 25 | 1 | 1 | 23.2
07498301088 | CJ6X88TGYL-24 | Module,Cat6A,UTP,8P/8W,Unvi,YL,PK24 | The Mini-Com® Cat 6A UTP RJ45 TG Jack Module is designed to terminate 4-pair, 22-26 AWG twisted pair cable. Each module is 100% factory tested to exceed industry standard performance requirements. TG style termination eliminates the need for a termination | PC | 1 | 24 | 24 | 1 | 22.04
07498320469 | CJ6X88TGYL-C | Module,Cat6A,UTP,8P/8W,Unvi,YL,PK100 | Category 6A, 10 Gb/s, RJ45, 8-position, 8-wire universal module, Yellow. | PC | 1 | 100 | 100 | 1 | 22.04
07498397455 | CJAST | CopperCableStrippingTool | This tool is used to strip copper cable jacket prior to termination process. This termination tool is black. | PC | 1 | 10 | 1 | 1 | 69.08
07498368737 | CJC58-L | Universal Wire Cap | Universal Wire Cap | PC | 1 | 50 | 50 | 1 | .56
07498320491 | CJE5E88TGBL | CorrosiveResistantModule,Cat5e,UTP,BL,EA | Category 5e, RJ45, 8-position, 8-wire, universal, corrosive resistant UTP jack module, Black. | PC | 1 | 10 | 1 | 1 | 27.92
07498320607 | CJE5E88TGBU | CorrosiveResistantModule,Cat5e,UTP,BU,EA | Category 5e, RJ45, 8-position, 8-wire, universal, corrosive resistant UTP jack module, Blue. | PC | 1 | 10 | 1 | 1 | 27.92
07498320610 | CJE5E88TGIW | CorrosiveResistantModule,Cat5e,UTP,IW,EA | Category 5e, RJ45, 8-position, 8-wire, universal, corrosive resistant UTP jack module, Off White. | PC | 1 | 10 | 1 | 1 | 29.3
07498320608 | CJE5E88TGRD | CorrosiveResistantModule,Cat5e,UTP,RD,EA | Category 5e, RJ45, 8-position, 8-wire, universal, corrosive resistant UTP jack module, Red. | PC | 1 | 10 | 1 | 1 | 29.3
07498320609 | CJE5E88TGWH | CorrosiveResistantModule,Cat5e,UTP,WH,EA | Category 5e, RJ45, 8-position, 8-wire, universal, corrosive resistant UTP jack module, White. | PC | 1 | 10 | 1 | 1 | 29.3
07498311146 | CJE688TGBL | CorrosiveResistantModule,Cat6,UTP,BL,EA | Category 6, RJ45, 8-position, 8-wire, universal, corrosive resistant UTP jack module Black. | PC | 1 | 10 | 1 | 1 | 31.38
07498311147 | CJE688TGBU | CorrosiveResistantModule,Cat6,UTP,BU,EA | Category 6, RJ45, 8-position, 8-wire, universal, corrosive resistant UTP jack module Blue. | PC | 1 | 10 | 1 | 1 | 31.38
07498331745 | CJE688TGIW | CorrosiveResistantModule,Cat6,UTP,IW,EA | Category 6, RJ45, 8-position, 8-wire, universal, corrosive resistant UTP jack module Off White. | PC | 1 | 10 | 1 | 1 | 31.38
07498311148 | CJE688TGRD | CorrosiveResistantModule,Cat6,UTP,RD,EA | Category 6, RJ45, 8-position, 8-wire, universal, corrosive resistant UTP jack module Red. | PC | 1 | 10 | 1 | 1 | 31.38
07498331744 | CJE688TGWH | CorrosiveResistantModule,Cat6,UTP,WH,EA | Category 6, RJ45, 8-position, 8-wire, universal, corrosive resistant UTP jack module White. | PC | 1 | 10 | 1 | 1 | 31.38
61305601480 | CJH5E88TGAW | Spring Shuttered Jack,Cat5,AW,EA | Category 5e, RJ45, 8-position, 8-wire spring shuttered universal jack module. Arctic White. | PC | 1 | 10 | 1 | 1 | 14.02
61305601481 | CJH5E88TGBL | Spring Shuttered Jack,Cat5,BL,EA | The Mini-Com® Cat 5e UTP RJ45 Spring-Shuttered TG Jack Module is designed to terminate 4-pair, 22-26 AWG twisted pair cable. Each module is 100% factory tested to exceed industry standard performance requirements. The integrated spring-shuttered door keep | PC | 1 | 10 | 1 | 1 | 14.02
61305601482 | CJH5E88TGBU | Spring Shuttered Jack,Cat5,BU,EA | Category 5e, RJ45, 8-position, 8-wire spring shuttered universal jack module. Blue. | PC | 1 | 10 | 1 | 1 | 14.02
61305601483 | CJH5E88TGEI | Spring Shuttered Jack,Cat5,EI,EA | Category 5e, RJ45, 8-position, 8-wire spring shuttered universal jack module. Electric Ivory. | PC | 1 | 10 | 1 | 1 | 14.02
61305601484 | CJH5E88TGGR | Spring Shuttered Jack,Cat5,GR,EA | Category 5e, RJ45, 8-position, 8-wire spring shuttered universal jack module. Green. | PC | 1 | 10 | 1 | 1 | 14.02
61305601485 | CJH5E88TGIG | Spring Shuttered Jack,Cat5,IG,EA | Category 5e, RJ45, 8-position, 8-wire spring shuttered universal jack module. International Gray. | PC | 1 | 10 | 1 | 1 | 14.02
61305601486 | CJH5E88TGIW | Spring Shuttered Jack,Cat5,IW,EA | The Mini-Com® Cat 5e UTP RJ45 Spring-Shuttered TG Jack Module is designed to terminate 4-pair, 22-26 AWG twisted pair cable. Each module is 100% factory tested to exceed industry standard performance requirements. The integrated spring-shuttered door keep | PC | 1 | 10 | 1 | 1 | 14.02
61305601487 | CJH5E88TGOR | Spring Shuttered Jack,Cat5,OR,EA | Category 5e, RJ45, 8-position, 8-wire spring shuttered universal jack module. Orange. | PC | 1 | 10 | 1 | 1 | 14.02
61305601488 | CJH5E88TGRD | Spring Shuttered Jack,Cat5,RD,EA | Category 5e, RJ45, 8-position, 8-wire spring shuttered universal jack module. Red. | PC | 1 | 10 | 1 | 1 | 14.02
61305601489 | CJH5E88TGVL | Spring Shuttered Jack,Cat5,VL,EA | Category 5e, RJ45, 8-position, 8-wire spring shuttered universal jack module. Violet. | PC | 1 | 10 | 1 | 1 | 14.02
61305601490 | CJH5E88TGWH | Spring Shuttered Jack,Cat5,WH,EA | Category 5e, RJ45, 8-position, 8-wire spring shuttered universal jack module. White. | PC | 1 | 10 | 1 | 1 | 14.02
61305601491 | CJH5E88TGYL | Spring Shuttered Jack,Cat5,YL,EA | Category 5e, RJ45, 8-position, 8-wire spring shuttered universal jack module. Yellow. | PC | 1 | 10 | 1 | 1 | 14.02
61305601468 | CJH688TGAW | Spring Shuttered Jack,Cat6,AW,EA | The Mini-Com® Cat 6 UTP RJ45 Spring-Shuttered TG Jack Module is designed to terminate 4-pair, 22-26 AWG twisted pair cable. Each module is 100% factory tested to exceed industry standard performance requirements. The integrated spring shuttered door keeps | PC | 1 | 10 | 1 | 1 | 18.04
61305601469 | CJH688TGBL | Spring Shuttered Jack,Cat6,BL,EA | The Mini-Com® Cat 6 UTP RJ45 Spring-Shuttered TG Jack Module is designed to terminate 4-pair, 22-26 AWG twisted pair cable. Each module is 100% factory tested to exceed industry standard performance requirements. The integrated spring shuttered door keeps | PC | 1 | 10 | 1 | 1 | 18.04
61305601470 | CJH688TGBU | Spring Shuttered Jack,Cat6,BU,EA | The Mini-Com® Cat 6 UTP RJ45 Spring-Shuttered TG Jack Module is designed to terminate 4-pair, 22-26 AWG twisted pair cable. Each module is 100% factory tested to exceed industry standard performance requirements. The integrated spring shuttered door keeps | PC | 1 | 10 | 1 | 1 | 18.04
61305601471 | CJH688TGEI | Spring Shuttered Jack,Cat6,EI,EA | Category 6, RJ45, 8-position, 8-wire spring shuttered universal jack module. Electric Ivory. | PC | 1 | 10 | 1 | 1 | 18.04
61305601472 | CJH688TGGR | Spring Shuttered Jack,Cat6,GR,EA | The Mini-Com® Cat 6 UTP RJ45 Spring-Shuttered TG Jack Module is designed to terminate 4-pair, 22-26 AWG twisted pair cable. Each module is 100% factory tested to exceed industry standard performance requirements. The integrated spring shuttered door keeps | PC | 1 | 10 | 1 | 1 | 18.04
61305601473 | CJH688TGIG | Spring Shuttered Jack,Cat6,IG,EA | Category 6, RJ45, 8-position, 8-wire spring shuttered universal jack module. International Gray. | PC | 1 | 10 | 1 | 1 | 18.04
61305601474 | CJH688TGIW | Spring Shuttered Jack,Cat6,IW,EA | The Mini-Com® Cat 6 UTP RJ45 Spring-Shuttered TG Jack Module is designed to terminate 4-pair, 22-26 AWG twisted pair cable. Each module is 100% factory tested to exceed industry standard performance requirements. The integrated spring shuttered door keeps | PC | 1 | 10 | 1 | 1 | 18.04
61305601475 | CJH688TGOR | Spring Shuttered Jack,Cat6,OR,EA | Category 6, RJ45, 8-position, 8-wire spring shuttered universal jack module. Orange. | PC | 1 | 10 | 1 | 1 | 18.04
61305601476 | CJH688TGRD | Spring Shuttered Jack,Cat6,RD,EA | Category 6, RJ45, 8-position, 8-wire spring shuttered universal jack module. Red. | PC | 1 | 10 | 1 | 1 | 18.04
61305601477 | CJH688TGVL | Spring Shuttered Jack,Cat6,VL,EA | Category 6, RJ45, 8-position, 8-wire spring shuttered universal jack module. Violet. | PC | 1 | 10 | 1 | 1 | 18.04
61305601478 | CJH688TGWH | Spring Shuttered Jack,Cat6,WH,EA | Category 6, RJ45, 8-position, 8-wire spring shuttered universal jack module. White. | PC | 1 | 10 | 1 | 1 | 18.04
61305601479 | CJH688TGYL | Spring Shuttered Jack,Cat6,YL,EA | Category 6, RJ45, 8-position, 8-wire spring shuttered universal jack module. Yellow. | PC | 1 | 10 | 1 | 1 | 18.04
61305601492 | CJH6X88TGAW | Spring Shuttered Jack,Cat6A,AW,EA | The Mini-Com® Cat 6A UTP RJ45 Spring-Shuttered TG Jack Module is designed to terminate 4-pair, 22-26 AWG twisted pair cable. Each module is 100% factory tested to exceed industry standard performance requirements. The integrated spring-shuttered door keep | PC | 1 | 10 | 1 | 1 | 25.5
61305601493 | CJH6X88TGBL | Spring Shuttered Jack,Cat6A,BL,EA | The Mini-Com® Cat 6A UTP RJ45 Spring-Shuttered TG Jack Module is designed to terminate 4-pair, 22-26 AWG twisted pair cable. Each module is 100% factory tested to exceed industry standard performance requirements. The integrated spring-shuttered door keep | PC | 1 | 10 | 1 | 1 | 25.5
61305601494 | CJH6X88TGBU | Spring Shuttered Jack,Cat6A,BU,EA | The Mini-Com® Cat 6A UTP RJ45 Spring-Shuttered TG Jack Module is designed to terminate 4-pair, 22-26 AWG twisted pair cable. Each module is 100% factory tested to exceed industry standard performance requirements. The integrated spring-shuttered door keep | PC | 1 | 10 | 1 | 1 | 25.5
61305601495 | CJH6X88TGEI | Spring Shuttered Jack,Cat6A,EI,EA | Category 6A, RJ45, 8-position, 8-wire spring shuttered universal jack module, Electric Ivory. | PC | 1 | 10 | 1 | 1 | 25.5
61305601496 | CJH6X88TGGR | Spring Shuttered Jack,Cat6A,GR,EA | The Mini-Com® Cat 6A UTP RJ45 Spring-Shuttered TG Jack Module is designed to terminate 4-pair, 22-26 AWG twisted pair cable. Each module is 100% factory tested to exceed industry standard performance requirements. The integrated spring-shuttered door keep | PC | 1 | 10 | 1 | 1 | 25.5
61305601497 | CJH6X88TGIG | Spring Shuttered Jack,Cat6A,IG,EA | Category 6A, RJ45, 8-position, 8-wire spring shuttered universal jack module, International Gray. | PC | 1 | 10 | 1 | 1 | 25.5
61305601498 | CJH6X88TGIW | Spring Shuttered Jack,Cat6A,IW,EA | The Mini-Com® Cat 6A UTP RJ45 Spring-Shuttered TG Jack Module is designed to terminate 4-pair, 22-26 AWG twisted pair cable. Each module is 100% factory tested to exceed industry standard performance requirements. The integrated spring-shuttered door keep | PC | 1 | 10 | 1 | 1 | 25.5
61305601499 | CJH6X88TGOR | Spring Shuttered Jack,Cat6A,OR,EA | Category 6A, RJ45, 8-position, 8-wire spring shuttered universal jack module, Orange. | PC | 1 | 10 | 1 | 1 | 25.5
61305601500 | CJH6X88TGRD | Spring Shuttered Jack,Cat6A,RD,EA | Category 6A, RJ45, 8-position, 8-wire spring shuttered universal jack module, Red. | PC | 1 | 10 | 1 | 1 | 25.5
61305601501 | CJH6X88TGVL | Spring Shuttered Jack,Cat6A,VL,EA | Category 6A, RJ45, 8-position, 8-wire spring shuttered universal jack module, Violet. | PC | 1 | 10 | 1 | 1 | 25.5
61305601502 | CJH6X88TGWH | Spring Shuttered Jack,Cat6A,WH,EA | Category 6A, RJ45, 8-position, 8-wire spring shuttered universal jack module, White. | PC | 1 | 10 | 1 | 1 | 25.5
61305601503 | CJH6X88TGYL | Spring Shuttered Jack,Cat6A,YL,EA | Category 6A, RJ45, 8-position, 8-wire spring shuttered universal jack module, Yellow. | PC | 1 | 10 | 1 | 1 | 25.5
07498309703 | CJK688TGBL | KeyModule,Cat6,UTP,8P/8W,BL,TGStyl | Keyed, Category 6, RJ45, 8-position, 8-wire universal module. Black. | PC | 1 | 10 | 1 | 1 | 20.48
07498309704 | CJK688TGBU | KeyModule,Cat6,UTP,8P/8W,BU,TGStyl | Keyed, Category 6, RJ45, 8-position, 8-wire universal module. Blue. | PC | 1 | 10 | 1 | 1 | 20.48
07498309707 | CJK688TGGR | KeyModule,Cat6,UTP,8P/8W,GR,TGStyl | Keyed, Category 6, RJ45, 8-position, 8-wire universal module. Green. | PC | 1 | 10 | 1 | 1 | 20.48
07498309708 | CJK688TGOR | KeyModule,Cat6,UTP,8P/8W,OR,TGStyl | Keyed, Category 6, RJ45, 8-position, 8-wire universal module. Orange. | PC | 1 | 10 | 1 | 1 | 20.48
07498309705 | CJK688TGRD | KeyModule,Cat6,UTP,8P/8W,RD,TGStyl | Keyed, Category 6, RJ45, 8-position, 8-wire universal module. Red. | PC | 1 | 10 | 1 | 1 | 20.48
07498309706 | CJK688TGYL | KeyModule,Cat6,UTP,8P/8W,YL,TGStyl | Keyed, Category 6, RJ45, 8-position, 8-wire universal module. Yellow. | PC | 1 | 10 | 1 | 1 | 20.48
07498312188 | CJK6X88TGBL | Module,Cat6A,UTP,8P/8W,Unvi,BL | Keyed, Category 6A, RJ45, 10 Gb/s, 8-position, 8-wire universal module. Includes patent pending MaTriX split foil tape. | PC | 1 | 10 | 1 | 1 | 29.02
07498312192 | CJK6X88TGBU | Module,Cat6A,UTP,8P/8W,Unvi,BU | Keyed, Category 6A, RJ45, 10 Gb/s, 8-position, 8-wire universal module. Blue. | PC | 1 | 10 | 1 | 1 | 29.02
07498312189 | CJK6X88TGGR | Module,Cat6A,Key,UTP,8P/8W,Unvi,GR | Keyed, Category 6A, RJ45, 10 Gb/s, 8-position, 8-wire universal module. Green. | PC | 1 | 10 | 1 | 1 | 29.02
07498312191 | CJK6X88TGOR | Module,Cat6A,Key,UTP,8P/8W,Unvi,OR | Keyed, Category 6A, RJ45, 10 Gb/s, 8-position, 8-wire universal module. Orange. | PC | 1 | 10 | 1 | 1 | 29.02
07498318994 | CJK6X88TGRD | Module,Cat6A,Key,UTP,8P/8W,Unvi,RD | Keyed, Category 6A, RJ45, 10 Gb/s, 8-position, 8-wire universal module. Red. | PC | 1 | 10 | 1 | 1 | 29.02
07498312190 | CJK6X88TGYL | Module,Cat6A,Key,UTP,8P/8W,Unvi,YL | Keyed, Category 6A, RJ45, 10 Gb/s, 8-position, 8-wire universal module. Yellow. | PC | 1 | 10 | 1 | 1 | 29.02
61305644964 | CJLR688TGAW | Cat6 Left/Right 45 Degree TG Wirecap Jac | Cat 6 Left/Right 45 Degree Angled TG Jack Module, Arctic White | PC | 1 | 10 | 1 | 1 | 16.4
61305644965 | CJLR688TGBL | Cat6 Left/Right 45 Degree TG Wirecap Jac | Cat 6 Left/Right 45 Degree Angled TG Jack Module, Black | PC | 1 | 10 | 1 | 1 | 16.4
61305644966 | CJLR688TGBU | Cat6 Left/Right 45 Degree TG Wirecap Jac | Cat 6 Left/Right 45 Degree Angled TG Jack Module, Blue | PC | 1 | 10 | 1 | 1 | 16.4
61305644967 | CJLR688TGEI | Cat6 Left/Right 45 Degree TG Wirecap Jac | Cat 6 Left/Right 45 Degree Angled TG Jack Module, Electric Ivory | PC | 1 | 10 | 1 | 1 | 16.4
61305644968 | CJLR688TGGR | Cat6 Left/Right 45 Degree TG Wirecap Jac | Cat 6 Left/Right 45 Degree Angled TG Jack Module, Green | PC | 1 | 10 | 1 | 1 | 16.4
61305644969 | CJLR688TGIG | Cat6 Left/Right 45 Degree TG Wirecap Jac | Cat 6 Left/Right 45 Degree Angled TG Jack Module, International Gray | PC | 1 | 10 | 1 | 1 | 16.4
61305644970 | CJLR688TGIW | Cat6 Left/Right 45 Degree TG Wirecap Jac | Cat 6 Left/Right 45 Degree Angled TG Jack Module, Off White | PC | 1 | 10 | 1 | 1 | 16.4
61305644971 | CJLR688TGOR | Cat6 Left/Right 45 Degree TG Wirecap Jac | Cat 6 Left/Right 45 Degree Angled TG Jack Module, Orange | PC | 1 | 10 | 1 | 1 | 16.4
61305644972 | CJLR688TGRD | Cat6 Left/Right 45 Degree TG Wirecap Jac | Cat 6 Left/Right 45 Degree Angled TG Jack Module, Red | PC | 1 | 10 | 1 | 1 | 16.4
61305644973 | CJLR688TGVL | Cat6 Left/Right 45 Degree TG Wirecap Jac | Cat 6 Left/Right 45 Degree Angled TG Jack Module, Violet | PC | 1 | 10 | 1 | 1 | 16.4
61305644974 | CJLR688TGWH | Cat6 Left/Right 45 Degree TG Wirecap Jac | Cat 6 Left/Right 45 Degree Angled TG Jack Module, White | PC | 1 | 10 | 1 | 1 | 16.4
61305644975 | CJLR688TGYL | Cat6 Left/Right 45 Degree TG Wirecap Jac | Cat 6 Left/Right 45 Degree Angled TG Jack Module, Yellow | PC | 1 | 10 | 1 | 1 | 16.4
61305644939 | CJLR6X88TGAW | Cat6A Left/Right 45 Degree TG Wirecap Ja | Cat 6A Left/Right 45 Degree Angled TG Jack Module, Arctic White | PC | 1 | 10 | 1 | 1 | 23.2
61305644940 | CJLR6X88TGBL | Cat6A Left/Right 45 Degree TG Wirecap Ja | Cat 6A Left/Right 45 Degree Angled TG Jack Module, Black | PC | 1 | 10 | 1 | 1 | 23.2
61305644941 | CJLR6X88TGBU | Cat6A Left/Right 45 Degree TG Wirecap Ja | Cat 6A Left/Right 45 Degree Angled TG Jack Module, Blue | PC | 1 | 10 | 1 | 1 | 23.2
61305644942 | CJLR6X88TGEI | Cat6A Left/Right 45 Degree TG Wirecap Ja | Cat 6A Left/Right 45 Degree Angled TG Jack Module, Electric Ivory | PC | 1 | 10 | 1 | 1 | 23.2
61305644943 | CJLR6X88TGGR | Cat6A Left/Right 45 Degree TG Wirecap Ja | Cat 6A Left/Right 45 Degree Angled TG Jack Module, Green | PC | 1 | 10 | 1 | 1 | 23.2
61305644944 | CJLR6X88TGIG | Cat6A Left/Right 45 Degree TG Wirecap Ja | Cat 6A Left/Right 45 Degree Angled TG Jack Module, International Gray | PC | 1 | 10 | 1 | 1 | 23.2
61305644945 | CJLR6X88TGIW | Cat6A Left/Right 45 Degree TG Wirecap Ja | Cat 6A Left/Right 45 Degree Angled TG Jack Module, Off White | PC | 1 | 10 | 1 | 1 | 23.2
61305644946 | CJLR6X88TGOR | Cat6A Left/Right 45 Degree TG Wirecap Ja | Cat 6A Left/Right 45 Degree Angled TG Jack Module, Orange | PC | 1 | 10 | 1 | 1 | 23.2
61305644947 | CJLR6X88TGRD | Cat6A Left/Right 45 Degree TG Wirecap Ja | Cat 6A Left/Right 45 Degree Angled TG Jack Module, Red | PC | 1 | 10 | 1 | 1 | 23.2
61305644948 | CJLR6X88TGVL | Cat6A Left/Right 45 Degree TG Wirecap Ja | Cat 6A Left/Right 45 Degree Angled TG Jack Module, Violet | PC | 1 | 10 | 1 | 1 | 23.2
61305644949 | CJLR6X88TGWH | Cat6A Left/Right 45 Degree TG Wirecap Ja | Cat 6A Left/Right 45 Degree Angled TG Jack Module, White | PC | 1 | 10 | 1 | 1 | 23.2
61305644950 | CJLR6X88TGYL | Cat6A Left/Right 45 Degree TG Wirecap Ja | Cat 6A Left/Right 45 Degree Angled TG Jack Module, Yellow | PC | 1 | 10 | 1 | 1 | 23.2
61305625428 | CJLRCAPBU-C | Module,Cat6a,L/R,45Degree,TG,BU,PK100 | The Cat 6A UTP TG angled wire cap is used with UTP TG jack modules to improve cable routing to jacks in confined spaces. These left/right caps terminate 4-pair, 22-26 AWG, 100 ohm twisted pair cable. The angled cable exit allows a cable to route to jacks | PC | 1 | 100 | 100 | 1 | 1.58
61305625633 | CJLRCAPBU-X | Module,Cat6a,L/R,45Degree,TG,BU,PK10 | The Cat 6A UTP TG angled wire cap is used with UTP TG jack modules to improve cable routing to jacks in confined spaces. These left/right caps terminate 4-pair, 22-26 AWG, 100 ohm twisted pair cable. The angled cable exit allows a cable to route to jacks | PC | 1 | 10 | 10 | 1 | 1.7
61305625427 | CJLRCAPIW-C | Cat6,Left/Right,45D,wirecap,IW,PK100 | The Cat 6 UTP TG angled wire cap is used with UTP TG jack modules to improve cable routing to jacks in confined spaces. These left/right caps terminate 4-pair, 22-26 AWG, 100 ohm twisted pair cable. The angled cable exit allows a cable to route to jacks i | PC | 1 | 100 | 100 | 1 | 1.58
61305625634 | CJLRCAPIW-X | Cat6,Left/Right,45D,wirecap,IW,PK10 | The Cat 6 UTP TG angled wire cap is used with UTP TG jack modules to improve cable routing to jacks in confined spaces. These left/right caps terminate 4-pair, 22-26 AWG, 100 ohm twisted pair cable. The angled cable exit allows a cable to route to jacks i | PC | 1 | 10 | 10 | 1 | 1.7
61305625426 | CJLRCAPRD-C | Cat5e,Left/Right,45D,wirecap,RD,PK100 | Category 5e 45° angled left/right TG wire cap provides improved cable routing to jacks in confined spaces. For use with the TGSJT Termination Tool. 100 pk. | PC | 1 | 100 | 100 | 1 | 1.58
61305625635 | CJLRCAPRD-X | Cat5e,Left/Right,45D,wirecap,RD,PK10 | The Cat 5e UTP TG angled wire cap is used with UTP TG jack modules to improve cable routing to jacks in confined spaces. These left/right caps terminate 4-pair, 22-26 AWG, 100 ohm twisted pair cable. The angled cable exit allows a cable to route to jacks | PC | 1 | 10 | 10 | 1 | 1.7
07498329346 | CJQ688TGBL | PanView iQ Keyed Module, Cat 6, UTP, 8 p | Keyed, PanView iQ™ (PViQ™) Category 6, RJ45, 8-position, 8-wire, UTP black module. | PC | 1 | 10 | 1 | 1 | 20.48
07498329810 | CJQ6X88TGBL | PanView iQ Keyed Module, Cat 6A, UTP, 8 | Keyed, PanView iQ™ (PViQ™) Category 6A, 10 Gb/s, RJ45, 8-position, 8-wire, UTP black module. | PC | 1 | 10 | 1 | 1 | 29.02
07498378273 | CJRCAPBU | Tx6A10gigRightAngleWireCap,BU | TX6A Right Angle Wire Cap. Side opening allows cable to be terminated to the right or left side of the jack module, ideal for installations that have minimal depth that may not allow standard bend radius practices to be accommodated. | PC | 1 | 100 | 10 | 1 | 2.72
07498378272 | CJRCAPIW | TX6PLUSAngleWireCap,OffWH | TX6 PLUS Right Angle Wire Cap. Side opening allows cable to be terminated to the right or left side of the jack module, ideal for installations that have minimal depth that may not allow standard bend radius practices to be accommodated. | PC | 1 | 100 | 10 | 1 | 2.72
07498378115 | CJRCAPRD | Right Angle Wire Cap,RD,EA | TX5e Right Angle Wire Cap. Side opening allows cable to be terminated to the right or left side of the jack module, ideal for installations that have minimal depth that may not allow standard bend radius practices to be accommodated. | PC | 1 | 100 | 10 | 1 | 2.72
07498303562 | CJS5E88TGY | Module,Cat5e,Shielded,Universal,TGStyl | The Mini-Com® Cat 5e Shielded RJ45 TG Jack Module is designed to terminate 4-pair, 22-26 AWG twisted pair cable. Each module is 100% factory tested to exceed industry standard performance requirements. TG style termination eliminates the need for a termin | PC | 1 | 25 | 1 | 1 | 14.9
07498393223 | CJS688TGBUY | Module,Cat6,Shielded,8P8W,BU,EA | Category 6, RJ45, 8-position, blue, 8-wire universal shielded black module with integral shield. | PC | 1 | 10 | 1 | 1 | 19.64
07498393220 | CJS688TGGRY | Module,Cat6,Shielded,8P8W,GR,EA | Category 6, RJ45, 8-position, green, 8-wire universal shielded black module with integral shield. | PC | 1 | 10 | 1 | 1 | 19.64
07498393219 | CJS688TGRDY | Module,Cat6,Shielded,8P8W,RD,EA | Category 6, RJ45, 8-position, red, 8-wire universal shielded black module with integral shield. | PC | 1 | 10 | 1 | 1 | 19.64
07498393221 | CJS688TGVLY | Module,Cat6,Shielded,8P8W,VL,EA | Category 6, RJ45, 8-position, violet, 8-wire universal shielded black module with integral shield. | PC | 1 | 10 | 1 | 1 | 19.64
61305645313 | CJS688TGWHY | Mini-Com Module, Cat 6, Shielded, 8 pos |  | PC | 1 | 10 | 1 | 1 | 19.64
07498303563 | CJS688TGY | Module,Cat6,Shielded,8P8W,BL,TG,EA | The Mini-Com® Cat 6 Shielded RJ45 TG Jack Module is designed to terminate 4-pair, 22-26 AWG twisted pair cable. Each module is 100% factory tested to exceed industry standard performance requirements. TG style termination eliminates the need for a termin | PC | 1 | 50 | 1 | 1 | 19.64
07498301073 | CJS688TGY-24 | Module,Cat6,Shielded,8P8W,BL,TG,PK24 | The Mini-Com® Cat 6 Shielded RJ45 TG Jack Module is designed to terminate 4-pair, 22-26 AWG twisted pair cable. Each module is 100% factory tested to exceed industry standard performance requirements. TG style termination eliminates the need for a termin | PC | 1 | 24 | 24 | 1 | 18.68
07498393222 | CJS688TGYLY | Module,Cat6,Shielded,8P8W,YL,EA | Category 6, RJ45, 8-position, yellow, 8-wire universal shielded black module with integral shield. | PC | 1 | 10 | 1 | 1 | 19.64
07498394522 | CJS6X88TGBUY | Module,Cat6A,Shielded,8P8W,BU,EA | Category 6A, RJ45, 10 Gb/s, 8-position, blue, 8-wire universal shielded black module with integral shield. | PC | 1 | 10 | 1 | 1 | 27.86
07498394518 | CJS6X88TGGRY | Module,Cat6A,Shielded,8P8W,GR,EA | Category 6A, RJ45, 10 Gb/s, 8-position, green, 8-wire universal shielded black module with integral shield. | PC | 1 | 10 | 1 | 1 | 27.86
07498394517 | CJS6X88TGRDY | Module,Cat6A,Shielded,8P8W,RD,EA | Category 6A, RJ45, 10 Gb/s, 8-position, red, 8-wire universal shielded black module with integral shield. | PC | 1 | 10 | 1 | 1 | 27.86
07498394520 | CJS6X88TGVLY | Module,Cat6A,Shielded,8P8W,VL,EA | Category 6A, RJ45, 10 Gb/s, 8-position, violet, 8-wire universal shielded black module with integral shield. | PC | 1 | 10 | 1 | 1 | 27.86
61305645314 | CJS6X88TGWHY | Mini-Com Module, Cat 6A, Shielded, 8 pos |  | PC | 1 | 10 | 1 | 1 | 27.86
07498303565 | CJS6X88TGY | Module,Cat6A,SH,8P/8W,Unvi,BL,TG,EA | The Mini-Com® Cat 6A Shielded RJ45 TG Jack Module is designed to terminate 4-pair, 22-26 AWG twisted pair cable. Each module is 100% factory tested to exceed industry standard performance requirements. TG style termination eliminates the need for a termin | PC | 1 | 50 | 1 | 1 | 27.86
07498301074 | CJS6X88TGY-24 | Module,Cat6A,SH,8P/8W,Univ,PK24 | The Mini-Com® Cat 6A Shielded RJ45 TG Jack Module is designed to terminate 4-pair, 22-26 AWG twisted pair cable. Each module is 100% factory tested to exceed industry standard performance requirements. TG style termination eliminates the need for a termin | PC | 1 | 24 | 24 | 1 | 26.46
07498394521 | CJS6X88TGYLY | Module,Cat6A,Shielded,8P8W,YL,EA | Category 6A, RJ45, 10 Gb/s, 8-position, yellow, 8-wire universal shielded black module with integral shield. | PC | 1 | 10 | 1 | 1 | 27.86
07498303566 | CJSGK-XY | GroundingKitforGiga-TXStyleJackModules | This grounding kit is used to ground Mini-Com® Shielded RJ45 TG Jack Modules to another ground wire in shielded applications. | PC | 1 | 10 | 10 | 1 | 3.26
61305601510 | CJSH5E88TGY | SpringShutteredJack,Cat5e,SH,BL,EA | Category 5e, RJ45, 8-position, 8-wire shielded spring shuttered universal jack module, Black. | PC | 1 | 10 | 1 | 1 | 16.4
61305601505 | CJSH688TGBUY | SpringShutteredJack,Cat6,SH,BU,EA | Category 6, RJ45, 8-position, 8-wire shielded spring shuttered universal jack module. Blue. | PC | 1 | 10 | 1 | 1 | 21.64
61305601506 | CJSH688TGGRY | SpringShutteredJack,Cat6,SH,GR,EA | Category 6, RJ45, 8-position, 8-wire shielded spring shuttered universal jack module. Green. | PC | 1 | 10 | 1 | 1 | 21.64
61305601507 | CJSH688TGRDY | SpringShutteredJack,Cat6,SH,RD,EA | Category 6, RJ45, 8-position, 8-wire shielded spring shuttered universal jack module. Red. | PC | 1 | 10 | 1 | 1 | 21.64
61305601508 | CJSH688TGVLY | SpringShutteredJack,Cat6,SH,VL,EA | Category 6, RJ45, 8-position, 8-wire shielded spring shuttered universal jack module. Violet. | PC | 1 | 10 | 1 | 1 | 21.64
61305601504 | CJSH688TGY | SpringShutteredJack,Cat6,SH,BL,EA | Category 6, RJ45, 8-position, 8-wire shielded spring shuttered universal jack module. Black. | PC | 1 | 10 | 1 | 1 | 21.64
61305601509 | CJSH688TGYLY | SpringShutteredJack,Cat6,SH,YL,EA | Category 6, RJ45, 8-position, 8-wire shielded spring shuttered universal jack module. Yellow. | PC | 1 | 10 | 1 | 1 | 21.64
61305601517 | CJSH6X88TGBUY | SpringShutteredJack,Cat6A,SH,BU,EA | Category 6A, RJ45, 8-position, 8-wire shielded spring shuttered universal jack module, Blue. | PC | 1 | 10 | 1 | 1 | 30.62
61305601518 | CJSH6X88TGGRY | SpringShutteredJack,Cat6A,SH,GR,EA | Category 6A, RJ45, 8-position, 8-wire shielded spring shuttered universal jack module, Green. | PC | 1 | 10 | 1 | 1 | 30.62
61305601519 | CJSH6X88TGRDY | SpringShutteredJack,Cat6A,SH,RD,EA | Category 6A, RJ45, 8-position, 8-wire shielded spring shuttered universal jack module, Red. | PC | 1 | 10 | 1 | 1 | 30.62
61305601520 | CJSH6X88TGVLY | SpringShutteredJack,Cat6A,SH,VL,EA | Category 6A, RJ45, 8-position, 8-wire shielded spring shuttered universal jack module, Violet. | PC | 1 | 10 | 1 | 1 | 30.62
61305601516 | CJSH6X88TGY | SpringShutteredJack,Cat6A,SH,BL,EA | The Mini-Com® Cat 6A Shielded RJ45 Spring-Shuttered TG Jack Module is designed to terminate 4-pair, 22-26 AWG twisted pair cable. Each module is 100% factory tested to exceed industry standard performance requirements. The integrated spring-shuttered door | PC | 1 | 10 | 1 | 1 | 30.62
61305601521 | CJSH6X88TGYLY | SpringShutteredJack,Cat6A,SH,YL,EA | Category 6A, RJ45, 8-position, 8-wire shielded spring shuttered universal jack module, Yellow. | PC | 1 | 10 | 1 | 1 | 30.62
07498312193 | CJSK6X88TGBL | Module,Keyed,Cat6A,SH,8P/8W,BL,EA | Keyed, Category 6A, RJ45, 10 Gb/s, 8-position, 8-wire universal shielded black module with integral shield. | PC | 1 | 10 | 1 | 1 | 34.82
07498312197 | CJSK6X88TGBU | Module,Keyed,Cat6A,SH,8P/8W,BU,EA | Keyed, Category 6A, RJ45, 10 Gb/s, 8-position, 8-wire universal shielded blue module with integral shield. | PC | 1 | 10 | 1 | 1 | 34.82
07498312194 | CJSK6X88TGGR | Module,Keyed,Cat6A,SH,8P/8W,GR,EA | Keyed, Category 6A, RJ45, 10 Gb/s, 8-position, 8-wire universal shielded green module with integral shield. | PC | 1 | 10 | 1 | 1 | 34.82
07498312196 | CJSK6X88TGOR | Module,Keyed,Cat6A,SH,8P/8W,OR,EA | Keyed, Category 6A, RJ45, 10 Gb/s, 8-position, 8-wire universal shielded orange module with integral shield. | PC | 1 | 10 | 1 | 1 | 34.82
07498312198 | CJSK6X88TGRD | Module,Keyed,Cat6A,SH,8P/8W,RD,EA | Keyed, Category 6A, RJ45, 10 Gb/s, 8-position, 8-wire universal shielded red module with integral shield. | PC | 1 | 10 | 1 | 1 | 34.82
07498312195 | CJSK6X88TGYL | Module,Keyed,Cat6A,SH,8P/8W,YL,EA | Keyed, Category 6A, RJ45, 10 Gb/s, 8-position, 8-wire universal shielded yellow module with integral shield. | PC | 1 | 10 | 1 | 1 | 34.82
61305675606 | CJSLR688TGBUY | Mini-Com Cat 6 Left/Right Jack Module, S | Category 6A/Class EA and Category 6/Class E, 8-position Angled Shielded Jack Module shall terminate 4-pair, 22-26AWG, 100 ohm shielded twisted pair cable and shall not require use of a punch down tool. Angled Shielded jack Modules shall provide option for | PC | 1 | 10 | 1 | 1 | 19.64
61305675607 | CJSLR688TGGRY | Mini-Com Cat 6 Left/Right Jack Module, S | Category 6A/Class EA and Category 6/Class E, 8-position Angled Shielded Jack Module shall terminate 4-pair, 22-26AWG, 100 ohm shielded twisted pair cable and shall not require use of a punch down tool. Angled Shielded jack Modules shall provide option for | PC | 1 | 10 | 1 | 1 | 19.64
61305675608 | CJSLR688TGRDY | Mini-Com Cat 6 Left/Right Jack Module, S | Category 6A/Class EA and Category 6/Class E, 8-position Angled Shielded Jack Module shall terminate 4-pair, 22-26AWG, 100 ohm shielded twisted pair cable and shall not require use of a punch down tool. Angled Shielded jack Modules shall provide option for | PC | 1 | 10 | 1 | 1 | 19.64
61305675609 | CJSLR688TGVLY | Mini-Com Cat 6 Left/Right Jack Module, S | Category 6A/Class EA and Category 6/Class E, 8-position Angled Shielded Jack Module shall terminate 4-pair, 22-26AWG, 100 ohm shielded twisted pair cable and shall not require use of a punch down tool. Angled Shielded jack Modules shall provide option for | PC | 1 | 10 | 1 | 1 | 19.64
61305675610 | CJSLR688TGWHY | Mini-Com Cat 6 Left/Right Jack Module, S | Category 6A/Class EA and Category 6/Class E, 8-position Angled Shielded Jack Module shall terminate 4-pair, 22-26AWG, 100 ohm shielded twisted pair cable and shall not require use of a punch down tool. Angled Shielded jack Modules shall provide option for | PC | 1 | 10 | 1 | 1 | 19.64
61305657951 | CJSLR688TGY | Mini-Com Cat 6 Left/Right Jack Module, S | Category 6A/Class EA and Category 6/Class E, 8-position Angled Shielded Jack Module shall terminate 4-pair, 22-26AWG, 100 ohm shielded twisted pair cable and shall not require use of a punch down tool. Angled Shielded jack Modules shall provide option for | PC | 1 | 10 | 1 | 1 | 19.64
61305675611 | CJSLR688TGYLY | Mini-Com Cat 6 Left/Right Jack Module, S | Category 6A/Class EA and Category 6/Class E, 8-position Angled Shielded Jack Module shall terminate 4-pair, 22-26AWG, 100 ohm shielded twisted pair cable and shall not require use of a punch down tool. Angled Shielded jack Modules shall provide option for | PC | 1 | 10 | 1 | 1 | 19.64
61305675575 | CJSLR6X88TGBUY | Mini-Com Cat 6A Left/Right Jack Module, | Category 6A/Class EA and Category 6/Class E, 8-position Angled Shielded Jack Module shall terminate 4-pair, 22-26AWG, 100 ohm shielded twisted pair cable and shall not require use of a punch down tool. Angled Shielded jack Modules shall provide option for | PC | 1 | 10 | 1 | 1 | 27.86
61305675576 | CJSLR6X88TGGRY | Mini-Com Cat 6A Left/Right Jack Module, | Category 6A/Class EA and Category 6/Class E, 8-position Angled Shielded Jack Module shall terminate 4-pair, 22-26AWG, 100 ohm shielded twisted pair cable and shall not require use of a punch down tool. Angled Shielded jack Modules shall provide option for | PC | 1 | 10 | 1 | 1 | 27.86
61305675577 | CJSLR6X88TGRDY | Mini-Com Cat 6A Left/Right Jack Module, | Category 6A/Class EA and Category 6/Class E, 8-position Angled Shielded Jack Module shall terminate 4-pair, 22-26AWG, 100 ohm shielded twisted pair cable and shall not require use of a punch down tool. Angled Shielded jack Modules shall provide option for | PC | 1 | 10 | 1 | 1 | 27.86
61305675578 | CJSLR6X88TGVLY | Mini-Com Cat 6A Left/Right Jack Module, | Category 6A/Class EA and Category 6/Class E, 8-position Angled Shielded Jack Module shall terminate 4-pair, 22-26AWG, 100 ohm shielded twisted pair cable and shall not require use of a punch down tool. Angled Shielded jack Modules shall provide option for | PC | 1 | 10 | 1 | 1 | 27.86
61305675579 | CJSLR6X88TGWHY | Mini-Com Cat 6A Left/Right Jack Module, | Category 6A/Class EA and Category 6/Class E, 8-position Angled Shielded Jack Module shall terminate 4-pair, 22-26AWG, 100 ohm shielded twisted pair cable and shall not require use of a punch down tool. Angled Shielded jack Modules shall provide option for | PC | 1 | 10 | 1 | 1 | 27.86
61305666862 | CJSLR6X88TGY | Mini-Com Cat 6A Left/Right Jack Module, | Category 6A/Class EA and Category 6/Class E, 8-position Angled Shielded Jack Module shall terminate 4-pair, 22-26AWG, 100 ohm shielded twisted pair cable and shall not require use of a punch down tool. Angled Shielded jack Modules shall provide option for | PC | 1 | 10 | 1 | 1 | 27.86
61305675580 | CJSLR6X88TGYLY | Mini-Com Cat 6A Left/Right Jack Module, | Category 6A/Class EA and Category 6/Class E, 8-position Angled Shielded Jack Module shall terminate 4-pair, 22-26AWG, 100 ohm shielded twisted pair cable and shall not require use of a punch down tool. Angled Shielded jack Modules shall provide option for | PC | 1 | 10 | 1 | 1 | 27.86
61305657872 | CJSLRCAPBU-X | TX6A Category 6A Left/Right 45 Degree Wi | The Cat 6A shielded TG angled wire cap is used with shielded TG jack modules to improve cable routing to jacks in confined spaces. These left/right caps terminate 4-pair, 22-26 AWG, 100 ohm twisted pair cable. The angled cable exit allows a cable to route | PC | 1 | 10 | 10 | 1 | 8.36
61305657871 | CJSLRCAPIW-X | Cat6 Left/Right 45 Degree TG Wirecap, Sh | The Cat 6 shielded TG angled wire cap is used with shielded TG jack modules to improve cable routing to jacks in confined spaces. These left/right caps terminate 4-pair, 22-26 AWG, 100 ohm twisted pair cable. The angled cable exit allows a cable to route | PC | 1 | 10 | 10 | 1 | 8.36
61305671083 | CJSLRCAPRD-X | TX5e Category 5e Left/Right 45 Degree Wi | The Cat 5e shielded TG angled wire cap is used with shielded TG jack modules to improve cable routing to jacks in confined spaces. These left/right caps terminate 4-pair, 22-26 AWG, 100 ohm twisted pair cable. The angled cable exit allows a cable to route | PC | 1 | 10 | 10 | 1 | 8.36
07498336952 | CJSM6X88TG | Module,Cat6A,SH,8P/8W,Marine,BL,TG,EA | Category 6A, RJ45, 8-position, 8-wire, marine universal module. | PC | 1 | 10 | 1 | 1 | 30.62
07498329624 | CJSQ688TGBL | KeyedModule,PViQCat6,Shielded,8P8W,BL,EA | Keyed, PanView iQ (PViQ) Category 6, RJ45, 8-position, 8-wire, shielded black module. | PC | 1 | 10 | 1 | 1 | 24.56
07498330032 | CJSQ6X88TGBL | PViQKeyedModule,Cat6A,SH,BL,EA | Keyed, PanView iQ(PViQ) Category 6A, 10 Gb/s, RJ45, 8-position, 8-wire, shielded black module. | PC | 1 | 10 | 1 | 1 | 34.82
61305602235 | CJST6X88TGBUY | JackModule,Shielded,Cat6A,BU,EA | Cateory 6A, RJ45, 28-30AWG, 10 Gb/s, 8-position, 8-wire, shielded blue jack module. | PC | 1 | 10 | 1 | 1 | 30.62
61305602236 | CJST6X88TGGRY | JackModule,Shielded,Cat6A,GR,EA | Cateory 6A, RJ45, 28-30AWG, 10 Gb/s, 8-position, 8-wire, shielded green jack module. | PC | 1 | 10 | 1 | 1 | 30.62
61305602237 | CJST6X88TGRDY | JackModule,Shielded,Cat6A,RD,EA | Cateory 6A, RJ45, 28-30AWG, 10 Gb/s, 8-position, 8-wire, shielded red jack module. | PC | 1 | 10 | 1 | 1 | 30.62
61305602238 | CJST6X88TGVLY | JackModule,Shielded,Cat6A,VL,EA | Cateory 6A, RJ45, 28-30AWG, 10 Gb/s, 8-position, 8-wire, shielded violet jack module. | PC | 1 | 10 | 1 | 1 | 30.62
61305602226 | CJST6X88TGY | JackModule,Shielded,Cat6A,BL,EA | Cateory 6A, RJ45, 28-30AWG, 10 Gb/s, 8-position, 8-wire, shielded black jack module. | PC | 1 | 10 | 1 | 1 | 30.62
61305602239 | CJST6X88TGYLY | JackModule,Shielded,Cat6A,YL,EA | Cateory 6A, RJ45, 28-30AWG, 10 Gb/s, 8-position, 8-wire, shielded yellow jack module. | PC | 1 | 10 | 1 | 1 | 30.62
61305675614 | CJSUD688TGBUY | Mini-Com Cat 6 Up/Down Jack Module, Shie | Category 6A/Class EA and Category 6/Class E, 8-position Angled Shielded Jack Module shall terminate 4-pair, 22-26AWG, 100 ohm shielded twisted pair cable and shall not require use of a punch down tool. Angled Shielded jack Modules shall provide option for | PC | 1 | 10 | 1 | 1 | 19.64
61305675615 | CJSUD688TGGRY | Mini-Com Cat 6 Up/Down Jack Module, Shie | Category 6A/Class EA and Category 6/Class E, 8-position Angled Shielded Jack Module shall terminate 4-pair, 22-26AWG, 100 ohm shielded twisted pair cable and shall not require use of a punch down tool. Angled Shielded jack Modules shall provide option for | PC | 1 | 10 | 1 | 1 | 19.64
61305675616 | CJSUD688TGRDY | Mini-Com Cat 6 Up/Down Jack Module, Shie | Category 6A/Class EA and Category 6/Class E, 8-position Angled Shielded Jack Module shall terminate 4-pair, 22-26AWG, 100 ohm shielded twisted pair cable and shall not require use of a punch down tool. Angled Shielded jack Modules shall provide option for | PC | 1 | 10 | 1 | 1 | 19.64
61305675617 | CJSUD688TGVLY | Mini-Com Cat 6 Up/Down Jack Module, Shie | Category 6A/Class EA and Category 6/Class E, 8-position Angled Shielded Jack Module shall terminate 4-pair, 22-26AWG, 100 ohm shielded twisted pair cable and shall not require use of a punch down tool. Angled Shielded jack Modules shall provide option for | PC | 1 | 10 | 1 | 1 | 19.64
61305675618 | CJSUD688TGWHY | Mini-Com Cat 6 Up/Down Jack Module, Shie | Category 6A/Class EA and Category 6/Class E, 8-position Angled Shielded Jack Module shall terminate 4-pair, 22-26AWG, 100 ohm shielded twisted pair cable and shall not require use of a punch down tool. Angled Shielded jack Modules shall provide option for | PC | 1 | 10 | 1 | 1 | 19.64
61305675619 | CJSUD688TGY | Mini-Com Cat 6 Up/Down Jack Module, Shie | Category 6A/Class EA and Category 6/Class E, 8-position Angled Shielded Jack Module shall terminate 4-pair, 22-26AWG, 100 ohm shielded twisted pair cable and shall not require use of a punch down tool. Angled Shielded jack Modules shall provide option for | PC | 1 | 10 | 1 | 1 | 19.64
61305675620 | CJSUD688TGYLY | Mini-Com Cat 6 Up/Down Jack Module, Shie | Category 6A/Class EA and Category 6/Class E, 8-position Angled Shielded Jack Module shall terminate 4-pair, 22-26AWG, 100 ohm shielded twisted pair cable and shall not require use of a punch down tool. Angled Shielded jack Modules shall provide option for | PC | 1 | 10 | 1 | 1 | 19.64
61305675574 | CJSUD6X88TGBUY | Mini-Com Cat 6A Up/Down Jack Module, Shi | Category 6A/Class EA and Category 6/Class E, 8-position Angled Shielded Jack Module shall terminate 4-pair, 22-26AWG, 100 ohm shielded twisted pair cable and shall not require use of a punch down tool. Angled Shielded jack Modules shall provide option for | PC | 1 | 10 | 1 | 1 | 27.86
61305675582 | CJSUD6X88TGGRY | Mini-Com Cat 6A Up/Down Jack Module, Shi | Category 6A/Class EA and Category 6/Class E, 8-position Angled Shielded Jack Module shall terminate 4-pair, 22-26AWG, 100 ohm shielded twisted pair cable and shall not require use of a punch down tool. Angled Shielded jack Modules shall provide option for | PC | 1 | 10 | 1 | 1 | 27.86
61305675583 | CJSUD6X88TGRDY | Mini-Com Cat 6A Up/Down Jack Module, Shi | Category 6A/Class EA and Category 6/Class E, 8-position Angled Shielded Jack Module shall terminate 4-pair, 22-26AWG, 100 ohm shielded twisted pair cable and shall not require use of a punch down tool. Angled Shielded jack Modules shall provide option for | PC | 1 | 10 | 1 | 1 | 27.86
61305675584 | CJSUD6X88TGVLY | Mini-Com Cat 6A Up/Down Jack Module, Shi | Category 6A/Class EA and Category 6/Class E, 8-position Angled Shielded Jack Module shall terminate 4-pair, 22-26AWG, 100 ohm shielded twisted pair cable and shall not require use of a punch down tool. Angled Shielded jack Modules shall provide option for | PC | 1 | 10 | 1 | 1 | 27.86
61305675585 | CJSUD6X88TGWHY | Mini-Com Cat 6A Up/Down Jack Module, Shi | Category 6A/Class EA and Category 6/Class E, 8-position Angled Shielded Jack Module shall terminate 4-pair, 22-26AWG, 100 ohm shielded twisted pair cable and shall not require use of a punch down tool. Angled Shielded jack Modules shall provide option for | PC | 1 | 10 | 1 | 1 | 27.86
61305666863 | CJSUD6X88TGY | Mini-Com Cat 6A Up/Down Jack Module, Shi | Category 6A/Class EA and Category 6/Class E, 8-position Angled Shielded Jack Module shall terminate 4-pair, 22-26AWG, 100 ohm shielded twisted pair cable and shall not require use of a punch down tool. Angled Shielded jack Modules shall provide option for | PC | 1 | 10 | 1 | 1 | 27.86
61305675581 | CJSUD6X88TGYLY | Mini-Com Cat 6A Up/Down Jack Module, Shi | Category 6A/Class EA and Category 6/Class E, 8-position Angled Shielded Jack Module shall terminate 4-pair, 22-26AWG, 100 ohm shielded twisted pair cable and shall not require use of a punch down tool. Angled Shielded jack Modules shall provide option for | PC | 1 | 10 | 1 | 1 | 27.86
61305657853 | CJSUDCAPBU-X | TX6A Category 6A Up/Down 45 Degree Wire | The Cat 6A shielded TG angled wire cap is used with shielded TG jack modules to improve cable routing to jacks in confined spaces. These up/down caps terminate 4-pair, 22-26 AWG, 100 ohm twisted pair cable. The angled cable exit allows a cable to route to | PC | 1 | 10 | 10 | 1 | 8.36
61305657852 | CJSUDCAPIW-X | Cat6A Up/Down 45 Degree TG Wirecap, Shie | The Cat 6 shielded TG angled wire cap is used with shielded TG jack modules to improve cable routing to jacks in confined spaces. These up/down caps terminate 4-pair, 22-26 AWG, 100 ohm twisted pair cable. The angled cable exit allows a cable to route to | PC | 1 | 10 | 10 | 1 | 8.36
61305671084 | CJSUDCAPRD-X | TX5e Category 5e Up/Down 45 Degree Wire | The Cat 5e shielded TG angled wire cap is used with shielded TG jack modules to improve cable routing to jacks in confined spaces. These up/down caps terminate 4-pair, 22-26 AWG, 100 ohm twisted pair cable. The angled cable exit allows a cable to route to | PC | 1 | 10 | 10 | 1 | 8.36
07498359263 | CJT | ModuleTerminationTool,Leadframe | Leadframe Module Termination Tool works with Mini-Com® Mini-Jack™ modules and NetKey® jack modules. | PC | 1 | 10 | 1 | 1 | 2.28
07498360307 | CJT-X | ModuleTerminationTool | Leadframe Module Termination Tool works with Mini-Com® Mini-Jack™ modules and NetKey® jack modules. | PC | 1 | 10 | 10 | 1 | 2.28
07498361895 | CJT5E88TGBL | Module,Cat5e,28/30AWG,UTP,BL,EA | The Mini-Com® Cat 5e UTP RJ45 28 AWG TG Jack Module is designed to terminate 4-pair, 28 AWG solid/stranded and 30 AWG solid twisted pair cable. Each module is 100% factory tested to exceed industry standard performance requirements. TG style termination e | PC | 1 | 10 | 1 | 1 | 13.62
07498361897 | CJT5E88TGBU | Module,Cat5e,28/30AWG,UTP,BU,EA | Category 5e, RJ45, 8-position, 8-wire, 28/30 AWG universal module, Blue. | PC | 1 | 10 | 1 | 1 | 13.62
07498361901 | CJT5E88TGIW | Module,Cat5e,28/30AWG,UTP,IW,EA | The Mini-Com® Cat 5e UTP RJ45 28 AWG TG Jack Module is designed to terminate 4-pair, 28 AWG solid/stranded and 30 AWG solid twisted pair cable. Each module is 100% factory tested to exceed industry standard performance requirements. TG style termination e | PC | 1 | 10 | 1 | 1 | 13.62
07498361892 | CJT5E88TGWH | Module,Cat5e,28/30AWG,UTP,WH,EA | Category 5e, RJ45, 8-position, 8-wire, 28/30 AWG universal module, White. | PC | 1 | 10 | 1 | 1 | 13.62
07498359608 | CJT688TGAW | Module,Cat6,38/30AWG,8P/8W,WH | Category 6, RJ45, 8-position, 8-wire, 28/30 AWG universal module. Arctic White. | PC | 1 | 10 | 1 | 1 | 18.04
07498359610 | CJT688TGBL | Module,Cat6,28/30AWG,8P/8W,BL | The Mini-Com® Cat 6 UTP RJ45 28 AWG TG Jack Module is designed to terminate 4-pair, 28 AWG solid/stranded and 30 AWG solid twisted pair cable. Each module is 100% factory tested to exceed industry standard performance requirements. TG style termination el | PC | 1 | 10 | 1 | 1 | 18.04
07498359666 | CJT688TGBU | Module,Cat6,28/30AWG,8P/8W,BU | Category 6, RJ45, 8-position, 8-wire, 28/30 AWG universal module. Blue. | PC | 1 | 10 | 1 | 1 | 18.04
07498359693 | CJT688TGEI | Module,Cat6,28/30AWG,8P/8W,EI | Category 6, RJ45, 8-position, 8-wire, 28/30 AWG universal module. Electric Ivory. | PC | 1 | 10 | 1 | 1 | 18.04
07498359706 | CJT688TGGR | Module,Cat6,28/30AWG,8P/8W,GR | Category 6, RJ45, 8-position, 8-wire, 28/30 AWG universal module. Green. | PC | 1 | 10 | 1 | 1 | 18.04
07498359701 | CJT688TGIG | Module,Cat6,28/30AWG,8P/8W,IG | Category 6, RJ45, 8-position, 8-wire, 28/30 AWG universal module. International Gray. | PC | 1 | 10 | 1 | 1 | 18.04
07498359702 | CJT688TGIW | Module,Cat6,28/30AWG,8P/8W,IW | The Mini-Com® Cat 6 UTP RJ45 28 AWG TG Jack Module is designed to terminate 4-pair, 28 AWG solid/stranded and 30 AWG solid twisted pair cable. Each module is 100% factory tested to exceed industry standard performance requirements. TG style termination el | PC | 1 | 10 | 1 | 1 | 18.04
07498359703 | CJT688TGOR | Module,Cat6,28/30AWG,8P/8W,Unvi,OR | Category 6, RJ45, 8-position, 8-wire, 28/30 AWG universal module. Orange. | PC | 1 | 10 | 1 | 1 | 18.04
07498359704 | CJT688TGRD | Module,Cat6,28/30AWG,8P/8W,Unvi,RD | Category 6, RJ45, 8-position, 8-wire, 28/30 AWG universal module. Red. | PC | 1 | 10 | 1 | 1 | 18.04
07498359705 | CJT688TGVL | Module,Cat6,28/30AWG,8P/8W,Unvi,VL | Category 6, RJ45, 8-position, 8-wire, 28/30 AWG universal module. Violet. | PC | 1 | 10 | 1 | 1 | 18.04
07498359609 | CJT688TGWH | Module,Cat6,28/30AWG,8P/8W,Unvi,WH | Category 6, RJ45, 8-position, 8-wire, 28/30 AWG universal module. White. | PC | 1 | 10 | 1 | 1 | 18.04
07498359665 | CJT688TGYL | Module,Cat6,28/30AWG,8P/8W,Unvi,YL | Category 6, RJ45, 8-position, 8-wire, 28/30 AWG universal module. Yellow. | PC | 1 | 10 | 1 | 1 | 18.04
07498308498 | CJT6X88TGAW | Module,Cat6A,28/30AWG,UTP,8P/8W,AW | Category 6A, UTP module, 8 pos 8 wire, 28/30 AWG, Universal, Arctic White, TG Style. | PC | 1 | 10 | 1 | 1 | 25.5
07498308499 | CJT6X88TGBL | Module,Cat6A,28/30AWG,UTP,8P/8W,BL | The Mini-Com® Cat 6A UTP RJ45 28 AWG TG Jack Module is designed to terminate 4-pair, 28 AWG solid/stranded and 30 AWG solid twisted pair cable. Each module is 100% factory tested to exceed industry standard performance requirements. TG style termination e | PC | 1 | 10 | 1 | 1 | 25.5
07498308501 | CJT6X88TGBU | Module,Cat6A,28/30AWG,UTP,8P/8W,BU | Category 6A, UTP module, 8 pos 8 wire, 28/30 AWG, Universal, Blue, TG Style. | PC | 1 | 10 | 1 | 1 | 25.5
07498308502 | CJT6X88TGEI | Module,Cat6A,28/30AWG,UTP,8P/8W,EI | Category 6A, UTP module, 8 pos 8 wire, 28/30 AWG, Universal, Electric Ivory, TG Style. | PC | 1 | 10 | 1 | 1 | 25.5
07498308504 | CJT6X88TGGR | Module,Cat6A,28/30AWG,UTP,8P/8W,GR | Category 6A, UTP module, 8 pos 8 wire, 28/30 AWG, Universal, Green, TG Style. | PC | 1 | 10 | 1 | 1 | 25.5
07498308505 | CJT6X88TGIG | Module,Cat6A,28/30AWG,UTP,Intl GRY | Category 6A, UTP module, 8 pos 8 wire, 28/30 AWG, Universal, International Gray, TG Style. | PC | 1 | 10 | 1 | 1 | 25.5
07498308507 | CJT6X88TGIW | Module,Cat6A,28/30AWG,UTP,Intl WH | The Mini-Com® Cat 6A UTP RJ45 28 AWG TG Jack Module is designed to terminate 4-pair, 28 AWG solid/stranded and 30 AWG solid twisted pair cable. Each module is 100% factory tested to exceed industry standard performance requirements. TG style termination e | PC | 1 | 10 | 1 | 1 | 25.5
07498308508 | CJT6X88TGOR | Module,Cat6A,28/30AWG,UTP,8P/8W,OR | Category 6A, UTP module, 8 pos 8 wire, 28/30 AWG, Universal, Orange, TG Style. | PC | 1 | 10 | 1 | 1 | 25.5
07498308510 | CJT6X88TGRD | Module,Cat6A,28/30AWG,UTP,8P/8W,RD | Category 6A, UTP module, 8 pos 8 wire, 28/30 AWG, Universal, Red, TG Style. | PC | 1 | 10 | 1 | 1 | 25.5
07498308511 | CJT6X88TGVL | Module,Cat6A,28/30AWG,UTP,8P/8W,VL | Category 6A, UTP module, 8 pos 8 wire, 28/30 AWG, Universal, Violet, TG Style. | PC | 1 | 10 | 1 | 1 | 25.5
07498308513 | CJT6X88TGYL | Module,Cat6A,28/30AWG,UTP,8P/8W,YL | Category 6A, UTP module, 8 pos 8 wire, 28/30 AWG, Universal, Yellow, TG Style. | PC | 1 | 10 | 1 | 1 | 25.5
61305644976 | CJUD688TGAW | Cat6 Up/Down 45 Degree TG Wirecap Jack M | Cat6 Up/Down 45 Degree TG Wirecap Jack Module, (AW) | PC | 1 | 10 | 1 | 1 | 16.4
61305644977 | CJUD688TGBL | Cat6 Up/Down 45 Degree TG Wirecap Jack M | Cat6 Up/Down 45 Degree TG Wirecap Jack Module, (BL) | PC | 1 | 10 | 1 | 1 | 16.4
61305644978 | CJUD688TGBU | Cat6 Up/Down 45 Degree TG Wirecap Jack M | Cat6 Up/Down 45 Degree TG Wirecap Jack Module, (BU) | PC | 1 | 10 | 1 | 1 | 16.4
61305644979 | CJUD688TGEI | Cat6 Up/Down 45 Degree TG Wirecap Jack M | Cat6 Up/Down 45 Degree TG Wirecap Jack Module, (EI) | PC | 1 | 10 | 1 | 1 | 16.4
61305644983 | CJUD688TGGR | Cat6 Up/Down 45 Degree TG Wirecap Jack M | Cat6 Up/Down 45 Degree TG Wirecap Jack Module, (GR) | PC | 1 | 10 | 1 | 1 | 16.4
61305644980 | CJUD688TGIG | Cat6 Up/Down 45 Degree TG Wirecap Jack M | Cat6 Up/Down 45 Degree TG Wirecap Jack Module, (IG) | PC | 1 | 10 | 1 | 1 | 16.4
61305644981 | CJUD688TGIW | Cat6 Up/Down 45 Degree TG Wirecap Jack M | Cat6 Up/Down 45 Degree TG Wirecap Jack Module, (IW) | PC | 1 | 10 | 1 | 1 | 16.4
61305644982 | CJUD688TGOR | Cat6 Up/Down 45 Degree TG Wirecap Jack M | Cat6 Up/Down 45 Degree TG Wirecap Jack Module, (OR) | PC | 1 | 10 | 1 | 1 | 16.4
61305644984 | CJUD688TGRD | Cat6 Up/Down 45 Degree TG Wirecap Jack M | Cat6 Up/Down 45 Degree TG Wirecap Jack Module, (RD) | PC | 1 | 10 | 1 | 1 | 16.4
61305644985 | CJUD688TGVL | Cat6 Up/Down 45 Degree TG Wirecap Jack M | Cat6 Up/Down 45 Degree TG Wirecap Jack Module, (VL) | PC | 1 | 10 | 1 | 1 | 16.4
61305644986 | CJUD688TGWH | Cat6 Up/Down 45 Degree TG Wirecap Jack M | Cat6 Up/Down 45 Degree TG Wirecap Jack Module, (WH) | PC | 1 | 10 | 1 | 1 | 16.4
61305644987 | CJUD688TGYL | Cat6 Up/Down 45 Degree TG Wirecap Jack M | Cat6 Up/Down 45 Degree TG Wirecap Jack Module, (YL) | PC | 1 | 10 | 1 | 1 | 16.4
61305644951 | CJUD6X88TGAW | Cat6A Up/Down 45 Degree TG Wirecap Jack | Cat 6A Up/Down 45 Degree Angled TG Jack Module, Arctic White | PC | 1 | 10 | 1 | 1 | 23.2
61305644952 | CJUD6X88TGBL | Cat6A Up/Down 45 Degree TG Wirecap Jack | Cat 6A Up/Down 45 Degree Angled TG Jack Module, Black | PC | 1 | 10 | 1 | 1 | 23.2
61305644953 | CJUD6X88TGBU | Cat6A Up/Down 45 Degree TG Wirecap Jack | Cat 6A Up/Down 45 Degree Angled TG Jack Module, Blue | PC | 1 | 10 | 1 | 1 | 23.2
61305644954 | CJUD6X88TGEI | Cat6A Up/Down 45 Degree TG Wirecap Jack | Cat 6A Up/Down 45 Degree Angled TG Jack Module, Electric Ivory | PC | 1 | 10 | 1 | 1 | 23.2
61305644955 | CJUD6X88TGGR | Cat6A Up/Down 45 Degree TG Wirecap Jack | Cat 6A Up/Down 45 Degree Angled TG Jack Module, Green | PC | 1 | 10 | 1 | 1 | 23.2
61305644956 | CJUD6X88TGIG | Cat6A Up/Down 45 Degree TG Wirecap Jack | Cat 6A Up/Down 45 Degree Angled TG Jack Module, International Gray | PC | 1 | 10 | 1 | 1 | 23.2
61305644957 | CJUD6X88TGIW | Cat6A Up/Down 45 Degree TG Wirecap Jack | Cat 6A Up/Down 45 Degree Angled TG Jack Module, Off White | PC | 1 | 10 | 1 | 1 | 23.2
61305644958 | CJUD6X88TGOR | Cat6A Up/Down 45 Degree TG Wirecap Jack | Cat 6A Up/Down 45 Degree Angled TG Jack Module, Orange | PC | 1 | 10 | 1 | 1 | 23.2
61305644959 | CJUD6X88TGRD | Cat6A Up/Down 45 Degree TG Wirecap Jack | Cat 6A Up/Down 45 Degree Angled TG Jack Module, Red | PC | 1 | 10 | 1 | 1 | 23.2
61305644960 | CJUD6X88TGVL | Cat6A Up/Down 45 Degree TG Wirecap Jack | Cat 6A Up/Down 45 Degree Angled TG Jack Module, Violet | PC | 1 | 10 | 1 | 1 | 23.2
61305644961 | CJUD6X88TGWH | Cat6A Up/Down 45 Degree TG Wirecap Jack | Cat 6A Up/Down 45 Degree Angled TG Jack Module, White | PC | 1 | 10 | 1 | 1 | 23.2
61305644962 | CJUD6X88TGYL | Cat6A Up/Down 45 Degree TG Wirecap Jack | Cat 6A Up/Down 45 Degree Angled TG Jack Module, Yellow | PC | 1 | 10 | 1 | 1 | 23.2
61305625479 | CJUDCAPBU-C | Module,Cat6a,U/D,45Degree,TG,BU,PK100 | The Cat 6A UTP TG angled wire cap is used with UTP TG jack modules to improve cable routing to jacks in confined spaces. These up/down caps terminate 4-pair, 22-26 AWG, 100 ohm twisted pair cable. The angled cable exit allows a cable to route to jacks in | PC | 1 | 100 | 100 | 1 | 1.58
61305625425 | CJUDCAPBU-X | Module,Cat6a,U/D,45Degree,TG,BU,PK10 | The Cat 6A UTP TG angled wire cap is used with UTP TG jack modules to improve cable routing to jacks in confined spaces. These up/down caps terminate 4-pair, 22-26 AWG, 100 ohm twisted pair cable. The angled cable exit allows a cable to route to jacks in | PC | 1 | 10 | 10 | 1 | 1.7
61305625430 | CJUDCAPIW-C | Cat6,Up/down,45D,wirecap,IW,PK100 | The Cat 6 UTP TG angled wire cap is used with UTP TG jack modules to improve cable routing to jacks in confined spaces. These up/down caps terminate 4-pair, 22-26 AWG, 100 ohm twisted pair cable. The angled cable exit allows a cable to route to jacks in t | PC | 1 | 100 | 100 | 1 | 1.58
61305625424 | CJUDCAPIW-X | Cat6,Up/down,45D,wirecap,IW,PK10 | The Cat 6 UTP TG angled wire cap is used with UTP TG jack modules to improve cable routing to jacks in confined spaces. These up/down caps terminate 4-pair, 22-26 AWG, 100 ohm twisted pair cable. The angled cable exit allows a cable to route to jacks in t | PC | 1 | 10 | 10 | 1 | 1.7
61305625429 | CJUDCAPRD-C | Cat5e,Up/Down,45D,wirecap,RD,PK100 | Category 5e 45° angled up/downTG wire cap provides improved cable routing to jacks in confined spaces. For use with the TGSJT Termination Tool. 100 pk. | PC | 1 | 100 | 100 | 1 | 1.58
61305625645 | CJUDCAPRD-X | Cat5e,Up/Down,45D,wirecap,RD,PK10 | The Cat 5e UTP TG angled wire cap is used with UTP TG jack modules to improve cable routing to jacks in confined spaces. These up/down caps terminate 4-pair, 22-26 AWG, 100 ohm twisted pair cable. The angled cable exit allows a cable to route to jacks in | PC | 1 | 10 | 10 | 1 | 1.7
07498303569 | CM35MSCBLY | Stereo Coupler, 3.5mm,BL,EA | 3.5mm stereo coupler module, Black. | PC | 1 | 1 | 1 | 1 | 17.72
07498303570 | CM35MSCEIY | Stereo Coupler, 3.5mm,EI,EA | 3.5mm stereo coupler module, Electric Ivory. | PC | 1 | 1 | 1 | 1 | 17.72
07498303571 | CM35MSCIGY | Stereo Coupler, 3.5mm,IG,EA | 3.5mm stereo coupler module, Intl Gray. | PC | 1 | 1 | 1 | 1 | 17.72
07498303572 | CM35MSCIWY | Stereo Coupler, 3.5mm,IW,EA | 3.5mm stereo coupler module, Off White. | PC | 1 | 1 | 1 | 1 | 17.72
07498303573 | CM35MSCWHY | Stereo Coupler, 3.5mm,WH,EA | 3.5mm stereo coupler module, White. | PC | 1 | 1 | 1 | 1 | 17.72
07498344129 | CM35MSSBL | Stereo Connector, 3.5mm,BL,EA | Module supplied with one 3.5mm (1/8") stereo headset solder-type connector, Black. | PC | 1 | 1 | 1 | 1 | 13.38
07498344126 | CM35MSSEI | Stereo Connector, 3.5mm,EI,EA | Module supplied with one 3.5mm (1/8") stereo headset solder-type connector, Electric Ivory. | PC | 1 | 1 | 1 | 1 | 13.38
07498344128 | CM35MSSIG | Stereo Connector, 3.5mm,IG,EA | Module supplied with one 3.5mm (1/8") stereo headset solder-type connector, Intl Gray. | PC | 1 | 1 | 1 | 1 | 13.38
07498344125 | CM35MSSIW | Stereo Connector, 3.5mm,IW,EA | Module supplied with one 3.5mm (1/8") stereo headset solder-type connector, Off White. | PC | 1 | 1 | 1 | 1 | 13.38
07498344127 | CM35MSSWH | Stereo Connector, 3.5mm,WH,EA | Module supplied with one 3.5mm (1/8") stereo headset solder-type connector, White. | PC | 1 | 1 | 1 | 1 | 13.38
07498313830 | CM6PBL | OutletBox,6Pt,MuTOA,BL,EA | MuTOA outlet box accepts up to six Mini Com modules when installing three 1/2-size Mini Com sloped inserts (order separately). Cable entry opening: 0.695 (17.7mm) to 0.825 (21.0mm) Dia. Black. | PC | 1 | 10 | 1 | 1 | 21.54
07498313822 | CM6PIW | OutletBox,6Pt,MuTOA,IW,EA | MuTOA outlet box accepts up to six Mini Com modules when installing three 1/2-size Mini Com sloped inserts (order separately). Cable entry opening: 0.695 (17.7mm) to 0.825 (21.0mm) Dia. Off White | PC | 1 | 10 | 1 | 1 | 21.54
07498384549 | CMAA1BL-X | ModFurnitureAdptr,Australian,BL,PK10 | This Mini-Com® Adapter snaps into a 1 inch x 1 inch (25mm x 25mm) opening, accepts one Mini-Com Module, and is black. | PC | 1 | 100 | 10 | 1 | 2.26
07498384554 | CMAA1IW-X | ModFurnitureAdptr,Australian,IW,PK10 | This Mini-Com® Adapter snaps into a 1 inch x 1 inch (25mm x 25mm) opening, accepts one Mini-Com Module, and is off white. | PC | 1 | 10 | 10 | 1 | 2.26
07498384553 | CMAA1WH-X | ModFurnitureAdptr,Australian,WH,PK10 | This Mini-Com® Adapter snaps into a 1 inch x 1 inch (25mm x 25mm) opening, accepts one Mini-Com Module, and is white. | PC | 1 | 100 | 10 | 1 | 2.26
07498303579 | CMBA75AWY | Adapter,BNC 75ohm,Base,AW,EA | Module supplied with 75 ohm industry standard BNC coupler, Arctic White. | PC | 1 | 1 | 1 | 1 | 14.24
07498303580 | CMBA75BLY | Adapter,BNC 75ohm,Base,BL,EA | Module supplied with 75 ohm industry standard BNC coupler, Black. | PC | 1 | 1 | 1 | 1 | 14.24
07498303581 | CMBA75BUY | Adapter,BNC 75ohm,Base,BU,EA | Module supplied with 75 ohm industry standard BNC coupler, Blue. | PC | 1 | 1 | 1 | 1 | 14.24
07498303582 | CMBA75EIY | Adapter,BNC 75ohm,Base,EI,EA | Module supplied with 75 ohm industry standard BNC coupler, Electric Ivory. | PC | 1 | 1 | 1 | 1 | 14.24
07498303583 | CMBA75GRY | Adapter,BNC 75ohm,Base,GR,EA | Module supplied with 75 ohm industry standard BNC coupler, Green. | PC | 1 | 1 | 1 | 1 | 14.24
07498303584 | CMBA75IGY | Adapter,BNC 75ohm,Base,IG,EA | Module supplied with 75 ohm industry standard BNC coupler, Intl Gray. | PC | 1 | 1 | 1 | 1 | 14.24
07498303585 | CMBA75IWY | Adapter,BNC 75ohm,Base,IW,EA | Module supplied with 75 ohm industry standard BNC coupler, Off White. | PC | 1 | 1 | 1 | 1 | 14.24
07498303586 | CMBA75RDY | Adapter, BNC 75ohm, Module Base, Red | Module supplied with industry standard 75 ohm BNC bulkhead coupler. | PC | 1 | 1 | 1 | 1 | 14.24
07498303587 | CMBA75WHY | Adapter,BNC 75ohm,Base,WH,EA | Module supplied with 75 ohm industry standard BNC coupler, White. | PC | 1 | 1 | 1 | 1 | 14.24
07498303588 | CMBAAWY | Coax Coupler Module, BNC, AW,EA | Module supplied with 50 ohm industry standard BNC coupler, Arctic White. | PC | 1 | 1 | 1 | 1 | 12.7
07498303589 | CMBABLY | Adapter,BNC 50ohm,Base,BL,EA | Module supplied with 50 ohm industry standard BNC coupler, Black. | PC | 1 | 1 | 1 | 1 | 12.7
07498303590 | CMBAEIY | Adapter,BNC 50ohm,Base,EI,EA | Module supplied with 50 ohm industry standard BNC coupler, Electric Ivory. | PC | 1 | 1 | 1 | 1 | 12.7
07498303591 | CMBAIGY | Adapter,BNC 50ohm,Base,IG,EA | Module supplied with 50 ohm industry standard BNC coupler, Intl Gray. | PC | 1 | 1 | 1 | 1 | 12.7
07498303592 | CMBAIWY | Adapter,BNC 50ohm,Base,IW,EA | Module supplied with 50 ohm industry standard BNC coupler, Off White. | PC | 1 | 1 | 1 | 1 | 12.7
07498303593 | CMBAWHY | Adapter,BNC 50ohm,Base,WH,EA | Module supplied with 50 ohm industry standard BNC coupler, White. | PC | 1 | 1 | 1 | 1 | 12.7
07498358694 | CMBBL-X | Blank Module, 1 Port,BL,PK10 | The Mini-Com® Blank Module reserves a one module space for future use in Mini-Com Patch Panels, Faceplates, and Surface Mount Boxes. The blank is black. | PC | 1 | 50 | 10 | 1 | .44
07498358689 | CMBEI-X | Blank Module, 1 Port,EI,PK10 | Mini-Com® 1-port blank module, reserves space for future use, Electric Ivory, 10 pc. | PC | 1 | 50 | 10 | 1 | .46
07498358693 | CMBIG-X | Blank Module, 1 Port,IG,PK10 | Mini-Com® 1-port blank module, reserves space for future use, International Gray, 10 pc. | PC | 1 | 50 | 10 | 1 | .46
07498358690 | CMBIW-X | Blank Module, 1 Port,IW,PK10 | The Mini-Com® Blank Module reserves a one module space for future use in Mini-Com Patch Panels, Faceplates, and Surface Mount Boxes. The blank is off white. | PC | 1 | 50 | 10 | 1 | .46
07498390916 | CMBRC1 | BendRadiusClip,1RU,3"D,2pc | Bend Radius Control Clip, 1 RU, PVC, Black, 3" Depth | PK | 1 | 10 | 1 | 1 | 35.5
07498344371 | CMBRC1E | BendRadiusClip,1RU,5"D,2pc | Bend Radius Control Clip, 1 RU, PC, Black, 5" Depth | PK | 1 | 10 | 1 | 1 | 37.26
07498397403 | CMBRC5 | BendRadiusFingerClip,5RU,3"D,EA | Bend Radius Control Finger, 5 RU, PC, Black, 3.3" Dpeth | PC | 1 | 10 | 1 | 1 | 41.9
07498391296 | CMBRC5E | BendRadiusFingerClip,5RU,5"D,EA | Bend Radius Control Finger, 5 RU, PC, Black, 5" Depth | PC | 1 | 10 | 1 | 1 | 52.68
07498358692 | CMBWH-X | Blank Module, 1 Port,WH,PK10 | The Mini-Com® Blank Module reserves a one module space for future use in Mini-Com Patch Panels, Faceplates, and Surface Mount Boxes. The blank is white. | PC | 1 | 50 | 10 | 1 | .44
07498303602 | CMD15HDBLY | D-Sub Connector,15-Pin HD, BL,EA | 2-position module supplied with one 15-pin DB connector mounted to a printed circuit board, terminates on site, black. | PC | 1 | 10 | 1 | 1 | 36.98
07498303603 | CMD15HDCEIY | D-Sub Connector, 15 Pin HD, 2 Port Femal | Mini-Com® 15-Pin D-Sub 2 Pos W Fem-Fem Coupler, Electric Ivory. | PC | 1 | 10 | 1 | 1 | 28.06
07498303604 | CMD15HDCIWY | D-Sub Connector, 15 Pin HD, 2 Port Femal | Mini-Com® 15-Pin D-Sub 2 Pos W Fem-Fem Coupler, Off White. | PC | 1 | 10 | 1 | 1 | 28.06
07498303605 | CMD15HDCWHY | D-Sub Connector, 15 Pin HD, 2 Port Femal | 2-position module supplied with one 15-pin DB connector mounted to a printed circuit board, terminates on site. | PC | 1 | 10 | 1 | 1 | 28.06
07498303606 | CMD15HDEIY | D-Sub Connector,15-Pin HD, EI,EA | 2-position module supplied with one 15-pin DB connector mounted to a printed circuit board, terminates on site, electric ivory. | PC | 1 | 10 | 1 | 1 | 36.98
07498303607 | CMD15HDIGY | D-Sub Connector,15-Pin HD, IG,EA | 2-position module supplied with one 15-pin DB connector mounted to a printed circuit board, terminates on site, international gray. | PC | 1 | 10 | 1 | 1 | 36.98
07498303608 | CMD15HDIWY | D-Sub Connector,15-Pin HD, IW,EA | 2-position module supplied with one 15-pin DB connector mounted to a printed circuit board, terminates on site, off white. | PC | 1 | 10 | 1 | 1 | 36.98
07498303609 | CMD15HDWHY | D-Sub Connector,15-Pin HD, WH,EA | 2-position module supplied with one 15-pin DB connector mounted to a printed circuit board, terminates on site, white. | PC | 1 | 10 | 1 | 1 | 36.98
07498303610 | CMD9CEIY | D-Sub Connector, 9 Pin, 2 Port Female/Fe | Mini-Com® 9-Pin D-Sub 2 Position w/Female-Female Coupler, Electric Ivory. | PC | 1 | 10 | 1 | 1 | 23.74
07498303611 | CMD9CIWY | D-Sub Connector, 9 Pin, 2 Port Female/Fe | Mini-Com® 9-Pin D-Sub 2 Position w/Female-Female Coupler, Off White. | PC | 1 | 10 | 1 | 1 | 23.74
07498303612 | CMD9CWHY | D-Sub Connector, 9 Pin, 2 Port Female/Fe | Mini-Com® 9-Pin D-Sub 2 Position w/Female-Female Coupler, White. | PC | 1 | 10 | 1 | 1 | 23.74
07498360236 | CMDABLBLDLCZIW | MiniComDplxKeyed,/non-keyed,EA | Mini-Com Duplex Keyed/Non-Keyed LC Adapter Module Keyed A-Blk Adapter half on User side and No key on Service Side. Zirconia Split Sleeve | PC | 1 | 5 | 1 | 1 | 60.84
07498300548 | CMDABLLCZAW | KeydA-BL,DPLX,LC,AdptrMod,AW,EA | Module supplied with one LC (keyed A black) SFF duplex fiber optic adapter with zirconia ceramic split sleeves, Arctic White. | PC | 1 | 5 | 1 | 1 | 60.84
07498300694 | CMDABLLCZBL | KeydA-BL,DPLX,LC,AdptrMod,BL,EA | Module supplied with one LC (keyed A black) SFF duplex fiber optic adapter with zirconia ceramic split sleeves, Black. | PC | 1 | 10 | 1 | 1 | 57.94
07498301453 | CMDABLLCZBU | KeydA-BL,DPLX,LC,AdptrMod,BU,EA | Module supplied with one LC (keyed A black) SFF duplex fiber optic adapter with zirconia ceramic split sleeves, Blue. | PC | 1 | 5 | 1 | 1 | 60.84
07498301070 | CMDABLLCZIW | KeydA-BL,DPLX,LC,AdptrMod,IW,EA | Module supplied with one LC (keyed A black) SFF duplex fiber optic adapter with zirconia ceramic split sleeves, Off White. | PC | 1 | 10 | 1 | 1 | 60.84
07498359297 | CMDAGSCZBL | SC,APC,DPLX,AQAdptrBLMod,Zirc,EA | Module supplied with one SC APC duplex singlemode fiber optic adapter (AG) with zirconia ceramic split sleeves. | PC | 1 | 10 | 1 | 1 | 30.74
07498337616 | CMDAQSCZBL | SC,DPLX,AQAdptrBLMod,OM3/OM4,Zirc,EA | The SC duplex fiber adapter module is OM3/OM4. It is aqua with a black module and has zirconia split sleeves. | PC | 1 | 30 | 1 | 1 | 44.58
61305673318 | CMDAQSCZIW | SC Dupl (AQ) Adapter (IW) Module Assy (Z |  | PC | 1 | 5 | 1 | 1 | 46.81
61305673319 | CMDAQSCZRD | SC Dupl (AQ) Adapter (RD) Module Assy (Z |  | PC | 1 | 5 | 1 | 1 | 46.81
61305673320 | CMDBLSCZAW | SC Dupl (BL) Adapter (AW) Module Assy (Z |  | PC | 1 | 5 | 1 | 1 | 46.81
61305673321 | CMDBLSCZBL | SC Dupl (BL) Adapter (BL) Module Assy (Z |  | PC | 1 | 10 | 1 | 1 | 44.58
07498300079 | CMDBRDLCZAW | KeydB-RD,DPLX,LC,AdptrMod,AW,EA | Module supplied with one LC (keyed B red) SFF duplex fiber optic adapter with zirconia ceramic split sleeves, Arctic White. | PC | 1 | 10 | 1 | 1 | 57.94
07498300695 | CMDBRDLCZBL | KeydB-RD,DPLX,LC,AdptrMod,BL,EA | Module supplied with one LC (keyed B red) SFF duplex fiber optic adapter with zirconia ceramic split sleeves, Black. | PC | 1 | 10 | 1 | 1 | 57.94
07498301455 | CMDBRDLCZBU | KeydB-RD,DPLX,LC,AdptrMod,BU,EA | Module supplied with one LC (keyed B red) SFF duplex fiber optic adapter with zirconia ceramic split sleeves, Blue. | PC | 1 | 5 | 1 | 1 | 60.84
07498301461 | CMDBRDLCZIW | KeydB-RD,DPLX,LC,AdptrMod,IW,EA | Module supplied with one LC (keyed B red) SFF duplex fiber optic adapter with zirconia ceramic split sleeves, Off White. | PC | 1 | 10 | 1 | 1 | 57.94
07498360238 | CMDBRDRDDLCZIW | MiniComDplxKeyed,/non-keyed,EA | Mini-Com Duplex Keyed/Non-Keyed LC Adapter Module Keyed B-RED Adapter half on User side and No key on Service Side. Zirconia split sleeve | PC | 1 | 5 | 1 | 1 | 60.84
07498384515 | CMDBUSCZBL | SC,DPLX,BU,AdptrBLMod,AssyZirc,EA | The SC duplex fiber adapter module is OS1/OS2. It is blue with a black module and has zirconia split sleeves. | PC | 1 | 40 | 1 | 1 | 27.64
07498384520 | CMDBUSCZBU | SC,DPLX,BU,AdptrBU,Mod,AssyZirc,EA | The SC duplex fiber adapter module is OS1/OS2. The adapter is blue with a blue module and has zirconia split sleeves. | PC | 1 | 30 | 1 | 1 | 27.64
07498384516 | CMDBUSCZEI | SC,DPLX,BU,AdptrEIMod,AssyZirc,EA | Module supplied with one SC duplex fiber optic adapter with zirconia ceramic split sleeves, Electric Ivory. | PC | 1 | 10 | 1 | 1 | 27.64
07498385519 | CMDBUSCZEW | SC,DPLX,BU,AdptrEWMod,AssyZirc,EA | Module supplied with one SC duplex fiber optic adapter with zirconia ceramic split sleeves. | PC | 1 | 10 | 1 | 1 | 27.64
07498384514 | CMDBUSCZIG | SC,DPLX,BU,AdptrIGMod,AssyZirc,EA | Module supplied with one SC duplex fiber optic adapter with zirconia ceramic split sleeves, International Gray. | PC | 1 | 5 | 1 | 1 | 29.02
07498384519 | CMDBUSCZIW | SC,DPLX,BU,AdptrIWMod,AssyZirc,EA | Module supplied with one SC duplex fiber optic adapter with zirconia ceramic split sleeves, Off White. | PC | 1 | 10 | 1 | 1 | 27.64
07498360239 | CMDCGRGRDLCZIW | MiniComDplxKeyed,/non-keyed,EA | Mini-Com Duplex Keyed/Non-Keyed LC Adapter Module Keyed C-GREEN Adapter half on User side and No key on Service Side. Zirconia split sleeve | PC | 1 | 5 | 1 | 1 | 60.84
07498300384 | CMDCGRLCZAW | KeydC-GR,DPLX,LC,AdptrMod,AW,EA | Module supplied with one LC (keyed C green) SFF duplex fiber optic adapter with zirconia ceramic split sleeves, Arctic White. | PC | 1 | 10 | 1 | 1 | 57.94
07498300696 | CMDCGRLCZBL | KeydC-GR,DPLX,LC,AdptrMod,BL,EA | Module supplied with one LC (keyed C green) SFF duplex fiber optic adapter with zirconia ceramic split sleeves, Black. | PC | 1 | 10 | 1 | 1 | 57.94
07498301456 | CMDCGRLCZBU | KeydC-GR,DPLX,LC,AdptrMod,BU,EA | Module supplied with one LC (keyed C green) SFF duplex fiber optic adapter with zirconia ceramic split sleeves, Blue. | PC | 1 | 5 | 1 | 1 | 60.84
07498301462 | CMDCGRLCZIW | KeydC-GR,DPLX,LC,AdptrMod,IW,EA | Module supplied with one LC (keyed C green) SFF duplex fiber optic adapter with zirconia ceramic split sleeves, Off White. | PC | 1 | 10 | 1 | 1 | 57.94
07498300406 | CMDDYLLCZAW | KeydD-YL,DPLX,LC,AdptrMod,AW,EA | Module supplied with one LC (keyed D yellow) SFF duplex fiber optic adapter with zirconia ceramic split sleeves, Arctic White. | PC | 1 | 10 | 1 | 1 | 57.94
07498300720 | CMDDYLLCZBL | KeydD-YL,DPLX,LC,AdptrMod,BL,EA | Module supplied with one LC (keyed D yellow) SFF duplex fiber optic adapter with zirconia ceramic split sleeves, Black. | PC | 1 | 10 | 1 | 1 | 57.94
07498301457 | CMDDYLLCZBU | KeydD-YL,DPLX,LC,AdptrMod,BU,EA | Module supplied with one LC (keyed D yellow) SFF duplex fiber optic adapter with zirconia ceramic split sleeves, Blue. | PC | 1 | 5 | 1 | 1 | 60.84
07498301463 | CMDDYLLCZIW | KeydD-YL,DPLX,LC,AdptrMod,IW,EA | Module supplied with one LC (keyed D yellow) SFF duplex fiber optic adapter with zirconia ceramic split sleeves, Off White. | PC | 1 | 10 | 1 | 1 | 57.94
07498360240 | CMDDYLYLDLCZIW | MiniComDplxKeyed,/non-keyed,EA | Mini-Com Duplex Keyed/Non-Keyed LC Adapter Module Keyed D-YELLOW Adapter half on User side and No key on Service Side. Zirconia split sleeve | PC | 1 | 5 | 1 | 1 | 60.84
07498384525 | CMDEISCZAW | SC,DPLX,EIAdptrAWMod,AssyZirc,EA | Module supplied with one SC duplex fiber optic adapter with zirconia ceramic split sleeves. | PC | 1 | 5 | 1 | 1 | 30.47
07498384523 | CMDEISCZBL | SC,DPLX,EIAdptrBLMod,AssyZirc,EA | Module supplied with one SC duplex fiber optic adapter with zirconia ceramic split sleeves. | PC | 1 | 10 | 1 | 1 | 29.02
07498384524 | CMDEISCZEI | SC,DPLX,EIAdptrEIMod,AssyZirc,EA | Module supplied with one SC duplex fiber optic adapter with zirconia ceramic split sleeves. | PC | 1 | 20 | 1 | 1 | 29.02
07498385518 | CMDEISCZEW | SC,DPLX,EIAdptrEWMod,AssyZirc,EA | Module supplied with one SC duplex fiber optic adapter with zirconia ceramic split sleeves. | PC | 1 | 10 | 1 | 1 | 29.02
07498384522 | CMDEISCZIG | SC,DPLX,EIAdptrIGMod,AssyZirc,EA | Module supplied with one SC duplex fiber optic adapter with zirconia ceramic split sleeves. | PC | 1 | 10 | 1 | 1 | 29.02
07498384527 | CMDEISCZIW | SC,DPLX,EIAdptrIWMod,AssyZirc,EA | Module supplied with one SC duplex fiber optic adapter with zirconia ceramic split sleeves. | PC | 1 | 30 | 1 | 1 | 29.02
07498300436 | CMDEORLCZAW | KeydE-OR,DPLX,LC,AdptrMod,AW,EA | Module supplied with one LC (keyed E orange) SFF duplex fiber optic adapter with zirconia ceramic split sleeves, Arctic White. | PC | 1 | 5 | 1 | 1 | 57.94
07498300721 | CMDEORLCZBL | KeydE-OR,DPLX,LC,AdptrMod,BL,EA | Module supplied with one LC (keyed E orange) SFF duplex fiber optic adapter with zirconia ceramic split sleeves, Black. | PC | 1 | 5 | 1 | 1 | 57.94
07498301458 | CMDEORLCZBU | KeydE-OR,DPLX,LC,AdptrMod,BU,EA | Module supplied with one LC (keyed E orange) SFF duplex fiber optic adapter with zirconia ceramic split sleeves, Blue. | PC | 1 | 5 | 1 | 1 | 60.84
07498301464 | CMDEORLCZIW | KeydE-OR,DPLX,LC,AdptrMod,IW,EA | Module supplied with one LC (keyed E orange) SFF duplex fiber optic adapter with zirconia ceramic split sleeves, Off White. | PC | 1 | 10 | 1 | 1 | 57.94
07498360241 | CMDEORORDLCZIW | MiniComDplxKeyed,/non-keyed,EA | Mini-Com Duplex Keyed/Non-Keyed LC Adapter Module Keyed E-ORANGE Adapter half on User side and No key on Service Side. Zirconia split sleeve | PC | 1 | 5 | 1 | 1 | 57.94
07498360242 | CMDFDBDBDLCZIW | MiniComDplxKeyed,/non-keyed,EA | Mini-Com Duplex Keyed/Non-Keyed LC Adapter Module Keyed F-DARK BLUE Adapter half on User side and No key on Service Side. Zirconia split sleeve | PC | 1 | 5 | 1 | 1 | 57.94
07498300678 | CMDFDBLCZAW | KeydF-DB,DPLX,LC,AdptrMod,AW,EA | Module supplied with one LC (keyed F dark blue) SFF duplex fiber optic adapter with zirconia ceramic split sleeves, Arctic White. | PC | 1 | 5 | 1 | 1 | 60.84
07498300725 | CMDFDBLCZBL | KeydF-DB,DPLX,LC,AdptrMod,BL,EA | Module supplied with one LC (keyed F dark blue) SFF duplex fiber optic adapter with zirconia ceramic split sleeves, Black. | PC | 1 | 10 | 1 | 1 | 57.94
07498301460 | CMDFDBLCZBU | KeydF-DB,DPLX,LC,AdptrMod,BU,EA | Module supplied with one LC (keyed F dark blue) SFF duplex fiber optic adapter with zirconia ceramic split sleeves, Blue. | PC | 1 | 5 | 1 | 1 | 60.84
07498301465 | CMDFDBLCZIW | KeydF-DB,DPLX,LC,AdptrMod,IW,EA | Module supplied with one LC (keyed F dark blue) SFF duplex fiber optic adapter with zirconia ceramic split sleeves, Off White. | PC | 1 | 10 | 1 | 1 | 57.94
07498319565 | CMDGVLLCZAW | KeydG-VL,DPLX,LC,AdptrMod,AW,EA | Module supplied with one LC (keyed G violet) SFF duplex fiber optic adapter with zirconia ceramic split sleeves, Arctic White. | PC | 1 | 5 | 1 | 1 | 60.84
07498319567 | CMDGVLLCZBL | KeydG-VL,DPLX,LC,AdptrMod,BL,EA | Module supplied with one LC (keyed G violet) SFF duplex fiber optic adapter with zirconia ceramic split sleeves, Black. | PC | 1 | 5 | 1 | 1 | 60.84
07498319568 | CMDGVLLCZBU | KeydG-VL,DPLX,LC,AdptrMod,BU,EA | Module supplied with one LC (keyed G violet) SFF duplex fiber optic adapter with zirconia ceramic split sleeves, Blue. | PC | 1 | 10 | 1 | 1 | 57.94
07498319566 | CMDGVLLCZIW | KeydG-VL,DPLX,LC,AdptrMod,IW,EA | Module supplied with one LC (keyed G violet) SFF duplex fiber optic adapter with zirconia ceramic split sleeves, Off White. | PC | 1 | 5 | 1 | 1 | 60.84
07498319796 | CMDHAQLCZAW | KeydHAQDPLX,LC,AdptrMod,AW,EA | Module supplied with one LC (keyed H aqua) SFF duplex fiber optic adapter with zirconia ceramic split sleeves, Arctic White. | PC | 1 | 5 | 1 | 1 | 60.84
07498319610 | CMDHAQLCZBL | KeydHAQDPLX,LC,AdptrMod,BL,EA | Module supplied with one LC (keyed H aqua) SFF duplex fiber optic adapter with zirconia ceramic split sleeves, Black. | PC | 1 | 5 | 1 | 1 | 60.84
07498319611 | CMDHAQLCZBU | KeydHAQDPLX,LC,AdptrMod,BU,EA | Module supplied with one LC (keyed H aqua) SFF duplex fiber optic adapter with zirconia ceramic split sleeves, Blue. | PC | 1 | 5 | 1 | 1 | 60.84
07498319613 | CMDHAQLCZIW | KeydHAQDPLX,LC,AdptrMod,IW,EA | Module supplied with one LC (keyed H aqua) SFF duplex fiber optic adapter with zirconia ceramic split sleeves, Off White. | PC | 1 | 5 | 1 | 1 | 60.84
07498319614 | CMDJROLCZAW | KeydJ-OR,DPLX,LC,AdptrMod,AW,EA | Module supplied with one LC (keyed J rose) SFF duplex fiber optic adapter with zirconia ceramic split sleeves, Arctic White. | PC | 1 | 5 | 1 | 1 | 60.84
07498319615 | CMDJROLCZBL | KeydJ-OR,DPLX,LC,AdptrMod,BL,EA | Module supplied with one LC (keyed J rose) SFF duplex fiber optic adapter with zirconia ceramic split sleeves, Black. | PC | 1 | 10 | 1 | 1 | 57.94
07498319616 | CMDJROLCZBU | KeydJ-OR,DPLX,LC,AdptrMod,BU,EA | Module supplied with one LC (keyed J rose) SFF duplex fiber optic adapter with zirconia ceramic split sleeves, Blue. | PC | 1 | 10 | 1 | 1 | 57.94
07498319618 | CMDJROLCZIW | KeydJ-OR,DPLX,LC,AdptrMod,IW,EA | Module supplied with one LC (keyed J rose) SFF duplex fiber optic adapter with zirconia ceramic split sleeves, Off White. | PC | 1 | 5 | 1 | 1 | 60.84
07498319619 | CMDKIGLCZAW | KeydK-IG,DPLX,LC,AdptrMod,AW,EA | Module supplied with one LC (keyed K slate) SFF duplex fiber optic adapter with zirconia ceramic split sleeves, Arctic White. | PC | 1 | 5 | 1 | 1 | 60.84
07498319778 | CMDKIGLCZBL | KeydK-IG,DPLX,LC,AdptrMod,BL,EA | Module supplied with one LC (keyed K slate) SFF duplex fiber optic adapter with zirconia ceramic split sleeves, Black. | PC | 1 | 5 | 1 | 1 | 60.84
07498319779 | CMDKIGLCZBU | KeydK-IG,DPLX,LC,AdptrMod,BU,EA | Module supplied with one LC (keyed K slate) SFF duplex fiber optic adapter with zirconia ceramic split sleeves, Blue. | PC | 1 | 10 | 1 | 1 | 57.94
07498319781 | CMDKIGLCZIW | KeydK-IG,DPLX,LC,AdptrMod,IW,EA | Module supplied with one LC (keyed K slate) SFF duplex fiber optic adapter with zirconia ceramic split sleeves, Off White. | PC | 1 | 5 | 1 | 1 | 60.84
07498319782 | CMDLLBLCZAW | KeydL-LB,DPLX,LC,AdptrMod,AW,EA | Module supplied with one LC (keyed L brown) SFF duplex fiber optic adapter with zirconia ceramic split sleeves, Arctic White. | PC | 1 | 5 | 1 | 1 | 60.84
07498319783 | CMDLLBLCZBL | KeydL-LB,DPLX,LC,AdptrMod,BL,EA | Module supplied with one LC (keyed L brown) SFF duplex fiber optic adapter with zirconia ceramic split sleeves, Black. | PC | 1 | 5 | 1 | 1 | 60.84
07498319784 | CMDLLBLCZBU | KeydL-LB,DPLX,LC,AdptrMod,BU,EA | Module supplied with one LC (keyed L brown) SFF duplex fiber optic adapter with zirconia ceramic split sleeves, Blue. | PC | 1 | 10 | 1 | 1 | 57.94
07498319785 | CMDLLBLCZEI | KeydL-LB,DPLX,LC,AdptrMod,EI,EA | Module supplied with one LC (keyed L brown) SFF duplex fiber optic adapter with zirconia ceramic split sleeves, Electric Ivory. | PC | 1 | 5 | 1 | 1 | 60.84
07498319786 | CMDLLBLCZIW | KeydL-LB,DPLX,LC,AdptrMod,IW,EA | Module supplied with one LC (keyed L brown) SFF duplex fiber optic adapter with zirconia ceramic split sleeves, Off White. | PC | 1 | 5 | 1 | 1 | 60.84
07498319787 | CMDPWTLCZAW | KeydP-WH,DPLX,LC,AdptrMod,AW,EA | Module supplied with one LC (keyed P white) SFF duplex fiber optic adapter with zirconia ceramic split sleeves. | PC | 1 | 5 | 1 | 1 | 60.84
07498319788 | CMDPWTLCZBL | KeydP-WH,DPLX,LCAdptrMod,BL,EA | Module supplied with one LC (keyed P white) SFF duplex fiber optic adapter with zirconia ceramic split sleeves. | PC | 1 | 5 | 1 | 1 | 60.84
07498319789 | CMDPWTLCZBU | KeydP-WH,DPLX,LC,AdptrMod,BU,EA | Module supplied with one LC (keyed P white) SFF duplex fiber optic adapter with zirconia ceramic split sleeves. | PC | 1 | 5 | 1 | 1 | 60.84
07498319790 | CMDPWTLCZEI | KeydP-WH,DPLX,LC,AdptrMod,EI,EA | Module supplied with one LC (keyed P white) SFF duplex fiber optic adapter with zirconia ceramic split sleeves. | PC | 1 | 5 | 1 | 1 | 60.84
07498319791 | CMDPWTLCZIW | KeydP-WH,DPLX,LC,AdptrMod,IW,EA | Module supplied with one LC (keyed P white) SFF duplex fiber optic adapter with zirconia ceramic split sleeves. | PC | 1 | 5 | 1 | 1 | 60.84
07498337837 | CMDQCGLCZAW | KeydQ-CG,DPLX,LC,AdptrMod,AW,EA | Module supplied with one LC (keyed Q charcoal) SFF duplex fiber optic adapter with zirconia ceramic split sleeves. | PC | 1 | 10 | 1 | 1 | 57.94
07498337840 | CMDQCGLCZBL | KeydQ-CG,DPLX,LC,AdptrMod,BL,EA | Module supplied with one LC (keyed Q charcoal) SFF duplex fiber optic adapter with zirconia ceramic split sleeves. | PC | 1 | 5 | 1 | 1 | 60.84
07498337886 | CMDQCGLCZBU | KeydQ-CG,DPLX,LC,AdptrMod,BU,EA | Module supplied with one LC (keyed Q charcoal) SFF duplex fiber optic adapter with zirconia ceramic split sleeves. | PC | 1 | 10 | 1 | 1 | 57.94
07498337894 | CMDQCGLCZEI | KeydQ-CG,DPLX,LC,AdptrMod,EI,EA | Module supplied with one LC (keyed Q charcoal) SFF duplex fiber optic adapter with zirconia ceramic split sleeves. | PC | 1 | 10 | 1 | 1 | 57.94
07498337918 | CMDQCGLCZIW | KeydQ-CG,DPLX,LC,AdptrMod,IW,EA | Module supplied with one LC (keyed Q charcoal) SFF duplex fiber optic adapter with zirconia ceramic split sleeves. | PC | 1 | 10 | 1 | 1 | 57.94
07498378325 | CMDRH1 | D-Ring,HORIZ,1RU,BLK,EA | Horizontal D-Ring Bundle, 1 RU, PC, Black, 3.15" Depth | PC | 1 | 10 | 1 | 1 | 9
07498364159 | CMDRH1-C | D-Ring,HORIZ,1RU,BLK,PK100 | Horizontal D-Ring Bundle, 1 RU, PC, Black, 3.15" Depth | PC | 1 | 100 | 100 | 1 | 6.44
07498378326 | CMDRHD1 | Horizontal D-Ring High Density | Horizontal D-Ring Bundle, 1 RU, PC, Black, 5.4" Depth | PC | 1 | 10 | 1 | 1 | 9.16
07498327442 | CMDRLVLCZAW | KeydR-LV,DPLX,LC,AdptrMod,AW,EA | Module supplied with one LC (keyed R lavender) SFF duplex fiber optic adapter with zirconia ceramic split sleeves. | PC | 1 | 10 | 1 | 1 | 57.94
07498327443 | CMDRLVLCZBL | KeydR-LV,DPLX,LC,AdptrMod,BL,EA | Module supplied with one LC (keyed R lavender) SFF duplex fiber optic adapter with zirconia ceramic split sleeves. | PC | 1 | 10 | 1 | 1 | 57.94
07498327444 | CMDRLVLCZBU | KeydR-LV,DPLX,LC,AdptrMod,BU,EA | Module supplied with one LC (keyed R lavender) SFF duplex fiber optic adapter with zirconia ceramic split sleeves. | PC | 1 | 10 | 1 | 1 | 57.94
07498327445 | CMDRLVLCZEI | KeydR-LV,DPLX,LC,AdptrMod,EI,EA | Module supplied with one LC (keyed R lavender) SFF duplex fiber optic adapter with zirconia ceramic split sleeves. | PC | 1 | 5 | 1 | 1 | 60.84
07498327446 | CMDRLVLCZIW | KeydR-LV,DPLX,LC,AdptrMod,IW,EA | Module supplied with one LC (keyed R lavender) SFF duplex fiber optic adapter with zirconia ceramic split sleeves. | PC | 1 | 5 | 1 | 1 | 60.84
61305666978 | CMDSAGLCZBL | Duplex LC/APC Sr./Sr. Fiber Adapter (GR) |  | PC | 1 | 30 | 1 | 1 | 44.14
07498337648 | CMDSAQLCZAQ | Dupl LC 10 GbE Fiber Adapter (AQ) With M | Duplex LC Fiber Adapter (AQ) with Module (BL) Zirc | PC | 1 | 20 | 1 | 1 | 44.58
07498353999 | CMDSAQLCZBL | DPLX,LCSr/Sr,10GbE,FbrAdptr,AQw/ZCMod,EA | The Mini-Com® Multimode Duplex LC Adapter is a small form factor (SFF) adapter with integrated panel retention clips and are TIA/EIA-605 FOCIS-10 compatible. The CMDSAQLCZBL connects two LC connector pairs in one module space. The CMDSAQLCBL features an a | PC | 1 | 50 | 1 | 1 | 44.58
61305673316 | CMDSEILCZGR | LC Dupl (EI) Adapter, (GR) Module Assy ( |  | PC | 1 | 5 | 1 | 1 | 46.81
61305673317 | CMDSEILCZRD | LC Dupl (EI) Adapter, (RD) Module Assy ( |  | PC | 1 | 5 | 1 | 1 | 46.81
07498399215 | CMDSLCZAW | DPLX,LCSr/Sr,FbrAdptr,BU,w/Mod,AWZirc,EA | Duplex LC Fiber Adapter (BU) With Module (AW) Zirc | PC | 1 | 20 | 1 | 1 | 32.78
07498399210 | CMDSLCZBL | DPLX,LCSr/Sr,FbrAdptr,BU,w/Mod,BLZirc,EA | The Mini-Com® Multimode Duplex LC Adapter is a small form factor (SFF) adapter with integrated panel retention clips and are TIA/EIA-605 FOCIS-10 compatible. It connects two LC connector pairs in one module space and features a black fiber adapter and mod | PC | 1 | 40 | 1 | 1 | 32.78
07498399208 | CMDSLCZBU | DPLX,LCSr/Sr,FbrAdptr,BU,w/Mod,BUZirc,EA | The Mini-Com® Single mode Duplex LC Adapter is a small form factor (SFF) adapter with integrated panel retention clips and are TIA/EIA-605 FOCIS-10 compatible. The CMDSLCZBU has a Duplex Blue LC Adapter in a Blue Module. | PC | 1 | 1 | 1 | 1 | 32.78
07498399207 | CMDSLCZEI | DPLX,LCSr/Sr,FbrAdptr,BU,w/Mod,EIZirc,EA | This singlemode Duplex LC Adapter Module is blue with an electric ivory module made with zirconia ceramic. | PC | 1 | 40 | 1 | 1 | 32.78
07498399216 | CMDSLCZEW | DPLX,LCSr/Sr,FbrAdptr,BU,w/Mod,EWZirc,EA | Duplex LC Fiber Adapter (BU) With Module (EW) Zirc | PC | 1 | 5 | 1 | 1 | 34.42
07498399213 | CMDSLCZIG | DPLX,LCSr/Sr,FbrAdptr,BU,w/Mod,IGZirc,EA | Duplex LC Fiber Adapter (BU) With Module (IG) Zirc | PC | 1 | 5 | 1 | 1 | 32.78
07498399211 | CMDSLCZIW | DPLX,LCSr/Sr,FbrAdptr,BU,w/Mod,IWZirc,EA | This singlemode Duplex LC Adapter Module is blue with an international white module made with zirconia ceramic. | PC | 1 | 20 | 1 | 1 | 32.78
07498399209 | CMDSLCZWH | DPLX,LCSr/Sr,FbrAdptr,BU,w/Mod,WHZirc,EA | The LC duplex fiber adapter module is OS1/OS2. The adapter is blue with a white module and has zirconia split sleeves. | PC | 1 | 20 | 1 | 1 | 32.78
07498338035 | CMDSPELCZAW | KeydS-PE,DPLX,LC,AdptrMod,AW,EA | Module supplied with one LC (keyed S peach) SFF duplex fiber optic adapter with zirconia ceramic split sleeves. | PC | 1 | 10 | 1 | 1 | 57.94
07498338058 | CMDSPELCZBL | KeydS-PE,DPLX,LC,AdptrMod,BL,EA | Module supplied with one LC (keyed S peach) SFF duplex fiber optic adapter with zirconia ceramic split sleeves. | PC | 1 | 10 | 1 | 1 | 57.94
07498338190 | CMDSPELCZBU | KeydS-PE,DPLX,LC,AdptrMod,BU,EA | Module supplied with one LC (keyed S peach) SFF duplex fiber optic adapter with zirconia ceramic split sleeves. | PC | 1 | 10 | 1 | 1 | 57.94
07498338474 | CMDSPELCZEI | KeydS-PE,DPLX,LC,AdptrMod,EI,EA | Module supplied with one LC (keyed S peach) SFF duplex fiber optic adapter with zirconia ceramic split sleeves. | PC | 1 | 10 | 1 | 1 | 57.94
07498338507 | CMDSPELCZIW | KeydS-PE,DPLX,LC,AdptrMod,IW,EA | Module supplied with one LC (keyed S peach) SFF duplex fiber optic adapter with zirconia ceramic split sleeves. | PC | 1 | 5 | 1 | 1 | 60.84
07498338896 | CMDTSBLCZAW | KeydT-SB,DPLX,LC,AdptrMod,AW,EA | Module supplied with one LC (keyed T steel blue) SFF duplex fiber optic adapter with zirconia ceramic split sleeves. | PC | 1 | 10 | 1 | 1 | 57.94
07498338897 | CMDTSBLCZBL | KeydT-SB,DPLX,LC,AdptrMod,BL,EA | Module supplied with one LC (keyed T steel blue) SFF duplex fiber optic adapter with zirconia ceramic split sleeves. | PC | 1 | 5 | 1 | 1 | 60.84
07498338900 | CMDTSBLCZBU | KeydT-SB,DPLX,LC,AdptrMod,BU,EA | Module supplied with one LC (keyed T steel blue) SFF duplex fiber optic adapter with zirconia ceramic split sleeves. | PC | 1 | 10 | 1 | 1 | 57.94
07498338969 | CMDTSBLCZEI | KeydT-SB,DPLX,LC,AdptrMod,EI,EA | Module supplied with one LC (keyed T steel blue) SFF duplex fiber optic adapter with zirconia ceramic split sleeves. | PC | 1 | 10 | 1 | 1 | 57.94
07498339074 | CMDTSBLCZIW | KeydT-SB,DPLX,LC,AdptrMod,IW,EA | Module supplied with one LC (keyed T steel blue) SFF duplex fiber optic adapter with zirconia ceramic split sleeves. | PC | 1 | 5 | 1 | 1 | 60.84
07498339075 | CMDVMALCZAW | KeydV-MA,DPLX,LC,AdptrMod,AW,EA | Module supplied with one LC (keyed V maroon) SFF duplex fiber optic adapter with zirconia ceramic split sleeves. | PC | 1 | 5 | 1 | 1 | 60.84
07498339076 | CMDVMALCZBL | KeydV-MA,DPLX,LC,AdptrMod,BL,EA | Module supplied with one LC (keyed V maroon) SFF duplex fiber optic adapter with zirconia ceramic split sleeves. | PC | 1 | 5 | 1 | 1 | 60.84
07498339077 | CMDVMALCZBU | KeydV-MA,DPLX,LC,AdptrMod,BU,EA | Module supplied with one LC (keyed V maroon) SFF duplex fiber optic adapter with zirconia ceramic split sleeves. | PC | 1 | 10 | 1 | 1 | 57.94
07498339078 | CMDVMALCZEI | KeydV-MA,DPLX,LC,AdptrMod,EI,EA | Module supplied with one LC (keyed V maroon) SFF duplex fiber optic adapter with zirconia ceramic split sleeves. | PC | 1 | 10 | 1 | 1 | 57.94
07498339079 | CMDVMALCZIW | KeydV-MA,DPLX,LC,AdptrMod,IW,EA | Module supplied with one LC (keyed V maroon) SFF duplex fiber optic adapter with zirconia ceramic split sleeves. | PC | 1 | 5 | 1 | 1 | 60.84
07498339080 | CMDWMILCZAW | KeydW-MI,DPLX,LC,AdptrMod,AW,EA | Module supplied with one LC (keyed W mint) SFF duplex fiber optic adapter with zirconia ceramic split sleeves. | PC | 1 | 10 | 1 | 1 | 57.94
07498339152 | CMDWMILCZBL | KeydW-MI,DPLX,LC,AdptrMod,BL,EA | Module supplied with one LC (keyed W mint) SFF duplex fiber optic adapter with zirconia ceramic split sleeves. | PC | 1 | 10 | 1 | 1 | 57.94
07498339155 | CMDWMILCZBU | KeydW-MI,DPLX,LC,AdptrMod,BU,EA | Module supplied with one LC (keyed W mint) SFF duplex fiber optic adapter with zirconia ceramic split sleeves. | PC | 1 | 10 | 1 | 1 | 57.94
07498339171 | CMDWMILCZEI | KeydW-MI,DPLX,LC,AdptrMod,EI,EA | Module supplied with one LC (keyed W mint) SFF duplex fiber optic adapter with zirconia ceramic split sleeves. | PC | 1 | 10 | 1 | 1 | 57.94
07498339172 | CMDWMILCZIW | KeydW-MI,DPLX,LC,AdptrMod,IW,EA | Module supplied with one LC (keyed W mint) SFF duplex fiber optic adapter with zirconia ceramic split sleeves. | PC | 1 | 5 | 1 | 1 | 60.84
07498345478 | CMFAW | Coupler Module, F-Type,AW,EA | Module supplied with 3.0 GHz industry standard F-Type coupler, arctic white. | PC | 1 | 1 | 1 | 1 | 7.92
07498345479 | CMFBL | Coupler Module, F-Type,BL,EA | Module supplied with 3.0 GHz industry standard F-Type coupler, black. | PC | 1 | 1 | 1 | 1 | 7.92
07498379580 | CMFCZBL | Simpl FC Fiber Adapter With Module (BL) | Module supplied with one FC singlemode fiber optic adapter with zirconia ceramic split sleeve. | PC | 1 | 5 | 1 | 1 | 28.35
07498379581 | CMFCZBU | Simpl FC Fiber Adapter With Module (BU) | Module supplied with one FC singlemode fiber optic adapter with zirconia ceramic split sleeve. | PC | 1 | 5 | 1 | 1 | 27.01
07498379579 | CMFCZEI | Simpl FC Fiber Adapter With Module (EI) | Module supplied with one FC singlemode fiber optic adapter with zirconia ceramic split sleeve. | PC | 1 | 5 | 1 | 1 | 28.35
07498379578 | CMFCZIW | Simpl FC Fiber Adapter With Module (IW) | Module supplied with one FC singlemode fiber optic adapter with zirconia ceramic split sleeve. | PC | 1 | 5 | 1 | 1 | 28.35
07498345480 | CMFEI | Coupler Module, F-Type,EI,EA | Module supplied with 3.0 GHz industry standard F-Type coupler, electric ivory. | PC | 1 | 1 | 1 | 1 | 7.92
07498345484 | CMFEI-C | Coupler Module, F Type, Electric Ivory, | Module supplied with 3.0 GHz industry standard F-Type coupler, Electric Ivory, 100 Pack. | PC | 1 | 100 | 100 | 1 | 7.74
07498345481 | CMFIG | Coupler Module, F-Type,IG,EA | Module supplied with 3.0 GHz industry standard F-Type coupler, international gray. | PC | 1 | 1 | 1 | 1 | 7.92
07498345482 | CMFIW | Coupler Module, F-Type,IW,EA | Module supplied with 3.0 GHz industry standard F-type coupler, off white. | PC | 1 | 1 | 1 | 1 | 7.92
07498345345 | CMFIW-C | Coupler Module, F Type, Off White, 100 P | Module supplied with 3.0 GHz industry standard F-type coupler, Off White, 100 Pack. | PC | 1 | 100 | 100 | 1 | 7.74
07498303613 | CMFSRAWY | CouplerModule,F-Type,Self-Term,AW,EA | Module supplied with 75 ohm self-terminating F-type coupler, arctic white. | PC | 1 | 1 | 1 | 1 | 24.68
07498303614 | CMFSRBLY | CouplerModule,F-Type,Self-Term,BL,EA | Module supplied with 75 ohm self-terminating F-type coupler, black. | PC | 1 | 1 | 1 | 1 | 24.68
07498303615 | CMFSREIY | CouplerModule,F-Type,Self-Term,EI,EA | Module supplied with 75 ohm self-terminating F-type coupler, electric ivory. | PC | 1 | 1 | 1 | 1 | 24.68
07498303616 | CMFSRIGY | CouplerModule,F-Type,Self-Term,IG,EA | Module supplied with 75 ohm self-terminating F-type coupler, international gray. | PC | 1 | 1 | 1 | 1 | 24.68
07498303617 | CMFSRIWY | CouplerModule,F-Type,Self-Term,IW,EA | Module supplied with 75 ohm self-terminating F-type coupler, off white. | PC | 1 | 1 | 1 | 1 | 24.68
07498303618 | CMFSRWHY | CouplerModule,F-Type,Self-Term,WH,EA | Module supplied with 75 ohm self-terminating F-type coupler, white. | PC | 1 | 1 | 1 | 1 | 24.68
07498345483 | CMFWH | Coupler Module, F-Type,WH,EA | This F-Type Coupler Module is a coaxial coupler used to connect cable to video, CATV, and security cameras. This F-Type Coupler Module is supplied with a 3 GHz standard F-type 1-position | PC | 1 | 1 | 1 | 1 | 7.92
07498345346 | CMFWH-C | Coupler Module, F-Type, White, 100 Pack | Module supplied with 3.0 GHz industry standard F-Type coupler, White. | PC | 1 | 100 | 100 | 1 | 7.74
07498308265 | CMHDMIAW | HDMI1.4,TypeA,F/F,Coupler,AW,EA | This Mini-Com® HDMI Coupler is HDMI 2.0. It is a Type A female to female coupler, two position module. It is arctic white. | PC | 1 | 1 | 1 | 1 | 53.74
07498320600 | CMHDMIBL | HDMI1.4,TypeA,F/F,Coupler,BL,EA | This Mini-Com® HDMI Coupler is HDMI 2.0. It is a Type A female to female coupler, two position module. It is black. | PC | 1 | 1 | 1 | 1 | 53.74
07498320597 | CMHDMIEI | HDMI1.4,TypeA,F/F,Coupler,EI,EA | Mini-Com Dual Module Space HDMI 2.0 Type "A" Female To Female Coupler, Electric Ivory. | PC | 1 | 1 | 1 | 1 | 53.74
07498320599 | CMHDMIIG | HDMI1.4,TypeA,F/F,Coupler,IG,EA | Mini-Com Dual Module Space HDMI 2.0 Type "A" Female To Female Coupler, Intl Gray | PC | 1 | 1 | 1 | 1 | 53.74
07498320596 | CMHDMIIW | HDMI1.4,TypeA,F/F,Coupler,IW,EA | This Mini-Com® HDMI Coupler is HDMI 2.0. It is a Type A female to female coupler, two position module. It is off white. | PC | 1 | 1 | 1 | 1 | 53.74
61305626034 | CMHDMITBL | Mini-Com HDMI 2.0 Coupler Module with Pi | Mini-Com® HDMI 2.0 Coupler Module with pigtail, Black. | PC | 1 | 1 | 1 | 1 | 59.14
61305626032 | CMHDMITEI | Mini-Com HDMI 2.0 Coupler Module with Pi | Mini-Com® HDMI 2.0 Coupler Module with pigtail, Electric Ivory. | PC | 1 | 1 | 1 | 1 | 59.14
61305626031 | CMHDMITIG | Mini-Com HDMI 2.0 Coupler Module with Pi | Mini-Com® HDMI 2.0 Coupler Module with pigtail, International Gray. | PC | 1 | 1 | 1 | 1 | 59.14
61305626030 | CMHDMITIW | Mini-Com HDMI 2.0 Coupler Module with Pi | Mini-Com® HDMI 2.0 Coupler Module with pigtail, Off White. | PC | 1 | 1 | 1 | 1 | 59.14
61305626029 | CMHDMITWH | Mini-Com HDMI 2.0 Coupler Module with Pi | Mini-Com® HDMI 2.0 Coupler Module with pigtail, White. | PC | 1 | 1 | 1 | 1 | 59.14
07498320598 | CMHDMIWH | HDMI1.4,TypeA,F/F,Coupler,WH,EA | This Mini-Com® HDMI Coupler is HDMI 2.0. It is a Type A female to female coupler, two position module. It is white. | PC | 1 | 1 | 1 | 1 | 53.74
07498379675 | CMLT19 | Trough,lower,4RU,1.3"bendRAD,19"MTG,EA | Lower Trough, 4 RU, Aluminum, Black, 4.5" Depth | PC | 1 | 1 | 1 | 1 | 211.48
07498359150 | CMMPOBLBL | MiniComMPOSMPLXF/OAdptrBLMod,BL,EA | Module supplied with one MPO fiber optic adapter; Method A. | PC | 1 | 10 | 1 | 1 | 50.51
07498389076 | CMMPOPVBLBL | MINICOM MPO MODULE(BL)FOR PVIQ | MINICOM MPO MODULE(BL)FOR PVIQ | PC | 1 | 10 | 1 | 1 | 20.62
07498367516 | CMNZABL-X | Adapter,NewZealandPDL,BL,PK10 | Mini Com adapter snaps into 0.827 x 0.827 (21mm x 21mm) opening and accepts one Mini-Com® Module. Panel thickness should be 0.046 to 0.056 (1.17mm to 1.42mm), Black. | PC | 1 | 50 | 10 | 1 | 2.52
07498367515 | CMNZAWH-X | Adapter,NewZealandPDL,WH,PK10 | Mini Com adapter snaps into 0.827 x 0.827 (21mm x 21mm) opening and accepts one Mini-Com® Module. Panel thickness should be 0.046 to 0.056 (1.17mm to 1.42mm), White. | PC | 1 | 50 | 10 | 1 | 2.52
07498378323 | CMPH1 | OAdringCBL MGMT,FRT+BCK,1RU,19x9x2in,EA | The Panduit® Open-Access® Horizontal D-Ring Cable Manager provides open and efficient access to power, coaxial and communications cables and switch ports. Thanks to a unique steel frame with modular plastic snap-in D-rings, the cable manager is not only l | PC | 1 | 1 | 1 | 1 | 68.82
07498383135 | CMPH1C | D-Ring REPL CVR,HORIZ,1RU,BLK,EA | D-Ring Snap-On Cover, 1 RU, PVC, Black | PC | 1 | 1 | 1 | 1 | 23.68
07498370475 | CMPH2 | OAdringCBL MGMT,FRT+BCK,2RU,19x9x3in,EA | The Panduit® Open-Access® Horizontal D-Ring Cable Manager provides open and efficient access to power, coaxial and communications cables and switch ports. Thanks to a unique steel frame with modular plastic snap-in D-rings, the cable manager is not only l | PC | 1 | 1 | 1 | 1 | 100.12
07498377697 | CMPH2C | D-Ring REPL CVR,HORIZ,2RU,BLK,EA | D-Ring Snap-On Cover, 2 RU, PVC, Black | PC | 1 | 1 | 1 | 1 | 26.76
07498378324 | CMPHF1 | OAdringCBL MGMT,FRT,1RU,19x3x2in,EA | The Open-Access™ Horizontal D-Ring Cable Manager provides open and efficient access to power, coaxial and communications cables and switch ports. Made of a steel frame with modular plastic snap-in D-rings, the cable manager is lightweight and durable, and | PC | 1 | 1 | 1 | 1 | 53.16
07498370987 | CMPHF2 | OAdringCBL MGMT,FRT,2RU,19x3x3in,EA | The Open-Access™ Horizontal D-Ring Cable Manager provides open and efficient access to power, coaxial and communications cables and switch ports. Made of a steel frame with modular plastic snap-in D-rings, the cable manager is lightweight and durable, and | PC | 1 | 1 | 1 | 1 | 81.36
07498370477 | CMPHH2 | OAdringCBL MGMT,FRT,2RU,19x6x4in,EA | The Panduit® Open-Access® Horizontal D-Ring Cable Manager provides open and efficient access to power, coaxial and communications cables and switch ports. Thanks to a unique steel frame with modular plastic snap-in D-rings, the cable manager is not only l | PC | 1 | 1 | 1 | 1 | 90.72
07498378004 | CMPHHF1 | OAdringCBL MGMT,FRT,1RU,19x6x2in,EA | The Open-Access™ Horizontal D-Ring Cable Manager provides open and efficient access to power, coaxial and communications cables and switch ports. Made of a steel frame with modular plastic snap-in D-rings, the cable manager is lightweight and durable, and | PC | 1 | 1 | 1 | 1 | 59.44
07498303619 | CMRCAREIY | Module, RCA Solder Type, Red, Electric I | Module supplied with one RCA connector with red insert. Solder type termination, Electric Ivory. | PC | 1 | 10 | 1 | 1 | 5.86
07498303620 | CMRCARIWY | Module, RCA Solder Type, Red, Off White | Module supplied with one RCA connector with red insert. Solder type termination, Mini-Com, Off White. | PC | 1 | 10 | 1 | 1 | 5.86
07498303621 | CMRCARWHY | Module, RCA Solder Type, Red, White | Module supplied with one RCA connector with red insert. Solder type termination, White. | PC | 1 | 10 | 1 | 1 | 5.86
07498303622 | CMRCAWEIY | Module, RCA Solder Type, White, Electric | Module supplied with one RCA connector with white insert. Solder type termination, Electric Ivory. | PC | 1 | 10 | 1 | 1 | 5.86
07498303623 | CMRCAWIWY | Module, RCA Solder Type, White, Off Whit | Module supplied with one RCA connector with white insert. Solder type termination, Off White. | PC | 1 | 10 | 1 | 1 | 5.86
07498303624 | CMRCAWWHY | Module, RCA Solder Type, White, White | Module supplied with one RCA connector with white insert. Solder type termination, White. | PC | 1 | 10 | 1 | 1 | 5.86
07498303625 | CMRCAYEIY | Module, RCA Solder Type, Yellow, Electri | Module supplied with one RCA connector with yellow insert. Solder type termination. | PC | 1 | 10 | 1 | 1 | 5.86
07498303626 | CMRCAYIWY | Module, RCA Solder Type, Yellow, Off Whi | Module supplied with one RCA connector with yellow insert. Solder type termination, Off White. | PC | 1 | 10 | 1 | 1 | 5.86
07498303627 | CMRCAYWHY | Module, RCA Solder Type, Yellow, White | Module supplied with one RCA connector with yellow insert. Solder type termination, White. | PC | 1 | 10 | 1 | 1 | 5.86
07498385448 | CMSAGSCZBL | ModW/scAPCSMPLX,EA | The Mini-Com® SC APC simplex fiber adapter module is singlemode. It is green with a black module and has zirconia split sleeves. | PC | 1 | 20 | 1 | 1 | 23.27
07498337620 | CMSAQSCZBL | SCsimplex,AQAdapterBLmodule,Zirc,EA | The Mini-Com® SC APC simplex fiber adapter module is singlemode. It is aqua with a black module and has zirconia split sleeves. | PC | 1 | 20 | 1 | 1 | 23.6
61305673385 | CMSBLSCZAW | SC Simplex (BL) Adapter, (AW) Module Ass |  | PC | 1 | 5 | 1 | 1 | 23.6
61305673386 | CMSBLSCZBL | SC Simplex (BL) Adapter, (BL) Module Ass |  | PC | 1 | 10 | 1 | 1 | 23.6
61305673387 | CMSBLSCZBU | SC Simplex (BL) Adapter, (BU) Module Ass |  | PC | 1 | 5 | 1 | 1 | 24.78
61305673388 | CMSBLSCZEI | SC Simplex (BL) Adapter, (EI) Module Ass |  | PC | 1 | 5 | 1 | 1 | 24.78
61305673389 | CMSBLSCZIW | SC Simplex (BL) Adapter, (IW) Module Ass |  | PC | 1 | 5 | 1 | 1 | 24.78
07498383757 | CMSBUSCZAW | SCsimplex,BUAdapterAWmodule,Zirc,EA | Module supplied with one SC simplex fiber optic adapter with zirconia ceramic split sleeve, Arctic White. | PC | 1 | 5 | 1 | 1 | 23.08
07498383245 | CMSBUSCZBL | SCsimplex,BUAdapterBLmodule,Zirc,EA | The Mini-Com® SC APC simplex fiber adapter module is singlemode. It is blue with a black module and has zirconia split sleeves. | PC | 1 | 20 | 1 | 1 | 21.99
07498383243 | CMSBUSCZBU | SCsimplex,BUAdapterBUmodule,Zirc,EA | Module supplied with one SC simplex singlemode fiber optic adapter (BU) with zirconia ceramic split sleeve. | PC | 1 | 20 | 1 | 1 | 21.99
07498383246 | CMSBUSCZEI | SCsimplex,BUAdapterEImodule,Zirc,EA | Module supplied with one SC simplex fiber optic adapter with zirconia ceramic split sleeve, Electric Ivory. | PC | 1 | 5 | 1 | 1 | 23.08
07498385521 | CMSBUSCZEW | SCsimplex,BUAdapterEWmodule,Zirc,EA | Module supplied with one SC simplex fiber optic adapter with zirconia ceramic split sleeve, European White. | PC | 1 | 10 | 1 | 1 | 21.99
07498383241 | CMSBUSCZIG | SCsimplex,BUAdapterIGmodule,Zirc,EA | Module supplied with one SC simplex fiber optic adapter with zirconia ceramic split sleeve, International Gray. | PC | 1 | 5 | 1 | 1 | 23.08
07498383242 | CMSBUSCZIW | SCsimplex,BUAdapterIWmodule,Zirc,EA | Module supplied with one SC simplex fiber optic adapter with zirconia ceramic split sleeve, Off White. | PC | 1 | 5 | 1 | 1 | 23.08
07498383244 | CMSBUSCZWH | SCsimplex,BUAdapterWHmodule,Zirc,EA | Module supplied with one SC simplex fiber optic adapter with zirconia ceramic split sleeve, White. | PC | 1 | 5 | 1 | 1 | 23.08
07498384496 | CMSEISCZAW | SCsimplex,EIAdapterAWmodule,Zirc,EA | Module supplied with one SC simplex fiber optic adapter with zirconia ceramic split sleeve. | PC | 1 | 5 | 1 | 1 | 22.01
07498384495 | CMSEISCZBL | SCsimplex,EIAdapterBLmodule,Zirc,EA | Module supplied with one SC simplex fiber optic adapter with zirconia ceramic split sleeve. | PC | 1 | 5 | 1 | 1 | 22.01
07498384493 | CMSEISCZBU | SCsimplex,EIAdapterBUmodule,Zirc,EA | Module supplied with one SC simplex fiber optic adapter with zirconia ceramic split sleeve. | PC | 1 | 5 | 1 | 1 | 20.96
07498384490 | CMSEISCZEI | SCsimplex,EIAdapterEImodule,Zirc,EA | Module supplied with one SC simplex fiber optic adapter with zirconia ceramic split sleeve. | PC | 1 | 10 | 1 | 1 | 20.96
07498385522 | CMSEISCZEW | SCsimplex,EIAdapterEWmodule,Zirc,EA | Module supplied with one SC simplex fiber optic adapter with zirconia ceramic split sleeve. | PC | 1 | 10 | 1 | 1 | 20.96
61305673390 | CMSEISCZGR | SC Simplex (EI) Adapter, (GR) Module Ass |  | PC | 1 | 5 | 1 | 1 | 23.6
07498384491 | CMSEISCZIG | SCsimplex,EIAdapterIGmodule,Zirc,EA | Module supplied with one SC simplex fiber optic adapter with zirconia ceramic split sleeve. | PC | 1 | 5 | 1 | 1 | 20.96
07498384492 | CMSEISCZIW | SCsimplex,EIAdapterIWmodule,Zirc,EA | Module supplied with one SC simplex fiber optic adapter with zirconia ceramic split sleeve. | PC | 1 | 10 | 1 | 1 | 20.96
07498384494 | CMSEISCZWH | SCsimplex,EIAdapterWHmodule,Zirc,EA | Module supplied with one SC simplex fiber optic adapter with zirconia ceramic split sleeve. | PC | 1 | 10 | 1 | 1 | 20.96
07498362239 | CMSTNEI-X | ST Fiber Optic Mod-Base | ST Fiber Optic Mod-Base | PC | 1 | 10 | 10 | 1 | 1.64
07498339615 | CMSTZBL | ST,SMPLX,FbrAdptr,w/Mod,BLZirc,EA | Module supplied with one ST singlemode fiber optic adapter with zirconia ceramic split sleeve. | PC | 1 | 20 | 1 | 1 | 17.45
07498339618 | CMSTZBU | ST,SMPLX,FbrAdptr,w/Mod,BU,Zirc,EA | Module supplied with one ST singlemode fiber optic adapter with zirconia ceramic split sleeve. | PC | 1 | 20 | 1 | 1 | 17.45
07498339616 | CMSTZEI | ST,SMPLX,FbrAdptr,w/Mod,EIZirc,EA | Module supplied with one ST multimode fiber optic adapter with phosphor bronze split sleeve, Off White. | PC | 1 | 20 | 1 | 1 | 17.45
07498339617 | CMSTZIW | ST,SMPLX,FbrAdptr,w/Mod,IWZirc,EA | Module supplied with one ST multimode fiber optic adapter with phosphor bronze split sleeve, White. | PC | 1 | 20 | 1 | 1 | 17.45
07498345632 | CMT4 | Trough,lower,4RU,19"MTG,High Capacity,EA | Cable Routing Trough, 4 RU, Aluminum, Black, 4.5" Depth | PC | 1 | 1 | 1 | 1 | 202.92
07498322093 | CMUSBAAAW | USB2.0,F A/F ACoupler,AW,EA | This Mini-Com® USB Coupler is USB 2.0. It is a female A to female A one position insert coupler module. It is arctic white. | PC | 1 | 1 | 1 | 1 | 46.68
07498322092 | CMUSBAABL | USB2.0,F A/F ACoupler,BL,EA | This Mini-Com® USB Coupler is USB 2.0. It is a female A to female A one position insert coupler module. It is black. | PC | 1 | 1 | 1 | 1 | 46.68
07498322090 | CMUSBAAEI | USB2.0,F A/F ACoupler,EI,EA | Mini-Com® USB 2.0 female A to female A coupler module, Electric Ivory. | PC | 1 | 1 | 1 | 1 | 46.68
07498322091 | CMUSBAAIG | USB2.0,F A/F ACoupler,IG,EA | Mini-Com® USB 2.0 female A to female A coupler module, Intl Gray. | PC | 1 | 1 | 1 | 1 | 46.68
07498308905 | CMUSBAAIW | USB2.0,F A/F ACoupler,IW,EA | This Mini-Com® USB Coupler is USB 2.0. It is a female A to female A one position insert coupler module. It is off white. | PC | 1 | 1 | 1 | 1 | 46.68
07498322089 | CMUSBAAWH | USB2.0,F A/F ACoupler,WH,EA | This Mini-Com® USB Coupler is USB 2.0. It is a female A to female A one position insert coupler module. It is white. | PC | 1 | 1 | 1 | 1 | 46.68
07498379677 | CMUT19 | Trough,upper,2RU,1.3"bendRAD,19"MTG,EA | Upper Trough, 2 RU, Aluminum, Black, 4.5" Depth | PC | 1 | 1 | 1 | 1 | 208.04
07498378298 | CMVDR1 | D-Ring,VERT,5.7inx2.0in,BLK,EA | The Open-Access™ Vertical D-Ring is used on standard communication racks. The flexible arm provides open access that allows installation of complete cable bundles. The vertical D-ring is 1 RU. | PC | 1 | 20 | 1 | 1 | 18.44
07498385409 | CMVDR1S | D-Ring,VERT,3.3inx2.0in,BLK,EA | The Open-Access™ Vertical D-Ring is used on standard communication racks. The flexible arm provides open access that allows installation of complete cable bundles. The vertical D-ring is 1 RU. | PC | 1 | 20 | 1 | 1 | 16.42
07498378299 | CMVDR2 | D-Ring,VERT,5.7inx3.0in,BLK,EA | Panduit Vertical D-Rings, part of the Panduit Open-Access® Cable Management System, can be mounted to any standard rack to create a flexible, safe and accessible vertical pathway. Thanks to a flexible material, the entire bundle can be uninstalled, adjust | PC | 1 | 1 | 1 | 1 | 19.69
07498380926 | CMVDR2S | D-Ring,VERT,3.3inx3.0in,BLK,EA | The Open-Access™ Vertical D-Ring is used on standard communication racks. The flexible arm provides open access that allows installation of complete cable bundles. The vertical D-ring is 2 RU. | PC | 1 | 20 | 1 | 1 | 18.44
07498383600 | CMVDRC | D-Ring,VERT,5.6inx8.0in,BLK,EA | The Panduit Center Mounted Vertical D-Ring, part of the Panduit Open-Access® Cable Management System, is specially designed to route cables between two adjacent racks. Thanks to a flexible material, the entire bundle can be uninstalled, adjusted and reins | PC | 1 | 1 | 1 | 1 | 24.6
07498383093 | CMW-KIT | Waterfall Kit For Ladder Rack, Black ,EA | Cable management waterfall kit. Provides bend radius control when transferring cables from standard ladder rack. Kit includes CMWB, two CMWW, and cable ties. | KT | 1 | 10 | 1 | 1 | 59.17
07498385095 | CMW-KIT10 | Waterfall Kit For Ladder Rack, White ,EA | Cable management waterfall kit. Provide bend radius control when transferring cables from standard ladder rack. Kit includes CMWB10, two CMWW10 and cable ties. | KT | 1 | 1 | 1 | 1 | 55.51
07498371799 | CMW2B | CblMgmt,Dbl,WaterfallBase,EA | Cable management double waterfall base. Used to maintain 1.75" (101.6mm) bend radius control vertically when transferring cable off either side of ladder rack rung. Mounts to ladder rack rung with standard cross section cable ties (included). | PC | 1 | 1 | 1 | 1 | 57.5
07498383444 | CMWB | CBL MGMT,WTRFall Base,BLK,EA | The Panduit Cable Management Waterfall Base is designed to improve network reliability. Users can easily install it onto most standard ladder rack rungs and stringers to transfer wires at a safe 1.75in (43mm) vertical bend radius. Glass-filled Nylon, 8.4i | PC | 1 | 1 | 1 | 1 | 29.63
07498365943 | CNLTD142A3 | NDInletDuct,CiscoNexus7009,3RU,BLK,PK2 | This Net-Direct™ Air Inlet Duct provides cold airflow directly into Cisco Nexus 7009 switch intakes from above and below. Not only does it require no energy to operate, but it also reduces fan power consumption by up to 250W, improving energy efficiency a | PC | 1 | 1 | 1 | 1 | 1893.4
07498337266 | CNLTD21B2 | NDInletDuct,CiscoNexus4900M,2RU,BLK,PK2 | The Net-Direct™ Air Inlet Duct provides cold airflow directly into Cisco Catalyst 4900M switch intakes from in-line and the side. Not only does it require no energy to operate, but it also reduces fan power consumption by up to 250W, improving energy effi | PC | 1 | 1 | 1 | 1 | 696.12
07498337267 | CNLTD32A2 | Panduit Inlet Duct for Cisco 9222I Switc | Panduit Inlet Duct for Cisco 9222I Switch | PC | 1 | 1 | 1 | 1 | 1336.52
07498337268 | CNLTD52A2 | NDInletDuct,CiscoNexus6504E,2RU,BLK,PK3 | The Net-Direct™ Air Inlet Duct provides cold airflow directly into Cisco Catalyst 6504-E switch intakes from above, below and the side. Not only does it require no energy to operate, but it also reduces fan power consumption by up to 250W, improving energ | PC | 1 | 1 | 1 | 1 | 1392.2
07498337271 | CNLTD72A3 | NDInletDuct,CiscoNexus9506,3RU,BLK,PK3 | The Net-Direct™ Air Inlet Duct provides cold airflow directly into Cisco MDS 9506 switch intakes from above, below and the side. Not only does it require no energy to operate, but it also reduces fan power consumption by up to 250W, improving energy effic | PC | 1 | 1 | 1 | 1 | 1871.12
07498371740 | CNWS1224-C | CageNutScrew,12-24,0.47"L,BLK,PK100 | The #12-24 cage nuts and screws are ideal for square-hole equipment rails on racks and cabinets. Steel cage nuts are removable and replaceable to best fit your networking needs. Includes 100 #12-24 round head screws and 100 #12-24 cage nuts. | PC | 1 | 100 | 100 | 1 | 2.36
07498344132 | CNWSM5-C | ScrewCageNut,M5,0.59"L,BLK,PK100 | M5 Panduit Screw with Cage Nuts are ideal for square-hole equipment rails on 4 post racks and cabinets. Cage nuts are removable and replaceable to best fit your networking needs. Steel, Black, 0.59L (15.0mm), 100pc. | PC | 1 | 100 | 100 | 1 | 2.08
07498344131 | CNWSM6-C | ScrewCageNut,M6,0.75"L,BLK,PK100 | The M6 cage nuts and screws are ideal for square-hole equipment rails on racks and cabinets. Steel cage nuts are removable and replaceable to best fit your networking needs. Includes 100 M6 screws and 100 M6 cage nuts. | PC | 1 | 100 | 100 | 1 | 3.46
07498303636 | CP245E88BLY | PatchPanel,24Pt,Cat5e,Flat,BL,EA | The Mini-Com® Coupler Patch Panel includes 24 pre-installed RJ45 Cat 5e couplers. The 24 ports provide fast and easy plug and play connection of 6 and 8-position RJ45 patch cords. The contacts are plated with 50 microinches of gold for superior performanc | PC | 1 | 1 | 1 | 1 | 495.58
07498301783 | CP24688BL | PatchPanel,24Pt,Cat6,Flat,UTP,BL,EA | The Mini-Com® Coupler Patch Panel includes 24 pre-installed RJ45 Cat 6 couplers. The 24 ports provide fast and easy plug and play connection of 6 and 8-position RJ45 patch cords. The contacts are plated with 50 microinches of gold for superior performance | PC | 1 | 1 | 1 | 1 | 666.56
07498349045 | CP246X88BL | PatchPanel,24Pt,Cat6A,Flat,BL,EA | The Mini-Com® Coupler Patch Panel includes 24 pre-installed RJ45 Cat 6A couplers. The 24 ports provide fast and easy plug and play connection of 6 and 8-position RJ45 patch cords. The contacts are plated with 50 microinches of gold for superior performanc | PC | 1 | 1 | 1 | 1 | 933.18
07498303637 | CP24BLY | PatchPanel,24-port,Metal,BL,EA | The Mini-Com® All Metal Shielded Patch Panel accepts up to 24 Mini-Com Shielded Jack Modules in 1 RU. The panel has a flat design made of stainless steel construction and mounts to 19 inch and 23 inch racks and cabinets. It includes grounding lugs. The pa | PC | 1 | 10 | 1 | 1 | 71.14
61305677012 | CP24WH | Mini Com 24 port all metal patch panel, | The Mini-Com® All Metal Shielded Patch Panel accepts up to 24 Mini-Com Shielded Jack Modules in 1 RU. The panel has a flat design made of stainless steel construction and mounts to 19 inch and 23 inch racks and cabinets. It includes grounding lugs. The pa | PC | 1 | 1 | 1 | 1 | 71.14
07498379143 | CP24WSBBK6TGBL | PatchPanel,Shielded,24Pt,BL,EA | Mini Com 24-port modular all metal shielded patch panel kit in black; includes twenty four Mini Com Category 6 shielded modules, one bracket, SRBBRKT and one strain relief bar, SRBCT. (1 RU). | KT | 1 | 1 | 1 | 1 | 652.1
07498303638 | CP24WSBLY | PatchPanel,24Pt,Metal,BL,EA | The Mini-Com® All Metal Shielded Patch Panel accepts up to 24 Mini-Com Shielded Jack Modules in 1 RU. The panel has a flat design made of stainless steel construction and mounts to 19 inch and 23 inch racks and cabinets. It includes a built-in strain reli | PC | 1 | 10 | 1 | 1 | 114.42
07498303642 | CP48BLY | PatchPanel,48Pt,AllMTL,BL,EA | The Mini-Com® All Metal Shielded Patch Panel accepts up to 48 Mini-Com Shielded Jack Modules in 2 RU. The panel has a flat design made of stainless steel construction and mounts to 19 inch and 23 inch racks and cabinets. It includes grounding lugs. The pa | PC | 1 | 10 | 1 | 1 | 127.22
07498303643 | CP48BNCBLY | Patch Panel,48Port,75ohm,BL,EA | The 48-port patch panel in black has forty eight pre-installed 75 ohm BNC couplers. (1 RU). | PC | 1 | 1 | 1 | 1 | 1083.8
07498389477 | CP48HDBL | PatchPanel,48Pt,HD,SHLD,BL,EA | The Mini-Com® High Density Shielded Modular Patch Panel accepts up to 48 Mini-Com Shielded Jack Modules in 1 RU. The panel has a flat design and mounts to 19 inch and 23 inch racks and cabinets. It includes a stainless steel stamping with molded faceplate | PC | 1 | 10 | 1 | 1 | 191.8
61305678556 | CP48HDWH | Mini Com 48 Port High Density Shielded M | The Mini-Com® High Density Shielded Modular Patch Panel accepts up to 48 Mini-Com Shielded Jack Modules in 1 RU. The panel has a flat design and mounts to 19 inch and 23 inch racks and cabinets. It includes a stainless steel stamping with molded faceplate | PC | 1 | 1 | 1 | 1 | 191.8
61305677013 | CP48WH | Mini Com 48 port all metal patch panel, | The Mini-Com® All Metal Shielded Patch Panel accepts up to 48 Mini-Com Shielded Jack Modules in 2 RU. The panel has a flat design made of stainless steel construction and mounts to 19 inch and 23 inch racks and cabinets. It includes grounding lugs. The pa | PC | 1 | 1 | 1 | 1 | 127.22
07498303644 | CP48WSBLY | PatchPanel,48Pt,w/Labl,BL,EA | The Mini-Com® All Metal Shielded Patch Panel accepts up to 48 Mini-Com Shielded Jack Modules in 2RU. The panel has a flat design made of stainless steel construction and mounts to 19 inch and 23 inch racks and cabinets. It includes a built-in strain relie | PC | 1 | 10 | 1 | 1 | 196.9
07498303648 | CPA24BLY | PatchPanel,24Pt,Agl,AllMTL,BL,EA | The Mini-Com® All Metal Shielded Patch Panel accepts up to 24 Mini-Com Shielded Jack Modules in 1 RU. The panel has an angled design made of stainless steel construction and mounts to 19 inch and 23 inch racks and cabinets. It includes grounding lugs. The | PC | 1 | 10 | 1 | 1 | 130.32
61305676978 | CPA24WH | Mini Com 24 port angled all metal patch | The Mini-Com® All Metal Shielded Patch Panel accepts up to 24 Mini-Com Shielded Jack Modules in 1 RU. The panel has an angled design made of stainless steel construction and mounts to 19 inch and 23 inch racks and cabinets. It includes grounding lugs. The | PC | 1 | 10 | 1 | 1 | 130.32
07498303649 | CPA48BLY | PatchPanel,48Pt,Angld,AllMTL,BL,EA | The Mini-Com® All Metal Shielded Patch Panel accepts up to 48 Mini-Com Shielded Jack Modules in 2 RU. The panel has an angled design made of stainless steel construction and mounts to 19 inch and 23 inch racks and cabinets. It includes grounding lugs. The | PC | 1 | 1 | 1 | 1 | 251.64
07498395090 | CPA48HDBL | PatchPanel,48Pt,HD,Angld,SHLD,EA | Mini Com 48-port modular all metal shielded high density angled patch panel in black, (1 RU). | PC | 1 | 1 | 1 | 1 | 311.28
61305677571 | CPA48HDWH | Mini Com 48 Port High Density Shielded M | The Mini-Com® High Density Shielded Modular Patch Panel accepts up to 48 Mini-Com Shielded Jack Modules in 1 RU. The panel has an angled design and mounts to 19 inch and 23 inch racks and cabinets. It includes a stainless steel stamping with molded facepl | PC | 1 | 1 | 1 | 1 | 311.28
61305676979 | CPA48WH | Mini Com 48 port angled all metal patch | The Mini-Com® All Metal Shielded Patch Panel accepts up to 48 Mini-Com Shielded Jack Modules in 2 RU. The panel has an angled design made of stainless steel construction and mounts to 19 inch and 23 inch racks and cabinets. It includes grounding lugs. The | PC | 1 | 10 | 1 | 1 | 251.64
07498303651 | CPAF1BLY | Filler Panel,1RU,Angled,BL,EA | 1RU Horizontal Angled Rack Filler Panel, Black. | PC | 1 | 10 | 1 | 1 | 108.56
61305634166 | CPAF1WH | Angled Filler Panel 1 RU, White | 1RU Horizontal Angled Rack Filler Panel, White. | PC | 1 | 10 | 1 | 1 | 108.56
07498303652 | CPAF2BLY | Filler Panel,2RU,Angled,BL,EA | 2RU Horizontal Angled Rack Filler Panel, Black. | PC | 1 | 10 | 1 | 1 | 122.76
61305634167 | CPAF2WH | Angled Filler Panel 2 RU, White | 2RU Horizontal Angled Rack Filler Panel, White. | PC | 1 | 10 | 1 | 1 | 122.76
07498379864 | CPATCBL | PatchPanelCoverPlate,Angled,BL,EA | Transitional cover for angled patch panels, occupies zero rack space, Black. | PC | 1 | 10 | 1 | 1 | 127.54
61305634168 | CPATCWH | Angled transitional patch panel cover, W | Transitional Cover for Angled Patch Panels, occupies zero rack space, White. | PC | 1 | 10 | 1 | 1 | 127.54
61305676463 | CPB12BL | Raised Floor/In Ceiling Consolidation Po | The PanZone® Consolidation Point Box Enclosure is a low-cost, easy-to-install solution to deliver a point of connection and configuration within the permanent link to allow interconnection/cross connection to a network service or device. The removable pa | PC | 1 | 1 | 1 | 1 | 186.88
61305676464 | CPB24BL | Raised Floor/In Ceiling Consolidation Po | The PanZone® Consolidation Point Box Enclosure is a low-cost, easy-to-install solution to deliver a point of connection and configuration within the permanent link to allow interconnection/cross connection to a network service or device. The removable pa | PC | 1 | 1 | 1 | 1 | 216.32
61305676465 | CPB48BL | Raised Floor/In Ceiling Consolidation Po | The PanZone® Consolidation Point Box Enclosure is a low-cost, easy-to-install solution to deliver a point of connection and configuration within the permanent link to allow interconnection/cross connection to a network service or device. The removable pa | PC | 1 | 1 | 1 | 1 | 247.84
61305676454 | CPB6BL | Raised Floor/In Ceiling Consolidation Po | The PanZone® Consolidation Point Box Enclosure is a low-cost, easy-to-install solution to deliver a point of connection and configuration within the permanent link to allow interconnection/cross connection to a network service or device. The removable pa | PC | 1 | 1 | 1 | 1 | 170.4
61305638164 | CPCAPBL-X | Wire Cap for TX6A Category 6A UTP Field |  | PC | 1 | 10 | 10 | 1 | 1.7
07498369704 | CPGEI | Faceplate,Screw-on,rect.,EI,1-gang,EA | Screw-on single gang rectangular faceplate. Covers one NEMA standard rectangular electrical outlet or one standard rectangular communication module frame, Electric Ivory. | PC | 1 | 10 | 1 | 1 | 5.86
07498371554 | CPGIW | Faceplate,Screw-on,rect.,IW,1-gang,EA | Screw-on single gang rectangular faceplate. Covers one NEMA standard rectangular electrical outlet or one standard rectangular communication module frame, Off White. | PC | 1 | 10 | 1 | 1 | 4.88
07498369703 | CPGWH | Faceplate,Screw-on,rect.,WH,1-gang,EA | Screw-on single gang rectangular faceplate. Covers one NEMA standard rectangular electrical outlet or one standard rectangular communication module frame, White. | PC | 1 | 10 | 1 | 1 | 4.88
07498384014 | CPNEI | Faceplate,Screw-on,blank,EI,1-gang,EA | Screw-on single gang blank cover faceplate. Supplied with two mounting screws, Electric Ivory. | PC | 1 | 10 | 1 | 1 | 9.06
07498384011 | CPNIW | Faceplate,Screw-on,blank,IW,1-gang,EA | Screw-on single gang blank cover faceplate. Supplied with two mounting screws, Off White. | PC | 1 | 10 | 1 | 1 | 7.56
07498384012 | CPNWH | Faceplate,Screw-on,blank,WH,1-gang,EA | Screw-on single gang blank cover faceplate. Supplied with two mounting screws, White. | PC | 1 | 10 | 1 | 1 | 7.56
07498361702 | CPP12WBL | Patch Panel,12Port,BL,EA | Mini Com 12-port modular patch panel in black, mounts to 89D bracket. | PC | 1 | 10 | 1 | 1 | 40.2
61305676963 | CPP24FM6BL | Mini Com 24 port modular Flush Mount pat | The Mini-Com® Flush Mount Modular Patch Panel accepts up to 24 Mini-Com Modules for unshielded applications in 1 RU, and mounts to 19 inch and 23 inch racks and cabinets. The ports are grouped in 6. The panel mounts flush with the rack and can be identifi | PC | 1 | 10 | 1 | 1 | 61.82
07498303654 | CPP24FMWBLY | PatchPanel,24Pt,ModFlushMnt,BL,EA | The Mini-Com® Flush Mount Modular Patch Panel accepts up to 24 Mini-Com Modules for unshielded applications in 1 RU, and mounts to 19 inch and 23 inch racks and cabinets. The panel mounts flush with the rack and can be identified with adhesive labels and | PC | 1 | 10 | 1 | 1 | 61.82
61305634154 | CPP24FMWWH | Mini Com 24 port Flush Mount Patch Panel | Mini Com 24-port modular flush mount patch panel in white, (1RU). | PC | 1 | 10 | 1 | 1 | 61.82
07498303655 | CPP24WBLY | PatchPanel,24Pt,Modular,BL,EA | The Mini-Com® Faceplate Modular Patch Panel accepts up to 24 Mini-Com Modules for unshielded applications in 1 RU, and mounts to 19 inch and 23 inch racks and cabinets. The panel offers front access and can be identified with adhesive labels and is black. | PC | 1 | 10 | 1 | 1 | 56.26
07498303656 | CPP32WBLY | Patch Panel,32Port,Modular,BL,EA | Mini Com 32-port modular high denstiy patch panel with faceplates in black, (1RU). | PC | 1 | 10 | 1 | 1 | 136.76
07498383789 | CPP48FM6BL | Patch Panel,Flush Mnt, 48PT,EA | Mini Com 48-port modular flush mount patch panel in black, ports grouped in 6, (2RU). | PC | 1 | 10 | 1 | 1 | 110.62
07498358738 | CPP48FMVNSWBLY | Industrial,8Pt,CUPatchPanel,RG,EA | Mini Com 48-port modular flush mount patch panel in black, has vertical numbering sequence, ports grouped in 4, (2RU). | PC | 1 | 10 | 1 | 1 | 110.62
07498303658 | CPP48FMWBLY | PatchPanel,48Pt,ModFlushMnt,BL,EA | The Mini-Com® Flush Mount Modular Patch Panel accepts up to 48 Mini-Com Modules for unshielded applications in 2 RU, and mounts to 19 inch and 23 inch racks and cabinets. The panel mounts flush with the rack and can be identified with adhesive labels and | PC | 1 | 10 | 1 | 1 | 110.62
61305634159 | CPP48FMWWH | Mini Com 48 port Flush Mount Patch Panel | Mini Com 48-port modular flush mount patch panel in white, (2RU). | PC | 1 | 10 | 1 | 1 | 110.62
07498391252 | CPP48HDEWBL | PatchPanel,48Pt,ModularHD,Port#s,BL,EA | The Mini-Com® High Density Modular Patch Panel accepts up to 48 Mini-Com Modules for unshielded applications in 1 RU and mounts to 19 inch and 23 inch racks and cabinets. The panel can be identified with adhesive labels and is black. | PC | 1 | 10 | 1 | 1 | 167.1
61305676662 | CPP48HDEWWH | Mini Com 48 port High Density Patch pane | The Mini-Com® High Density Modular Patch Panel accepts up to 48 Mini-Com Modules for unshielded applications in 1 RU and mounts to 19 inch and 23 inch racks and cabinets. The panel can be identified with adhesive labels and is white | PC | 1 | 10 | 1 | 1 | 167.1
07498378661 | CPP48HDVNSWBL | PatchPanel,48Pt,ModularHD,Tp/Bot#s,BL,EA | The Mini-Com® High Density Modular Patch Panel accepts up to 48 Mini-Com Modules for unshielded applications in 1 RU and mounts to 19 inch and 23 inch racks and cabinets. The panel includes pre-printed numbers that follow a vertical sequence and is black. | PC | 1 | 10 | 1 | 1 | 167.1
07498303659 | CPP48HDWBLY | PatchPanel,48Pt,ModularHD,RearFPs,BL,EA | The Mini-Com® High Density Modular Patch Panel accepts up to 48 Mini-Com Modules for unshielded applications in 1 RU and mounts to 19 inch and 23 inch racks and cabinets. The panel is black. | PC | 1 | 10 | 1 | 1 | 167.1
61305634161 | CPP48HDWWH | Mini Com 48 port High Density Patch Pane | Mini Com 48-port modular high density patch panel in white, (1RU). | PC | 1 | 10 | 1 | 1 | 167.1
07498303660 | CPP48WBLY | PatchPanel,48port,Modular,BL,EA | The Mini-Com® Faceplate Modular Patch Panel accepts up to 48 Mini-Com Modules for unshielded applications in 2 RU, and mounts to 19 inch and 23 inch racks and cabinets. The panel offers front access and can be identified with adhesive labels and is black. | PC | 1 | 10 | 1 | 1 | 103.92
07498303661 | CPP72FMWBLY | Patch Panel,72Pt,MF Mount,BL,EA | Mini Com 72-port modular flush mount patch panel in black, (2RU). | PC | 1 | 10 | 1 | 1 | 151.6
61305677015 | CPPA24FM6BL | Mini Com 24 port modular Flush Mount ang | The Mini-Com® Flush Mount Modular Angled Patch Panel accepts up to 24 Mini-Com Modules for unshielded applications in 1 RU, and mounts to 19 inch and 23 inch racks and cabinets. The ports are grouped in 6. The panel mounts flush with the rack and can be i | PC | 1 | 10 | 1 | 1 | 118.44
07498303663 | CPPA24FMWBLY | PtchPnl,24-port,ModFlushMnt,BL,EA | The Mini-Com® Flush Mount Angled Modular Patch Panel accepts up to 24 Mini-Com Modules for unshielded applications in 1 RU, and mounts to 19 inch and 23 inch racks and cabinets. The panel mounts flush with the rack and can be identified with adhesive labe | PC | 1 | 10 | 1 | 1 | 118.44
61305634155 | CPPA24FMWWH | Mini Com 24 port Flush Mount Angled Patc | Mini Com 24-port modular flush mount angled patch panel in white, (1RU). | PC | 1 | 10 | 1 | 1 | 118.44
07498383790 | CPPA48FM6BL | Patch Panel,Flush Mnt,Angle,48P,EA | Mini Com 48-port modular flush mount angled patch panel in black, ports grouped in 6, (2RU). | PC | 1 | 10 | 1 | 1 | 198.92
07498383787 | CPPA48FM6VNSBL | Patch Panel,48Port,FlushMount,Angled,EA | Mini Com 48-port modular flush mount angled patch panel in black, has vertical numbering sequence, ports grouped in 6, (2RU). | PC | 1 | 10 | 1 | 1 | 238.7
07498303665 | CPPA48FMWBLY | PtchPnl,48Pt,ModAngldFlushMnt,BL,EA | The Mini-Com® Flush Mount Angled Modular Patch Panel accepts up to 48 Mini-Com Modules for unshielded applications in 2 RU, and mounts to 19 inch and 23 inch racks and cabinets. The panel mounts flush with the rack and can be identified with adhesive labe | PC | 1 | 1 | 1 | 1 | 198.92
61305634160 | CPPA48FMWWH | Mini Com 48 port Flush Mount Angled Patc | Mini Com 48-port modular flush mount angled patch panel in white, (2RU). | PC | 1 | 10 | 1 | 1 | 198.92
07498391253 | CPPA48HDEWBL | PtchPnl,48Pt,ModAngldHD,Pre,BL,EA | The Mini-Com® High Density Angled Modular Patch Panel accepts up to 48 Mini-Com Modules for unshielded applications in 1 RU and mounts to 19 inch and 23 inch racks and cabinets. The panel can be identified with adhesive labels and is black. | PC | 1 | 1 | 1 | 1 | 286.8
61305676671 | CPPA48HDEWWH | Mini Com 48 port High Density Angled Pat | The Mini-Com® High Density Angled Modular Patch Panel accepts up to 48 Mini-Com Modules for unshielded applications in 1 RU and mounts to 19 inch and 23 inch racks and cabinets. The panel can be identified with adhesive labels and is white | PC | 1 | 1 | 1 | 1 | 286.8
07498378659 | CPPA48HDVNSWBL | PtchPnl,48Pt,ModAngldHD,Vt,BL,EA | Mini Com 48-port modular high density angled patch panel in black, has vertical numbering sequence, (1RU). | PC | 1 | 1 | 1 | 1 | 286.8
07498303666 | CPPA48HDWBLY | PtchPnl48Pt,ModAngldHD,BL,EA | The Mini-Com® High Density Angled Modular Patch Panel accepts up to 48 Mini-Com Modules for unshielded applications in 1 RU and mounts to 19 inch and 23 inch racks and cabinets. The panel is black. | PC | 1 | 1 | 1 | 1 | 286.8
61305634162 | CPPA48HDWWH | Mini Com 48 port High Density Angled Pa | Mini Com 48-port modular high density angled patch panel in white, (1RU). | PC | 1 | 1 | 1 | 1 | 286.8
07498303667 | CPPA72FMWBLY | PtchPnl72-port,ModFlushMnt,BL,EA | The Mini-Com® Flush Mount Angled Modular Patch Panel accepts up to 72 Mini-Com Modules for unshielded applications in 2 RU and mounts to 19 inch and 23 inch racks and cabinets. The panel mounts flush with the rack, can be identified with adhesive labels, | PC | 1 | 1 | 1 | 1 | 257.22
07498303668 | CPPK24BLY | Patch Panel Kit, 24 Port, Modular, Black | The Mini-Com® Faceplate Modular Patch Panel Kit includes 24 Mini-Com Cat 5e Leadframe Jack Modules, is 1 RU, and mounts to 19 inch and 23 inch racks and cabinets. The panel offers front access, can be identified with adhesive labels, and is black. | PC | 1 | 1 | 1 | 1 | 346.86
07498303670 | CPPK48BLY | Patch Panel Kit, 48 Port, Modular, Black | The Mini-Com® Faceplate Modular Patch Panel Kit includes 48 Mini-Com Cat 5e Leadframe Jack Modules, is 2 RU, and mounts to 19 inch and 23 inch racks and cabinets. The panel offers front access, can be identified with adhesive labels, and is black. | PC | 1 | 1 | 1 | 1 | 584.88
07498368087 | CPPK6G24WBL | PtchPnlKt,24-port,Cat6,TXMod,BL,EA | Mini Com 24-port modular patch panel kit with faceplates in black; includes twenty four Mini Com Category 6 jack modules, (1 RU). | PC | 1 | 1 | 1 | 1 | 467.76
07498358712 | CPPKL6ATG24WBL | PtchPnlKt,24-port,Cat6A,TGJkMod,BL,EA | The Mini-Com® Modular Patch Panel Kit includes 24 Mini-Com Cat 6A TG Jack Modules for unshielded applications, is 1 RU, and mounts to 19 inch and 23 inch racks and cabinets. The panel offers front access, includes label pockets for easy identification, an | KT | 1 | 1 | 1 | 1 | 643.66
07498358735 | CPPKL6ATG48WBL | PtchPnlKt,48Pt,Cat6A,TGJkMod,BL,EA | The Mini-Com® Modular Patch Panel Kit includes 48 Mini-Com Cat 6A TG Jack Modules for unshielded applications, is 2 RU, and mounts to 19 inch and 23 inch racks and cabinets. The panel offers front access, includes label pockets for easy identification, an | KT | 1 | 1 | 1 | 1 | 1275.98
07498368082 | CPPKL6G24WBL | PtchPnlKt,L24-port,Cat6,TXMod,BL,EA | The Mini-Com® Modular Patch Panel Kit includes 24 Mini-Com Cat 6 TG Jack Modules for unshielded applications, is 1 RU, and mounts to 19 inch and 23 inch racks and cabinets. The panel offers front access, includes label pockets for easy identification, and | PC | 1 | 1 | 1 | 1 | 471.08
61305623501 | CPPKL6G48WBL | PtchPnlKt,L48-port,Cat6,TXMod,BL,EA | The Mini-Com® Modular Patch Panel Kit includes 48 Mini-Com Cat 6 TG Jack Modules for unshielded applications, is 2 RU, and mounts to 19 inch and 23 inch racks and cabinets. The panel offers front access, includes label pockets for easy identification, and | KT | 1 | 1 | 1 | 1 | 930.78
07498358354 | CPPKLA6ATG48WBL | PtchPnlKt,48Pt,Angld,Cat6A,BL,EA | Mini Com 48-port modular angled patch panel kit with faceplates in black; includes forty eight Mini Com Category 6A jack modules, labels and label covers, (2 RU). | PC | 1 | 1 | 1 | 1 | 1349.54
07498303682 | CPPL24M6BLY | PtchPnl,24-port6PK,BL,EA | The Mini-Com® Faceplate Modular Patch Panel accepts up to 24 Mini-Com Modules for unshielded applications in 1 RU and mounts to 19 inch and 23 inch racks and cabinets. Ports are grouped in 6. The panel includes label pockets with preprinted labels for eas | PC | 1 | 10 | 1 | 1 | 62.88
07498303683 | CPPL24WBLY | PtchPnl,24-port,ModSnapIn,BL,EA | The Mini-Com® Faceplate Modular Patch Panel accepts up to 24 Mini-Com Modules for unshielded applications in 1 RU and mounts to 19 inch and 23 inch racks and cabinets. The panel offers front access, includes label pockets for easy identification, and is b | PC | 1 | 10 | 1 | 1 | 59.88
07498303684 | CPPL24WRBLY | Patch Panel,24Port,Recessed,BL,EA | Mini Com 24-port recessed modular patch panel with faceplates in black, with label and label covers, (1RU). | PC | 1 | 10 | 1 | 1 | 89.82
07498303685 | CPPL48M6BLY | PtchPnl,48Pt6PK,BL,EA | Mini Com 48-port modular patch panel in black, includes faceplates with ports grouped in 6, labels and label covers, (2RU). | PC | 1 | 10 | 1 | 1 | 112.78
07498303686 | CPPL48WBLY | PtchPnl,48Pt,ModSnapIn,BL,EA | The Mini-Com® Faceplate Modular Patch Panel accepts up to 48 Mini-Com Modules for unshielded applications in 2 RU and mounts to 19 inch and 23 inch racks and cabinets. The panel offers front access, includes label pockets for easy identification, and is b | PC | 1 | 10 | 1 | 1 | 107.36
07498303688 | CPPL72WBLY | PatchPanel,72-port,BL,EA | Mini Com 72-port modular patch panel with faceplates in black, with label and label covers, (2RU). | PC | 1 | 10 | 1 | 1 | 159.12
07498303689 | CPPLA24WBLY | PatchPanel,24-port,Angled,BL,EA | The Mini-Com® Faceplate Angled Modular Patch Panel accepts up to 24 Mini-Com Modules for unshielded applications in 1 RU and mounts to 19 inch and 23 inch racks and cabinets. The panel offers front access, includes label pockets for easy identification, a | PC | 1 | 10 | 1 | 1 | 111.32
07498303690 | CPPLA48WBLY | PatchPanel,48port,Angled,BL,EA | The Mini-Com® Faceplate Angled Modular Patch Panel accepts up to 48 Mini-Com Modules for unshielded applications in 2 RU and mounts to 19 inch and 23 inch racks and cabinets. The panel offers front access, includes label pockets for easy identification, a | PC | 1 | 1 | 1 | 1 | 187.66
07498303691 | CPPLA72WBLY | PatchPanel,72-port,Angled,BL,EA | Mini Com 72-port modular angled atch panel with faceplates in black, with label and label covers, (2RU). | PC | 1 | 1 | 1 | 1 | 273.68
61305657992 | CPSCAPBL-X | TX6A Category 6A Shielded Field Term Plu |  | PC | 1 | 10 | 10 | 1 | 6.82
61305638165 | CPUDCAPBL-X | 45° Up/Down Cap for TX6A Category 6A UT |  | PC | 1 | 10 | 10 | 1 | 1.7
61305623649 | CQBM-X | Magnet for Quick Release Surface Mount B | Magnet for Quick Release Surface Mount Boxes | PC | 1 | 50 | 10 | 1 | 3.7
07498371923 | CRD-02-10PK | SZ SECURITY HANDLE HID CARDS 125 KHZ (10 | The SmartZone™ Security Handle HID Cards 125 kHz come in a pack of 10 cards. | PC | 1 | 1 | 1 | 1 | 179.32
07498382150 | CRFX5IW-X | Fitting,BendRadiusCross,Power,IW,PK10 | Four way cross fitting for use with LD5, LDPH5, and LDS5 raceway, Off White, ABS, Length 4.05 in, Width 4.05 in. UL Listed. | PC | 1 | 10 | 10 | 1 | 11.92
07498379341 | CRS1-125-X | Cable Rack Spacer 1 Position | One space stackable cable rack spacer. Manufactured from black glass-filled flame retardant nylon 6.6. Use with CRS4 to fill width of ladder rack. Accepts cable up to 1.25" (31.8mm) diameter. | C | 100 | 100 | 10 | 1 | 596.72
07498379115 | CRS1-X | Stackable Cable Rack Spacer - 1 | One space stackable cable rack spacer. Manufactured from black polycarbonate ABS blend. Use with CRS6 to fill width of ladder rack. Accepts cable up to .80" (20.3mm) diameter. | C | 100 | 10 | 10 | 1 | 482.8
07498379340 | CRS4-125-X | Stackable Cable Rack Spacer 4 Position | The four-space stackable cable rack spacer maximizes rack space by stacking products for maximum cable capacity. It is constructed of glass-filled flame retardant nylon 6.6. It accepts cable up to 1.25 inches (31.8mm) in diameter. | C | 100 | 100 | 10 | 1 | 1283.43
07498379116 | CRS6-X | Stackable Cable Rack Spacer - 6 | Six space stackable cable rack spacer. Manufactured from black polycarbonate ABS blend. Accepts cable up to .80" (20.3mm) diameter. | C | 100 | 20 | 10 | 1 | 1235.18
07498377597 | CSGLLC-L | Replacement Label,Single Gang,PK50 | Single gang Mini-Com® Label/Label Cover Kit. Each kit contains 50 labels and 50 clear label covers. | PC | 1 | 250 | 50 | 1 | .52
07498336150 | CSPT | Cat6 Modular Plug Termination Tool,EA | This tool terminates Panduit modular plugs. This tool is black. | PC | 1 | 10 | 1 | 1 | 6.9
07498395553 | CTCN1X5 | CABTopCvr,Bezel,1.5"x5",BL,EA | Used to seal off 1.5" x 5" cabinet top openings. Can also be used to add the CTGN1X5 to openings where the snap-on cover has been removed. For use with Net-Access™ Cabinets. Color: Black | PC | 1 | 10 | 1 | 1 | 12.5
07498395552 | CTCN3X5 | CABTopCvr,Bezel,3.5"x5",BL,EA | Used to seal off 3.5" x 5" cabinet top openings. Can also be used to add the CTGN3X5 to openings where the snap-on cover has been removed. For use with Net-Access™ Cabinets. Color: Black | PC | 1 | 10 | 1 | 1 | 14.2
61305602387 | CTCN6X6 | CABTopCvr,Bezel,6"x6",BL,EA | Used to seal off 6.5" x 6.5" cabinet top openings. For use with Net-Access™ Cabinets. Color: Black | PC | 1 | 10 | 1 | 1 | 22.46
07498395951 | CTGN1X5 | CB,CABTopAirSealing,1.5"x5",BL,EA | Used to seal off 1" x 5" cabinet top openings when cables are routed through the top of a cabinet. Airtight fabric and Ultra-Cinch™ Tie close top of fabric, minimizing hot air bypass around cables to improve cooling of network equipment and reduce energy | PC | 1 | 10 | 1 | 1 | 69.26
07498395554 | CTGN3X5 | CB,CABTopAirSealing,3.5"x5",BL,EA | The Cool Boot® 3” x 5” cabinet sealing fitting is used to seal off top cable routing openings. The airtight fabric and Ultra-Cinch™ Tie minimizes hot air bypass around cables to improve the cooling of IT equipment, therefore, reducing energy costs. This c | PC | 1 | 10 | 1 | 1 | 88.56
07498395964 | CTGN6X6 | CB,CABTopAirSealing,6.5"x6.5",BL,EA | The Cool Boot® 6” x 6” cabinet sealing fitting is used to seal off top cable routing openings. The airtight fabric and Ultra-Cinch™ Tie minimizes hot air bypass around cables to improve the cooling of IT equipment, therefore, reducing energy costs. This c | PC | 1 | 10 | 1 | 1 | 136.26
07498395967 | CTNBZL6X6 | CABTopCvr,Bezel,6.5"x6.5",BL,EA | Used to provide a protective edge for cables routed through the 6.5" x 6.5" cabinet top openings after knock-outs are removed. Can also be used to add the CTGN6X6 to openings where knock-out has been removed. For use with Net-Access™ Cabinets. Color: Bl | PC | 1 | 10 | 1 | 1 | 17.04
61305625720 | CUCAKITB1 | UAC COLUMN ADAPTER KIT | UAC COLUMN ADAPTER KIT | PC | 1 | 1 | 1 | 1 | 344
61305675463 | CUCAKITW1 | UAC COLUMN ADAPTER KIT - WH | UAC Column Adapter Kit - WH | PC | 1 | 1 | 1 | 1 | 344
07498303970 | CUCFS06B1 | Cabinet to Floor Sealing for 600mm Cabin | Cabinet to floor Sealing for 600mm Cabinet | PC | 1 | 10 | 10 | 1 | 71.72
07498303971 | CUCFS07B1 | Cabinet to Floor Sealing for 700mm Cabin | Cabinet to floor Sealing for 700mm Cabinet | BX | 1 | 10 | 10 | 1 | 68.72
07498303972 | CUCFS08B1 | Cabinet to Floor Sealing for 800mm Cabin | Cabinet to floor Sealing for 800mm Cabinet | PC | 1 | 10 | 10 | 1 | 86.22
07498303973 | CUCFS10B1 | Cabinet to Floor Sealing for 1000mm Cabi | Cabinet to floor Sealing for 1000mm Cabinet | PC | 1 | 10 | 10 | 1 | 98.8
61305656935 | CUCGF03DPB1 | Net-Contain™ Universal Aisle Containme | Net-Contain™ Universal Aisle Containment Ceiling Grid Kit for Drop Away panel Roofing 3 ft. (900 mm); Black | PC | 1 | 2 | 1 | 1 | 516.82
61305656936 | CUCGF03DPW1 | Net-Contain™ Universal Aisle Containme | Net-Contain™ Universal Aisle Containment Ceiling Grid Kit for Drop Away panel Roofing 3 ft. (900 mm); White | PC | 1 | 1 | 1 | 1 | 516.82
61305656931 | CUCGF04DPB1 | Net-Contain™ Universal Aisle Containme | Net-Contain™ Universal Aisle Containment Ceiling Grid Kit for Drop Away panel Roofing 4 ft. (1200 mm); Black | PC | 1 | 2 | 1 | 1 | 558.62
61305656932 | CUCGF04DPW1 | Net-Contain™ Universal Aisle Containme | Net-Contain™ Universal Aisle Containment Ceiling Grid Kit for Drop Away panel Roofing 4 ft. (1200 mm); White | PC | 1 | 1 | 1 | 1 | 558.62
61305656933 | CUCGF06DPB1 | Net-Contain™ Universal Aisle Containme | Net-Contain™ Universal Aisle Containment Ceiling Grid Kit for Drop Away panel Roofing 6 ft. (1800 mm); Black | PC | 1 | 2 | 1 | 1 | 722.92
61305656934 | CUCGF06DPW1 | Net-Contain™ Universal Aisle Containme | Net-Contain™ Universal Aisle Containment Ceiling Grid Kit for Drop Away panel Roofing 6 ft. (1800 mm); White | PC | 1 | 2 | 1 | 1 | 722.92
07498385605 | CUCMSS03ST01NC | Mid-SpanCABSupport,300mm,Silver,EA | The Net-Contain™ Mid-Span Cabinet Support is used in the Aisle Containment system and is 300mm high. This mid-span cabinet support is required every 2400mm on a fully populated containment. It is silver. | PC | 1 | 1 | 1 | 1 | 246.64
07498385606 | CUCMSS06ST01NC | Mid-SpanCABSupport,600mm,Silver,EA | Net-Contain™ Universal Aisle Containment Mid-Span Cabinet Support 600mm high. Required for every 2400mm length on fully populated containment. Color: Silver | PC | 1 | 1 | 1 | 1 | 236.76
61305610813 | CUD1SDB1 | NetConDualSlidingDoor,1Door,BL,EA | The Net-Contain™ Containment Dual Sliding Door is designed for a 4 foot wide aisle. It is a single door measuring 2134mm tall by 1422mm wide. This end of row sliding door can be mounted on the Net-Access™ N-Type and S-Type 600mm, 700mm, and 800mm Cabinets | PC | 1 | 1 | 1 | 1 | 6962.2
61305610814 | CUD1SDS1 | NetConDualSlidingDoor,1Door,SLR,EA | Net-Contain™ Containment Dual Sliding Door. Accommodates a 4' (1200mm) or a 6' (1800mm) aisle width, Silver | PC | 1 | 1 | 1 | 1 | 6636
61305610815 | CUD2SDB1 | NetConDualSlidingDoor,2D,Black,EA | The Net-Contain™ Containment Dual Sliding Door is a great fit for an aisle that is 6ft wide. This containment dual sliding door is two doors measuring 2134mm H x 1422mm W. This end of row sliding door can be mounted on the Net-Access™ N-Type and S-Type 60 | PC | 1 | 2 | 2 | 1 | 6661.58
61305610816 | CUD2SDS1 | NetConDualSlidingDoor,2D,Silver,EA | The Net-Contain™ containment dual sliding doors is designed to be used with the Universal Aisle Containment. It accommodates a 4' (1200mm) or a 6' (1800mm) aisle width and is silver. | PK | 1 | 2 | 2 | 1 | 5789.98
61305617276 | CUEFRCKITB1 | USRC TO UAC 900mm CONVERSION KIT, Black | USRC TO UAC 900mm CONVERSION KIT, Black | PC | 1 | 1 | 1 | 1 | 377.98
61305617277 | CUEFRCKITW1 | USRC TO UAC 900mm CONVERSION KIT, White | USRC TO UAC 900mm CONVERSION KIT, White | PC | 1 | 1 | 1 | 1 | 377.98
61305602585 | CUEFRT8W04B1 | NetConUACFrm,4ftAisle,42RU/45RUHi,BL,EA | Net-Contain™ Universal Aisle Containment end of row frame - 4ft - (1200mm) aisle width, 42ru/45ru high - black. | PC | 1 | 1 | 1 | 1 | 1553.52
61305602592 | CUEFRT8W04W1 | NetConUACFrm,4ftAisle,42RU/45RUHi,WH,EA | Net-Contain™ Universal Aisle Containment end of row frame - 4ft - (1200mm) aisle width, 42ru/45ru high - white. | PC | 1 | 1 | 1 | 1 | 1618.24
61305602586 | CUEFRT8W06B1 | NetConUACFrm,6ftAisle,42RU/45RUHi,BL,EA | Net-Contain™ Universal Aisle Containment end of row frame - 6ft - (1800mm) aisle width, 42ru/45ru high - black. | PC | 1 | 1 | 1 | 1 | 1747.28
61305602594 | CUEFRT8W06W1 | NetConUACFrm,6ftAisle,42RU/45RUHi,WH,EA | Net-Contain™ Universal Aisle Containment end of row frame - 6ft - (1800mm) aisle width, 42ru/45ru high - white. | PC | 1 | 1 | 1 | 1 | 1747.28
61305602587 | CUEFRT9W04B1 | NetConUACFrm,4ftAisle,48RU/52RUHi,BL,EA | Net-Contain™ Universal Aisle Containment end of row frame - 4ft - (1200mm) aisle width, 48ru/52ru high - black. | PC | 1 | 1 | 1 | 1 | 1693.76
61305602593 | CUEFRT9W04W1 | NetConUACFrm,4ftAisle,48RU/52RUHi,WH,EA | Net-Contain™ Universal Aisle Containment end of row frame - 4ft - (1200mm) aisle width, 48ru/52ru high - white. | PC | 1 | 1 | 1 | 1 | 1693.76
61305602588 | CUEFRT9W06B1 | NetConUACFrm,6ftAisle,48RU/52RUHi,BL,EA | Net-Contain™ Universal Aisle Containment end of row frame - 6ft - (1800mm) aisle width, 48ru/52ru high - black. | PC | 1 | 1 | 1 | 1 | 1881.4
61305602595 | CUEFRT9W06W1 | NetConUACFrm,6ftAisle,48RU/52RUHi,WH,EA | Net-Contain™ Universal Aisle Containment end of row frame - 6ft - (1800mm) aisle width, 48ru/52ru high - white. | PC | 1 | 1 | 1 | 1 | 1881.4
07498360211 | CUEOR12CPB1 | UAC End of Row Cap - 1200mm Aisle Width | UAC End of Row Cap - 1200mm Aisle Width | PC | 1 | 1 | 1 | 1 | 2367.7
07498306789 | CUEOR12CPW1 | UAC End of Row Cap - 1200mm Aisle Width | UAC End of Row Cap - 1200mm Aisle Width, White. | PC | 1 | 1 | 1 | 1 | 2486.12
07498360212 | CUEOR18CPB1 | UAC End of Row Cap - 1800mm Aisle Width | UAC End of Row Cap - 1800mm Aisle Width | PC | 1 | 1 | 1 | 1 | 2959.62
07498306790 | CUEOR18CPW1 | UAC End of Row Cap - 1800mm Aisle Width | UAC End of Row Cap - 1800mm Aisle Width | PC | 1 | 1 | 1 | 1 | 2983.32
61305656929 | CUEORF03DPB1 | Net-Contain™ Universal Aisle Containme | Net-Contain™ Universal Aisle Containment End of Row Kit for Drop Away Panel Roofing 3 ft. (900 mm); Black | PC | 1 | 1 | 1 | 1 | 227.82
61305656930 | CUEORF03DPW1 | Net-Contain™ Universal Aisle Containme | Net-Contain™ Universal Aisle Containment End of Row Kit for Drop Away Panel Roofing 3 ft. (900 mm); White | PC | 1 | 1 | 1 | 1 | 227.82
61305656938 | CUEORF04DPB1 | Net-Contain™ Universal Aisle Containme | Net-Contain™ Universal Aisle Containment End of Row Kit for Drop Away Panel Roofing 4 ft. (1200 mm); Black | PC | 1 | 1 | 1 | 1 | 266.98
61305656926 | CUEORF04DPW1 | Net-Contain™ Universal Aisle Containme | Net-Contain™ Universal Aisle Containment End of Row Kit for Drop Away Panel Roofing 4 ft. (1200 mm); White | PC | 1 | 1 | 1 | 1 | 266.98
61305656927 | CUEORF06DPB1 | Net-Contain™ Universal Aisle Containme | Net-Contain™ Universal Aisle Containment End of Row Kit for Drop Away Panel Roofing 6 ft. (1800 mm); Black | PC | 1 | 1 | 1 | 1 | 314.92
61305656928 | CUEORF06DPW1 | Net-Contain™ Universal Aisle Containme | Net-Contain™ Universal Aisle Containment End of Row Kit for Drop Away Panel Roofing 6 ft. (1800 mm); White | PC | 1 | 2 | 1 | 1 | 314.92
07498384726 | CUFBPR4206HBB1 | Blanking Panel,42RU,BL,EA | Net-Contain™ Universal Aisle Containment Full Blanking Panel 42 RU high x 600mm wide. Color: Black | PC | 1 | 1 | 1 | 1 | 650.12
07498384727 | CUFBPR4206HBW1 | Blanking Panel,42RU,WH,EA | Net-Contain™ Universal Aisle Containment Full Blanking Panel 42 RU high x 600mm wide, White. | PC | 1 | 1 | 1 | 1 | 677.2
07498384731 | CUFBPR4506HBB1 | Blanking Panel,45RU,BL,EA | Net-Contain™ Universal Aisle Containment Full Blanking Panel 45 RU high x 600mm wide. Color: Black | PC | 1 | 1 | 1 | 1 | 650.36
07498384741 | CUFBPR4506HBW1 | Blanking Panel,45RU,WH,EA | 45 RU Blanking Panel, Black | PC | 1 | 1 | 1 | 1 | 650.38
07498384743 | CUFBPR4806HBB1 | Blanking Panel,48RU,BL,EA | Net-Contain™ Universal Aisle Containment Full Blanking Panel 48 RU high x 600mm wide. Color: Black | PC | 1 | 1 | 1 | 1 | 660.02
07498384752 | CUFBPR4806HBW1 | Blanking Panel,48RU,WH,EA | Net-Contain™ Universal Aisle Containment Full Blanking Panel 48 RU high x 600mm wide, White. | PC | 1 | 1 | 1 | 1 | 660.02
07498384754 | CUFBPR5206HBB1 | Blanking Panel,52RU,BL,EA | Net-Contain™ Universal Aisle Containment Full Blanking Panel 52 RU high x 600mm wide. Color: Black | PC | 1 | 1 | 1 | 1 | 672.8
07498384755 | CUFBPR5206HBW1 | Blanking Panel,52RU,WH,EA | Net-Contain™ Universal Aisle Containment Full Blanking Panel 52 RU high x 600mm wide, White. | PC | 1 | 1 | 1 | 1 | 672.8
07498385154 | CUFMB24BL | 24 Port Underfloor Consolidation Box,EA | The PanZone® Consolidation Point Box Enclosure is designed to work with SMED NEXUS™ Under Floor Systems as a consolidation point. The enclosure is also suitable for other under floor systems with a minimum depth of 1.7 inches. The box can also be wall mou | PC | 1 | 1 | 1 | 1 | 258.8
07498384702 | CURFS06F04HBB1 | Roof Section,600x1200mm,BL,EA | Net-Contain Universal Aisle Containment 600mm Roofing Section 4 ft. (1200mm) Aisle Width, Black | PC | 1 | 1 | 1 | 1 | 679.46
07498384703 | CURFS06F04HBW1 | Roof Section, 600 x 1200, White | Net-Contain Universal Aisle Containment 600mm Roofing Section 4 ft. (1200mm) Aisle Width, White | PC | 1 | 1 | 1 | 1 | 679.5
07498384711 | CURFS06F06HBB1 | Roof Section,600x1800mm,BL,EA | Net-Contain Universal Aisle Containment 600mm Roofing Section 6 ft. (1800mm) Aisle Width, Black | PC | 1 | 1 | 1 | 1 | 697.84
07498384712 | CURFS06F06HBW1 | Roof Section, 600 x 1800, White | Net-Contain Universal Aisle Containment 600mm Roofing Section 6 ft. (1800mm) Aisle Width, White | PC | 1 | 1 | 1 | 1 | 697.84
07498384699 | CURFS07F04HBB1 | Roof Section,700x1200mm,BL,EA | Net-Contain Universal Aisle Containment 700mm Roofing Section 4 ft. (1200mm) Aisle Width, Black | PC | 1 | 1 | 1 | 1 | 679.56
07498384700 | CURFS07F04HBW1 | Roof Section, 700 x 1200, White | Net-Contain Universal Aisle Containment 700mm Roofing Section 4 ft. (1200mm) Aisle Width, White | PC | 1 | 1 | 1 | 1 | 679.56
07498384708 | CURFS07F06HBB1 | Roof Section,700x1800mm,BL,EA | Net-Contain Universal Aisle Containment 700mm Roofing Section 6 ft. (1800mm) Aisle Width, Black | PC | 1 | 1 | 1 | 1 | 697.84
07498384709 | CURFS07F06HBW1 | Roof Section, 700 x 1800, White | Net-Contain Universal Aisle Containment 700mm Roofing Section 6 ft. (1800mm) Aisle Width, White | PC | 1 | 1 | 1 | 1 | 697.84
07498384696 | CURFS08F04HBB1 | Roof Section,800x1200mm,BL,EA | Net-Contain Universal Aisle Containment 800mm Roofing Section 4 ft. (1200mm) Aisle Width, Black | PC | 1 | 1 | 1 | 1 | 553.4
07498384697 | CURFS08F04HBW1 | Roof Section, 800 x 1200, White | Net-Contain Universal Aisle Containment 800mm Roofing Section 4 ft. (1200mm) Aisle Width, White | PC | 1 | 1 | 1 | 1 | 576.48
07498384705 | CURFS08F06HBB1 | Roof Section,800x1800mm,BL,EA | Net-Contain Universal Aisle Containment 800mm Roofing Section 6 ft. (1800mm) Aisle Width, Black | PC | 1 | 1 | 1 | 1 | 743.94
07498384706 | CURFS08F06HBW1 | Roof Section, 800 x 1800, White | Net-Contain Universal Aisle Containment 800mm Roofing Section 6 ft. (1800mm) Aisle Width, White | PC | 1 | 1 | 1 | 1 | 743.94
07498384693 | CUSMPR52ST01B1 | Mid-Span,Post,BL,EA | Net-Contain™ Universal Aisle Containment Mid-Span Post 42 RU to 52 RU high. Required for every 2400mm length on partial populated row. Color: Black | PC | 1 | 1 | 1 | 1 | 786.58
07498384694 | CUSMPR52ST01W1 | MID SPAN POST FINISH GOOD - WHITE | Net-Contain™ Universal Aisle Containment Mid-Span Post 42 RU to 52 RU high. Required for every 2400mm length on partial populated row. Color: White | PC | 1 | 1 | 1 | 1 | 786.58
07498308299 | CUSR1SDLHB1 | Single Sliding Door-LH Open,BL | Net-Contain™ Universal Single Row Containment Single Sliding Door, left hand opening, Color: Black. | PC | 1 | 1 | 1 | 1 | 7506.64
07498308298 | CUSR1SDLHS1 | Single Sliding Door-LH Open,SL | Net-Contain™ Universal Single Row Containment Single Sliding Door, left hand opening, Color: White. | PC | 1 | 1 | 1 | 1 | 7007.58
07498308297 | CUSR1SDRHB1 | Single Sliding Door-RH Open,BL | Net-Contain™ Universal Single Row Containment Single Sliding Door, right hand opening, Color: Black. | PC | 1 | 1 | 1 | 1 | 7506.64
07498308296 | CUSR1SDRHS1 | Single Sliding Door-RH Open,SL | Net-Contain™ Universal Single Row Containment Single Sliding Door, right hand opening, Color: White. | PC | 1 | 1 | 1 | 1 | 7007.58
07498308239 | CUSREFRT8B1 | EOR,Roofing,42/45RU- 40.5",BL | Net-Contain™ Universal Single Row Containment End of Row Frame for Roofing - 42/45 RU high, 40.5"(1030mm) aisle width. Color: Black. | PC | 1 | 1 | 1 | 1 | 1766.02
07498308240 | CUSREFRT8W1 | EOR,Roofing,42/45RU- 40.5",WH | USRC - End of Row Frame for Roofing - 42/45RU high - 40.5"(1030mm) aisle width - White | PC | 1 | 1 | 1 | 1 | 1854.32
07498308300 | CUSREFRT9B1 | EOR,Roofing,48/52RU- 40.5",BL | Net-Contain™ Universal Single Row Containment End of Row Frame for Roofing, 48/52 RU high, 40.5"(1030mm) aisle width. Color: Black. | PC | 1 | 1 | 1 | 1 | 1976.16
07498308246 | CUSREFRT9W1 | EOR,Roofing,48/52RU- 40.5",WH | USRC - End of Row Frame for Roofing - 48/52RU high - 40.5"(1030mm) aisle width - White | PC | 1 | 1 | 1 | 1 | 2074.96
07498308324 | CUSREORCPB1 | End-of-Row Cap, BL | Net-Contain™ Universal Single Row Containment End of Row Cap, Color: Black. | PC | 1 | 1 | 1 | 1 | 2367.7
07498308335 | CUSREORCPW1 | End-of-Row Cap, WH | USRC - End-of-Row Cap - White | PC | 1 | 1 | 1 | 1 | 2367.7
07498308056 | CUSRRFS06B1 | Roof Panel, 600mm, BL | NET-CONTAIN USRC - ROOF PANEL 600mm - BLACK | PC | 1 | 1 | 1 | 1 | 650.72
07498308059 | CUSRRFS06W1 | Roof Panel, 600mm, WH | NET-CONTAIN USRC - ROOF PANEL 600mm - WHITE | PC | 1 | 1 | 1 | 1 | 683.28
07498308057 | CUSRRFS07B1 | Roof Panel, 700mm, BL | NET-CONTAIN USRC - ROOF PANEL 700mm - BLACK | PC | 1 | 1 | 1 | 1 | 650.72
07498308060 | CUSRRFS07W1 | Roof Panel, 700mm, WH | NET-CONTAIN USRC - ROOF PANEL 700mm - WHITE | PC | 1 | 1 | 1 | 1 | 683.28
07498308058 | CUSRRFS08B1 | Roof Panel, 800mm, BL | NET-CONTAIN USRC - ROOF PANEL 800mm - BLACK | PC | 1 | 1 | 1 | 1 | 686.6
07498308061 | CUSRRFS08W1 | Roof Panel, 800mm, WH | NET-CONTAIN USRC - ROOF PANEL 800mm - WHITE | PC | 1 | 1 | 1 | 1 | 720.96
07498308259 | CUSRVWA06B1 | Vertical Wall Adpt. 600mm,BL | Net-Contain USRC Vertical Wall Adapter - Black | PC | 1 | 1 | 1 | 1 | 171.62
07498308260 | CUSRVWA06W1 | Vertical Wall Adpt. 600mm,WH | Net-Contain USRC Vertical Wall Adapter - White | PC | 1 | 1 | 1 | 1 | 180.2
07498308261 | CUSRVWA07B1 | Vertical Wall Adpt. 700mm,BL | Net-Contain USRC Vertical Wall Adapter - Black | PC | 1 | 1 | 1 | 1 | 193.96
07498308262 | CUSRVWA07W1 | Vertical Wall Adpt. 700mm,WH | Net-Contain USRC Vertical Wall Adapter - White | PC | 1 | 1 | 1 | 1 | 203.66
07498308292 | CUSRVWA08B1 | Vertical Wall Adpt. 800mm,BL | Net-Contain USRC Vertical Wall Adapter - Black | PC | 1 | 1 | 1 | 1 | 195.96
07498308293 | CUSRVWA08W1 | Vertical Wall Adpt. 800mm,WH | Net-Contain USRC Vertical Wall Adapter - White | PC | 1 | 1 | 1 | 1 | 205.76
07498308308 | CUSRVWBB1 | Vertical Wall Brace, BL | USRC - Net-Contain Vertical Wall Brace - Black | PC | 1 | 1 | 1 | 1 | 108.06
07498308309 | CUSRVWBW1 | Vertical Wall Brace, WH | USRC - Net-Contain Vertical Wall Brace - White | PC | 1 | 1 | 1 | 1 | 113.46
07498308317 | CUSRVWER1626B1 | Adj. EOR Vertical Wall,(16"-26"),BL | USRC - Adjustable End-of-Row Vertical Wall (16"-26") - BL | PC | 1 | 1 | 1 | 1 | 1024.18
07498308319 | CUSRVWER1626W1 | Adj. EOR Vertical Wall,(16"-26"),WH | USRC - Adjustable End-of-Row Vertical Wall (16"-26") - WH | PC | 1 | 1 | 1 | 1 | 1075.4
07498308312 | CUSRVWER2638B1 | Adj. EOR Vertical Wall,(26"-38"),BL | USRC - Adjustable End-of-Row Vertical Wall (26"-38") - BL | PC | 1 | 1 | 1 | 1 | 1036.8
07498308316 | CUSRVWER2638W1 | Adj. EOR Vertical Wall,(26"-38"),WH | USRC - Adjustable End-of-Row Vertical Wall (26"-38") - WH | PC | 1 | 1 | 1 | 1 | 1088.6
07498308310 | CUSRVWER3866B1 | Adj. EOR Vertical Wall,(38"-66"),BL | USRC - Adjustable End-of-Row Vertical Wall (38"-66") - BL | PC | 1 | 1 | 1 | 1 | 1282.76
07498308311 | CUSRVWER3866W1 | Adj. EOR Vertical Wall,(38"-66"),WH | USRC - Adjustable End-of-Row Vertical Wall (38"-66") - WH | PC | 1 | 1 | 1 | 1 | 1346.88
07498308066 | CUSRWSK06B1 | Wall Beam-Wall Seal Kit,600mm,BL | Net-Contain™ Universal Single Row Containment Wall Beam-to-Wall Seal Kit 600mm, Color: Black. | PC | 1 | 1 | 1 | 1 | 150.6
07498308208 | CUSRWSK06W1 | Wall Beam-Wall Seal Kit,600mm,WH | USRC - Wall Beam to Wall Seal Kit 600mm - White | PC | 1 | 1 | 1 | 1 | 150.6
07498308067 | CUSRWSK07B1 | Wall Beam-Wall Seal Kit,700mm,BL | Net-Contain™ Universal Single Row Containment Wall Beam-to-Wall Seal Kit 700mm, Color: Black. | PC | 1 | 1 | 1 | 1 | 146.88
07498308220 | CUSRWSK07W1 | Wall Beam-Wall Seal Kit,700mm,WH | USRC - Wall Beam to Wall Seal Kit 700mm - White | PC | 1 | 1 | 1 | 1 | 146.88
07498308068 | CUSRWSK08B1 | Wall Beam-Wall Seal Kit,800mm,BL | Net-Contain™ Universal Single Row Containment Wall Beam-to-Wall Seal Kit 800mm, Color: Black. | PC | 1 | 1 | 1 | 1 | 149.84
07498308221 | CUSRWSK08W1 | Wall Beam-Wall Seal Kit,800mm,WH | USRC - Wall Beam to Wall Seal Kit 800mm - White | PC | 1 | 1 | 1 | 1 | 149.82
07498308102 | CUSRWSK24B1 | Wall Beam-Wall Seal Kit,2400mm,BL | Net-Contain™ Universal Single Row Containment Wall Beam-to-Wall Seal Kit 2400mm, Color: Black. | PC | 1 | 1 | 1 | 1 | 282.6
07498308222 | CUSRWSK24W1 | Wall Beam-Wall Seal Kit,2400mm,WH | Net-Contain™ Universal Single Row Containment Wall Beam-to-Wall Seal Kit 2400mm, Color: White. | PC | 1 | 1 | 1 | 1 | 282.6
07498384759 | CUTBPR0610HBN1 | Blanking Panel,Above Cabinet,BL,EA | Net-Contain™ Universal Aisle Containment Top of Cabinet Blanking Panel 600mm high x 1000mm wide. | PC | 1 | 1 | 1 | 1 | 491.94
07498384548 | CUVWA06S06STB1 | Adapter, 600mm, BL,EA | Net-Contain™ Universal Aisle Containment Vertical Wall Adapter 600mm wide. Color: Black | PC | 1 | 1 | 1 | 1 | 212.44
07498384685 | CUVWA06S06STW1 | 600mm Adapter, White | Net-Contain™ Universal Aisle Containment Vertical Wall Adapter 600mm wide. | PC | 1 | 1 | 1 | 1 | 212.44
07498384687 | CUVWA07S07STB1 | Adapter, 700mm, BL,EA | Net-Contain™ Universal Aisle Containment Vertical Wall Adapter 700mm wide. Color: Black | PC | 1 | 1 | 1 | 1 | 218.34
07498384688 | CUVWA07S07STW1 | 700mm Adapter, White | Net-Contain™ Universal Aisle Containment Vertical Wall Adapter 700mm wide. | PC | 1 | 1 | 1 | 1 | 218.34
07498384690 | CUVWA08S08STB1 | Adapter, 800mm, BL,EA | Net-Contain™ Universal Aisle Containment Vertical Wall Adapter 800mm wide. Color: Black | PC | 1 | 1 | 1 | 1 | 253.14
07498384691 | CUVWA08S08STW1 | 800mm Adapter, White | Net-Contain™ Universal Aisle Containment Vertical Wall Adapter 800mm wide. | PC | 1 | 2 | 1 | 1 | 253.16
07498384487 | CUVWB12S12STB1 | Adapter, 1200mm, BL,EA | Net-Contain™ Universal Aisle Containment Vertical Wall Brace - 4ft. (1200mm) aisle width. Color: Black | PC | 1 | 1 | 1 | 1 | 265.06
07498384488 | CUVWB12S12STW1 | 1200 HAC AISLE BEAM - WHITE | Net-Contain™ Universal Aisle Containment Vertical Wall Brace - 4ft. (1200mm) aisle width, white. | PC | 1 | 1 | 1 | 1 | 265.08
07498384714 | CUWBPS06ST02B1 | Wall Beam Pair, 600mm,BL,EA | Net-Contain™ Universal Aisle Containment Wall Beam 600mm long, two pieces. Color: Black | PC | 1 | 1 | 1 | 1 | 637
07498384715 | CUWBPS06ST02W1 | 600mm Wall Beam Pair, White | Net-Contain™ Universal Aisle Containment Wall Beam 600mm long, two pieces. | PC | 1 | 1 | 1 | 1 | 637
07498384717 | CUWBPS07ST02B1 | Wall Beam Pair, 700mm,BL,EA | Net-Contain™ Universal Aisle Containment Wall Beam 700mm long, two pieces. Color: Black | PC | 1 | 1 | 1 | 1 | 992.46
07498384718 | CUWBPS07ST02W1 | 700mm Wall Beam Pair, White | Net-Contain™ Universal Aisle Containment Wall Beam 700mm long, two pieces. | PC | 1 | 1 | 1 | 1 | 992.48
07498384720 | CUWBPS08ST02B1 | Wall Beam Pair, 800mm,BL,EA | Net-Contain™ Universal Aisle Containment Wall Beam 800mm long, two pieces. Color: Black | PC | 1 | 1 | 1 | 1 | 1014.16
07498384721 | CUWBPS08ST02W1 | 800mm Wall Beam Pair, White | Net-Contain™ Universal Aisle Containment Wall Beam 800mm long, two pieces. | PC | 1 | 1 | 1 | 1 | 1014.18
07498384723 | CUWBPS24ST02B1 | Wall Beam Pair, 2400mm,BL,EA | The Net-Contain™ Universal Aisle Containment Wall Beam includes 2 pieces and is used to help create the frame for the universal aisle containment. It is 2400mm long and is black. | PC | 1 | 1 | 1 | 1 | 1511.42
07498384724 | CUWBPS24ST02W1 | 2400mmWall Beam Pair, White | The Net-Contain™ Universal Aisle Containment Wall Beam includes 2 pieces and is used to help create the frame for the universal aisle containment. It is 2400mm long and is white. | PC | 1 | 1 | 1 | 1 | 1511.46
07498383876 | CUWBSS06ST01B1 | Wall Beam, 600mm,BL,EA | Net-Contain™ Universal Aisle Containment Wall Beam 600mm long, one piece. Color: Black | PC | 1 | 1 | 1 | 1 | 398.76
07498383881 | CUWBSS06ST01W1 | 600mm Wall Beam, White | 600mm Wall Beam, White | PC | 1 | 1 | 1 | 1 | 418.7
07498383862 | CUWBSS07ST01B1 | Wall Beam, 700mm,BL,EA | Net-Contain™ Universal Aisle Containment Wall Beam 700mm long, one piece. Color: Black | PC | 1 | 1 | 1 | 1 | 408.52
07498383863 | CUWBSS07ST01W1 | 700mmWall Beam, White | 700mm Wall Beam - White | PC | 1 | 1 | 1 | 1 | 428.94
07498383858 | CUWBSS08ST01B1 | Wall Beam, 800mm,BL,EA | Net-Contain™ Universal Aisle Containment Wall Beam 800mm long, one piece. Color: Black | PC | 1 | 1 | 1 | 1 | 774.12
07498383852 | CUWBSS24ST01B1 | Wall Beam, 2400mm,BL,EA | Net-Contain™ Universal Aisle Containment Wall Beam 2400mm long, one piece. Color: Black | PC | 1 | 1 | 1 | 1 | 1063.48
07498302315 | CVPDUB | CabinetPDUBracket,R4P,Back,BLK,EA | The PDU bracket kit vertically mounts power distribution units (PDUs) to the back of 4 post racks. The 4 post rack accessory is part of a complete rack and cable management system that manages, protects, and showcases your network investment. The kit incl | PC | 1 | 1 | 1 | 1 | 171.9
61305676339 | CVPDUBWH | 4 Post PDU Bracket - White | The Panduit PDU Bracket Kit vertically mounts Power Distribution Units (PDUs) to the back of R4P style 4-post racks. Steel, White, 1pc. | PC | 1 | 1 | 1 | 1 | 171.9
07498302314 | CVPPB | CabinetBracketKit,19in,Side,BLK,EA | The Panduit Zero RU Cabinet PDU Bracket Kit vertically mounts 19 (482mm) patch panels and other 19 accessories to the side of the 4-post rack, freeing up valuable rack space. Four brackets can mount up to 45 RU. Steel, Black, 1pc. | PC | 1 | 1 | 1 | 1 | 102.28
07498302445 | CVPTB1X4 | Cool Boot, Vertical 1"x4" pass thru, EA | Used to seal off 1"x 4" cabinet pass thru openings when cables are routed from the front of the cabinet through the vertical blanking panels to the rear. Color: Black. | PC | 1 | 10 | 1 | 1 | 64.38
07498334301 | CWF400 | Conduit Waterfall ,EA | The Tak-Ty® Conduit Waterfall is designed for 4-inch EMT conduit to cost-effectively manage sensitive network cables in compliance with the TIA/EIA standards. The product allows for installation in retrofit applications where communication cables are alre | PC | 1 | 20 | 1 | 1 | 58.7
07498379313 | CWMPV2340 | VERT CBL MGMT,front,40RU,3x3x70in,BLK,EA | The Panduit IN-Cabinet Vertical Cable Manager is designed to route, manage and organize cables between equipment with enough flexibility to fit seamlessly into almost any wide cabinet design. Front mount bracket, single sided, PVC, 40RU, Black, 1pc + snap | PC | 1 | 1 | 1 | 1 | 277.46
07498379311 | CWMPV2440 | VERT CBL MGMT,side,40RU,4x2x72in,BLK,EA | The Panduit IN-Cabinet Vertical Cable Manager is designed to route, manage and organize cables between equipment with enough flexibility to fit seamlessly into almost any wide cabinet design. Side mount bracket, single sided, PVC, 40RU, Black, 1pc + snap- | PC | 1 | 1 | 1 | 1 | 326.72
07498379315 | CWMPV3340 | VERT CBL MGMT,front,40RU,3x5x70in,BLK,EA | The IN-Cabinet Vertical Cable Manager is designed to route, manage, and organize cables with enough flexibility to fit seamlessly into almost any wide cabinet design. With a front mount bracket, the manager is single sided, made of PVC, 40 RU. The cable m | PC | 1 | 1 | 1 | 1 | 288.44
07498379309 | CWMPV3440 | VERT CBL MGMT,side,40RU,4x3x72in,BLK,EA | The IN-Cabinet Vertical Cable Manager is designed to route, manage, and organize cables with enough flexibility to fit seamlessly into almost any wide cabinet design. With a side mount bracket, the manager is single sided, made of PVC, and is 40 RU. The c | PC | 1 | 1 | 1 | 1 | 340.26
07498368635 | CWPP12WBL | PtchPnl,12-port,WallMnt,BL,EA | Mini Com 12-port wall mount modular patch panel in black | PC | 1 | 10 | 1 | 1 | 49.92
07498382126 | CWST | CopperCableSnippingTool | This copper cable snipping tool flush cuts soft wire up to 14 AWG (1.8mm). The lead retainer helps prevent flying leads and component shorting from stray leads and the ergonomic shape with added length and extra long rubber grips reduces pressure on the o | PC | 1 | 5 | 1 | 1 | 56.92
61305625520 | D12FBB | 42RU Finger Bracket Kit, Black ,EA | The Finger Bracket Kit is designed to attach to rails on the 800mm wide 42 RU Net-Verse™ cabinets. It is black. | PC | 1 | 1 | 1 | 1 | 419.46
61305657286 | D12FBW | 42RU Finger Bracket Kit, White | The cable management fingers include mounting brackets to be used with a 800mm wide cabinet. It attaches to the rails on a 42 RU Net-Verse™ Cabinet. It is white. | PC | 1 | 1 | 1 | 1 | 419.46
61305625521 | D15FBB | 45RU Finger Bracket Kit, Black ,EA | The Finger Bracket Kit is designed to attach to rails on the 800mm wide 45 RU Net-Verse™ cabinets. It is black. | PC | 1 | 1 | 1 | 1 | 446.86
61305657298 | D15FBW | 45RU Finger Bracket Kit, White | The cable management fingers include mounting brackets to be used with a 800mm wide cabinet. It attaches to the rails on a 45 RU Net-Verse™ Cabinet. It is white. | PC | 1 | 1 | 1 | 1 | 446.86
61305657353 | D18FBB | 48RU Finger Bracket Kit, Black | The cable management fingers include mounting brackets to be used with a 800mm wide cabinet. It attaches to the rails on a 48 RU Net-Verse™ Cabinet. It is black. | PC | 1 | 1 | 1 | 1 | 476.1
61305657354 | D18FBW | 48RU Finger Bracket Kit, White | The cable management fingers include mounting brackets to be used with a 800mm wide cabinet. It attaches to the rails on a 48 RU Net-Verse™ Cabinet. It is white. | PC | 1 | 1 | 1 | 1 | 476.1
61305617382 | D21SPB | 42RUx1000mm,DSdPans,ForNet-Verse,BL,EA | 42RU x 1000mm Depth Side Panels for Net-Verse D-Type Cabinet, Black | PC | 1 | 1 | 1 | 1 | 449.42
61305617386 | D21SPW | 42RU x 1000mm Depth Side Panels, White | 42RU x 1000mm Depth Side Panels for Net-Verse D-Type Cabinet, White | PC | 1 | 1 | 1 | 1 | 449.42
61305617383 | D22SPB | 42RUx1200mm,DSdPans,ForNet-Verse,BL,EA | 42RU x 1200mm Depth Side Panels for Net-Verse D-Type Cabinet, Black | PC | 1 | 1 | 1 | 1 | 526.82
61305617387 | D22SPW | 42RU x 1200mm Depth Side Panels, White | 42RU x 1200mm Depth Side Panels for Net-Verse D-Type Cabinet, White | PC | 1 | 1 | 1 | 1 | 526.82
61305657333 | D2CMB | PDU BracketCable management Bracket | The PDU/Cable Management Bracket is designed for 42 RU Net-Verse™ cabinets. It is black. | PC | 1 | 1 | 1 | 1 | 232.38
61305657335 | D2CMW | PDU BracketCable management Bracket | The PDU/Cable Management Bracket is designed for 42 RU Net-Verse™ cabinets. It is white. | PC | 1 | 1 | 1 | 1 | 232.38
61305617390 | D2ERB | 42RUx600mm/800mmWEqpRls,BL,EA | The 42 RU Equipment Rail Kit is designed to integrate additional cage nut style mounting rails on the Net-Verse™ D-Type Cabinets. This set of 42 RU Equipment Rails provide additional mounting functionality. It is designed with cage nut style holes elimina | PC | 1 | 1 | 1 | 1 | 212.24
61305636269 | D2ERTB | D-Type12-24TappedE-Rails600/800mmW,BL,EA | The 12-24 tapped equipment rails are designed for 42 RU Net-Verse D-Type Cabinets. They are black and sold in pairs. | PC | 1 | 1 | 1 | 1 | 310.94
61305657285 | D2ERTW | 42 RU E- Rails - Tapped; white | 42 RU 12-24 tapped equipment rails for Net-Verse D-Type Cabinets, White, sold in pairs. | PC | 1 | 1 | 1 | 1 | 310.94
61305617392 | D2ERW | 42RU x 600mm/ 800mm Width Equipment Rail | 42 RU cage nut equipment rails for Net-Verse D-Type Cabinets, White, sold in pairs | PC | 1 | 1 | 1 | 1 | 212.24
61305617384 | D51SPB | 45RUx1000mm,DSdPans,ForNet-Verse,BL,EA | 45RU x 1000mm Depth Side Panels for Net-Verse D-Type Cabinet, Black | PC | 1 | 1 | 1 | 1 | 481.88
61305617389 | D51SPW | 45RU x 1000mm Depth Side Panels, White |  | PC | 1 | 1 | 1 | 1 | 481.88
61305617385 | D52SPB | 45RUx1200mm,DSdPans,ForNet-Verse,BL,EA | 45RU x 1200mm Depth Side Panels for Net-Verse D-Type Cabinet, Black | PC | 1 | 1 | 1 | 1 | 576.76
61305617388 | D52SPW | 45RU x 1200mm Depth Side Panels, White | 45RU x 1200mm Depth Side Panels for Net-Verse D-Type Cabinet, White | PC | 1 | 1 | 1 | 1 | 576.76
61305657334 | D5CMB | PDU BracketCable management Bracket | The PDU/Cable Management Bracket is designed for 45 RU Net-Verse™ cabinets. It is black. | PC | 1 | 1 | 1 | 1 | 245.4
61305657336 | D5CMW | PDU BracketCable management Bracket | 45 RU PDU Cable Management Bracket, White | PC | 1 | 1 | 1 | 1 | 245.4
61305617391 | D5ERB | 45RUx600mm/800mmWEqpRls,BL,EA | 45 RU cage nut equipment rails for Net-Verse D-Type Cabinets, Black, sold in pairs | PC | 1 | 1 | 1 | 1 | 222.22
61305635442 | D5ERTB | D-Type12-24TappedE-Rails600/800mmW,BL,EA | The 12-24 tapped equipment rails are designed for 45 RU Net-Verse™ D-Type Cabinets. They are black and sold in pairs. | PC | 1 | 1 | 1 | 1 | 328.46
61305657297 | D5ERTW | 45 RU E- Rails - Tapped; white | 45 RU 12-24 tapped equipment rails for Net-Verse D-Type Cabinets, White, sold in pairs. | PC | 1 | 1 | 1 | 1 | 328.46
61305617393 | D5ERW | 45RU x 600mm/ 800mm Width Equipment Rail | 45 RU cage nut equipment rails for Net-Verse D-Type Cabinets, White, sold in pairs | PC | 1 | 1 | 1 | 1 | 222.22
61305625524 | D61BCPB | 600mmWx1000mmDBottomCvrPlt,BL,EA | The Net-Verse™ bottom cover panel is designed for use with Net-Verse cabinets that are 600mm W x 1000mm D. It is black. | PC | 1 | 1 | 1 | 1 | 344.28
61305657312 | D61BCPW | 600mm Width x 1000mm Depth Bottom Cover | The Net-Verse™ bottom cover panel is designed for use with Net-Verse cabinets that are 600mm W x 1000mm D. It is white. | PC | 1 | 1 | 1 | 1 | 344.28
61305625525 | D62BCPB | 600mmWx1200mmDBottomCvrPlt,BL,EA | The Net-Verse™ bottom cover panel is designed for use with Net-Verse cabinets that are 600mm W x 1200mm D. It is black. | PC | 1 | 1 | 1 | 1 | 344.28
61305657313 | D62BCPW | 600mm Width x 1200mm Depth Bottom Cover | 600mm Width x 1200mm Depth Bottom Cover Panel for Net-Verse cabinet, White | PC | 1 | 1 | 1 | 1 | 344.28
61305676635 | D62FDEB | 42RU x 600mm Width Front Door, Black | Single hinge perforated front door for 42RU x 600mm wide Net-Verse cabinet, Black | PC | 1 | 1 | 1 | 1 | 486.88
61305676623 | D62FDEW | 42RU x 600mm Width Front Door, White | Single hinge perforated front door for 42RU x 600mm wide Net-Verse cabinet, White | PC | 1 | 1 | 1 | 1 | 486.88
61305676641 | D62RDEB | 42RU x 600mm Width Split Rear Door, Blac | Split perforated rear door for 42RU x 600mm wide Net-Verse cabinet, Black | PC | 1 | 1 | 1 | 1 | 486.88
61305676629 | D62RDEW | 42RU x 600mm Width Split Rear Door, Whit | Split perforated rear door for 42RU x 600mm wide Net-Verse cabinet, White | PC | 1 | 1 | 1 | 1 | 486.88
61305676636 | D65FDEB | 45RU x 600mm Width Front Door, Black | Single hinge perforated front door for 45RU x 600mm wide Net-Verse cabinet, Black | PC | 1 | 1 | 1 | 1 | 511.82
61305676624 | D65FDEW | 45RU x 600mm Width Front Door, White | Single hinge perforated front door for 45RU x 600mm wide Net-Verse cabinet, White | PC | 1 | 1 | 1 | 1 | 511.82
61305676642 | D65RDEB | 45RU x 600mm Width Split Rear Door, Blac | Split perforated rear door for 45RU x 600mm wide Net-Verse cabinet, Black | PC | 1 | 1 | 1 | 1 | 511.82
61305676630 | D65RDEW | 45RU x 600mm Width Split Rear Door, Whit | Split perforated rear door for 45RU x 600mm wide Net-Verse cabinet, White | PC | 1 | 1 | 1 | 1 | 511.82
61305676637 | D68FDEB | 48RU x 600mm Width Front Door, Black | Single hinge perforated front door for 48RU x 600mm wide Net-Verse cabinet, Black | PC | 1 | 1 | 1 | 1 | 547.46
61305676625 | D68FDEW | 48RU x 600mm Width Front Door, White | Single hinge perforated front door for 48RU x 600mm wide Net-Verse cabinet, White | PC | 1 | 1 | 1 | 1 | 547.46
61305676643 | D68RDEB | 48RU x 600mm Width Split Rear Door, Blac | Split perforated rear door for 48RU x 600mm wide Net-Verse cabinet, Black | PC | 1 | 1 | 1 | 1 | 575.94
61305676631 | D68RDEW | 48RU x 600mm Width Split Rear Door, Whit | Split perforated rear door for 48RU x 600mm wide Net-Verse cabinet, White | PC | 1 | 1 | 1 | 1 | 575.94
61305625522 | D6VBPB | 600mmWVertBlankPnl,BL,EA | The vertical blanking panel is designed for use with the 600mm wide Net-Verse™ cabinet. It can be used with 42 RU, 45 RU or 48 RU cabinets and is black. | PC | 1 | 1 | 1 | 1 | 162.3
61305657311 | D6VBPW | 600mm Width Vertical Blanking Panel, Whi | The vertical blanking panel is designed for use with the 600mm wide Net-Verse™ cabinet. It can be used with 42 RU, 45 RU or 48 RU cabinets and is white. | PC | 1 | 1 | 1 | 1 | 162.3
61305625526 | D81BCPB | 800mmWx1000mmDBottomCvrPlt,BL,EA | The Net-Verse™ bottom cover panel is designed for use with Net-Verse cabinets that are 800mm W x 1000mm D. It is black. | PC | 1 | 1 | 1 | 1 | 377.06
61305657315 | D81BCPW | 800mm Width x 1000mm Depth Bottom Cover | 800mm Width x 1000mm Depth Bottom Cover Panel for Net-Verse cabinet, White | PC | 1 | 1 | 1 | 1 | 377.06
61305657358 | D81SPB | 48RU x 1000mm Depth Side Panels, Black | 48RU x 1000mm Depth Side Panels, Black | PC | 1 | 1 | 1 | 1 | 554.7
61305657357 | D81SPW | 48RU x 1000mm Depth Side Panels, White | 48RU x 1000mm Depth Side Panels for Net-Verse D-Type Cabinet, White | PC | 1 | 1 | 1 | 1 | 554.7
61305625527 | D82BCPB | 800mmWx1200mmDBottomCvrPlt,BL,EA | 800mm Width x 1200mm Depth Bottom Cover Panel for Net-Verse cabinet, Black | PC | 1 | 1 | 1 | 1 | 377.06
61305657316 | D82BCPW | 800mm Width x 1200mm Depth Bottom Cover | The Net-Verse™ bottom cover panel is designed for use with Net-Verse cabinets that are 800mm W x 1200mm D. It is white. | PC | 1 | 1 | 1 | 1 | 377.06
61305676638 | D82FDEB | 42RU x 800mm Width Front Door, Black | Single hinge perforated front door for 42RU x 800mm wide Net-Verse cabinet, Black | PC | 1 | 1 | 1 | 1 | 551.76
61305676626 | D82FDEW | 42RU x 800mm Width Front Door, White | Single hinge perforated front door for 42RU x 800mm wide Net-Verse cabinet, White | PC | 1 | 1 | 1 | 1 | 551.76
61305676644 | D82RDEB | 42RU x 800mm Width Split Rear Door, Blac | Split perforated rear door for 42RU x 800mm wide Net-Verse cabinet, Black | PC | 1 | 1 | 1 | 1 | 611.7
61305676632 | D82RDEW | 42RU x 800mm Width Split Rear Door, Whit | Split perforated rear door for 42RU x 800mm wide Net-Verse cabinet, White | PC | 1 | 1 | 1 | 1 | 611.7
61305657359 | D82SPB | 48RU x 1200mm Depth Side Panels, Black | 48RU x 1200mm Depth Side Panels, Black | PC | 1 | 1 | 1 | 1 | 650.66
61305657360 | D82SPW | 48RU x 1200mm Depth Side Panels, White | 48RU x 1200mm Depth Side Panels for Net-Verse D-Type Cabinet, White | PC | 1 | 1 | 1 | 1 | 650.66
61305676639 | D85FDEB | 45RU x 800mm Width Front Door, Black | Single hinge perforated front door for 45RU x 800mm wide Net-Verse cabinet, Black | PC | 1 | 1 | 1 | 1 | 581.74
61305676627 | D85FDEW | 45RU x 800mm Width Front Door, White | Single hinge perforated front door for 45RU x 800mm wide Net-Verse cabinet, White | PC | 1 | 1 | 1 | 1 | 581.74
61305676645 | D85RDEB | 45RU x 800mm Width Split Rear Door, Blac | Split perforated rear door for 45RU x 800mm wide Net-Verse cabinet, Black | PC | 1 | 1 | 1 | 1 | 644.18
61305676633 | D85RDEW | 45RU x 800mm Width Split Rear Door, Whit | Split perforated rear door for 45RU x 800mm wide Net-Verse cabinet, White | PC | 1 | 1 | 1 | 1 | 644.18
61305676640 | D88FDEB | 48RU x 800mm Width Front Door, Black | Single hinge perforated front door for 48RU x 800mm wide Net-Verse cabinet, Black | PC | 1 | 1 | 1 | 1 | 617.34
61305676628 | D88FDEW | 48RU x 800mm Width Front Door, White | Single hinge perforated front door for 48RU x 800mm wide Net-Verse cabinet, White | PC | 1 | 1 | 1 | 1 | 617.34
61305676646 | D88RDEB | 48RU x 800mm Width Split Rear Door, Blac | Split perforated rear door for 48RU x 800mm wide Net-Verse cabinet, Black | PC | 1 | 1 | 1 | 1 | 692.46
61305676634 | D88RDEW | 48RU x 800mm Width Split Rear Door,White | Split perforated rear door for 48RU x 800mm wide Net-Verse cabinet, White | PC | 1 | 1 | 1 | 1 | 692.46
61305657369 | D8CMB | PDU BracketCable management Bracket | 48 RU PDU Cable Management Bracket, Black | PC | 1 | 1 | 1 | 1 | 255.42
61305657370 | D8CMW | PDU BracketCable management Bracket | 48 RU PDU Cable Management Bracket, White | PC | 1 | 1 | 1 | 1 | 255.42
61305657351 | D8ERB | 48 RU E-Rails; Caged nut; Black | 48 RU cage nut equipment rails for Net-Verse D-Type Cabinets, Black, sold in pairs | PC | 1 | 1 | 1 | 1 | 246
61305657349 | D8ERTB | 48 RU E- Rails - Tapped; Black | 48 RU 12-24 tapped equipment rails for Net-Verse D-Type Cabinets, Black, sold in pairs. | PC | 1 | 1 | 1 | 1 | 388.94
61305657350 | D8ERTW | 48 RU E- Rails - Tapped; white | 48 RU 12-24 tapped equipment rails for Net-Verse D-Type Cabinets, White, sold in pairs. | PC | 1 | 1 | 1 | 1 | 388.94
61305657352 | D8ERW | 48 RU E-Rails; Caged nut; White | 48 RU cage nut equipment rails for Net-Verse D-Type Cabinets, White, sold in pairs | PC | 1 | 1 | 1 | 1 | 246
61305625523 | D8VBPB | 800mmWVertBlankPnl,BL,EA | Vertical blanking panels for 42, 45 and 48 RU, 800mm wide Net-Verse cabinet, Black | PC | 1 | 1 | 1 | 1 | 362
61305657314 | D8VBPW | 800mm Width Vertical Blanking Panel, Whi | Vertical blanking panels for 42, 45 and 48 RU, 800mm wide Net-Verse cabinet, White | PC | 1 | 1 | 1 | 1 | 362
07498356465 | DCEFXEI-X | Fitting,DropCeilingEntrance,Power,EI,EA | Power rated drop ceiling/entrance end fitting for use with LD3, LDPH3, LDS3, LD5, LDPH5, LDS5, LD10 and LDPH10 raceway. Use CA3 or CA5 adapters for LD3/LDPH3/LDS3 and LD5/LDPH5/LDS5 profile raceway, adapters not required for LD10 and LDPH10 raceway, Elect | PC | 1 | 10 | 10 | 1 | 10.26
07498356466 | DCEFXIW-X | Fitting,DropCeilingEntrance,Power,IW,EA | Power rated drop ceiling/entrance end fitting for use with LD3, LDPH3, LDS3, LD5, LDPH5, LDS5, LD10 and LDPH10 raceway. Use CA3 or CA5 adapters for LD3/LDPH3/LDS3 and LD5/LDPH5/LDS5 profile raceway, adapters not required for LD10 and LDPH10 raceway, Off W | PC | 1 | 10 | 10 | 1 | 10.26
07498356468 | DCEFXWH-X | Fitting,DropCeilingEntrance,Power,WH,EA | Power rated drop ceiling/entrance end fitting for use with LD3, LDPH3, LDS3, LD5, LDPH5, LDS5, LD10 and LDPH10 raceway. Use CA3 or CA5 adapters for LD3/LDPH3/LDS3 and LD5/LDPH5/LDS5 profile raceway, adapters not required for LD10 and LDPH10 raceway, White | PC | 1 | 10 | 10 | 1 | 10.26
07498325175 | DCF10EI-X | Fitting,DrpClngEntrn,LD10,LowV,EI,PK10 | Drop ceiling/entrance end fitting for use with LD10 raceway, Electric Ivory, ABS, Length 2.25 in, Width 1.6 in, Electric Ivory. | PC | 1 | 50 | 10 | 1 | 2.7
07498326246 | DCF10IG-X | Fitting,DropCeilingEntrance,LowV,IG,PK10 | Drop ceiling/entrance end fitting for use with LD10 raceway, International Gray, ABS, Length 2.25 in. | PC | 1 | 50 | 10 | 1 | 2.84
07498326247 | DCF10IW-X | Fitting,DrpClngEntrn,LD10,LowV,IW,PK10 | The drop ceiling/entrance end fitting allows for running cable directly from the ceiling. It is designed to be used with the LD10 surface raceway. It meets TIA/EIA Standards, is UL5A Listed, and is UL Compliant. It features a snap-on installation, is made | PC | 1 | 50 | 10 | 1 | 2.7
07498325333 | DCF10WH-X | Fitting,DrpClngEntrn,LD10,LowV,WH,PK10 | Drop ceiling/entrance end fitting for use with LD10 raceway, White, ABS, Length 2.25 in. | PC | 1 | 50 | 10 | 1 | 2.7
07498325166 | DCF3EI-X | Fitting,DrpClngEntrn,LD3,LowV,EI,PK10 | Low voltage drop ceiling/entrance end fitting for use with LD3 raceway, Electric Ivory, ABS, Length 3.42 in, Width 1.6 in, Electric Ivory. | PC | 1 | 50 | 10 | 1 | 2.64
07498326242 | DCF3IW-X | Fitting,DrpClngEntrn,LD3,LowV,IW,PK10 | Low voltage drop ceiling/entrance end fitting for use with LD3 raceway, Off White, ABS, Length 3.42 in. | PC | 1 | 50 | 10 | 1 | 2.64
07498325341 | DCF3WH-X | Fitting,DrpClngEntrn,LD3,LowV,WH,PK10 | Low voltage drop ceiling/entrance end fitting for use with LD3 raceway, White, ABS, Length 3.42 in. | PC | 1 | 50 | 10 | 1 | 2.64
07498325168 | DCF5EI-X | Fitting,DrpClngEntrn,LD5,LowV,EI,PK10 | Drop ceiling/entrance end fitting for use with LD5 raceway, Electric Ivory, ABS, Length 3.42 in, Width 1.6 in, 10 pc. | PC | 1 | 50 | 10 | 1 | 2.68
07498326245 | DCF5IG-X | Fitting,DrpClngEntrn,LD5,LowV,IG,PK10 | Drop ceiling/entrance end fitting for use with LD5 raceway, International Gray, ABS, Length 3.42 in. | PC | 1 | 50 | 10 | 1 | 2.82
07498326244 | DCF5IW-X | Fitting,DrpClngEntrn,LD5,LowV,IW,PK10 | Drop ceiling/entrance end fitting for use with LD5 raceway, Off White, ABS, Length 3.42 in. | PC | 1 | 50 | 10 | 1 | 2.68
07498325337 | DCF5WH-X | Fitting,DrpClngEntrn,LD5,LowV,WH,PK10 | Drop ceiling/entrance end fitting for use with LD5 raceway, White, ABS, Length 3.42 in. | PC | 1 | 50 | 10 | 1 | 2.68
07498392082 | DERLCC7009A | NDExhaustDuct,Cisco7009,N-Type,BLK,EA | The Net-Direct™ Air Exhaust Duct routes exhaust air from the side of the Cisco 7009 switch in a 42in (1070mm) wide Net-Access™ N-Type Cabinet switch into the hot aisle, preventing hot air from mixing with cool air within the cabinet. Not only does it requ | PC | 1 | 1 | 1 | 1 | 1109.28
07498302464 | DIFBA2002S00S | NDInletDuct,CiscoNexus9396,2RU,BLK,EA | The air inlet duct directs cooling air from the cold aisle into the intake fans of switches. It fits in a 2 RU footprint and is designed for Cisco Nexus 9396 switch. | PC | 1 | 1 | 1 | 1 | 667.78
07498302465 | DIFBA3003S00S | NDInletDuct,CiscoNexus93128,3RU,BLK,EA | The Net-Direct™ Air Inlet Duct provides cold airflow directly into Cisco Nexus 93128 switch intakes from in-line. Not only does it require no energy to operate, but it also reduces fan power consumption by up to 250W, improving energy efficiency and relia | PC | 1 | 1 | 1 | 1 | 782.56
07498398138 | DIRBB2007S21W | NDInletDuct,CiscoNexus7004,2RU,BLK,PK2 | The Net-Direct™ Air Inlet Duct provides cold airflow directly into Cisco Nexus 7004 switch intakes from in-line and the side. Not only does it require no energy to operate, but it also reduces fan power consumption by up to 250W, improving energy efficien | PC | 1 | 1 | 1 | 1 | 1893.4
07498307650 | DIRLC25S23W | NDInletDuct,CiscoCat6880,3/5RU,BLK,PK2 | The Panduit Net-Direct™ Air Inlet Duct provides cold airflow directly into Cisco Catalyst 6880 switch intakes from above and the side. Not only does it require no energy to operate, but it also reduces fan power consumption by up to 250W, improving energy | PC | 1 | 1 | 1 | 1 | 835.72
07498307234 | DIRLC3210S17W | NDInletDuct,CiscoCat6807,3/2RU,BLK,PK3 | The Net-Direct™ Air Inlet Duct provides cold airflow directly into Cisco Catalyst 6807-XL switch intakes from above, below and the side. Not only does it require no energy to operate, but it also reduces fan power consumption by up to 250W, improving ener | PC | 1 | 1 | 1 | 1 | 1054.8
61305678590 | DIRLC9606RB1 | Net-Direct™ Air Inlet Duct designed fo | The Panduit DIRLC9606RB1 has been designed in collaboration with Cisco* and is designed exclusively for use with the Catalyst 9606R switch platform. The duct geometry optimizes thermal performance of the switch by channeling the air from the lower front i | PC | 1 | 1 | 1 | 1 | 1170.6
07498303700 | DP125E88TGY | PchDownPtchPnl,Cat5e,Flat,12-port,EA | DataPatch 12-port category 5e punchdown flat patch panel in black. Mounts to the 89D bracket. | PC | 1 | 1 | 1 | 1 | 165.16
07498303701 | DP12688TGY | PchDownPtchPnl,Cat6,Flat,12-port,EA | DataPatch 12-port category 6 punchdown flat patch panel in black. Mounts to the 89D bracket. | PC | 1 | 1 | 1 | 1 | 208.66
61305657126 | DP245E88TGWH | Punchdown Patch Panel, category 5e, flat | Punchdown Patch Panel, Cat 5e, Flat, 24 ports, 1 RU, White | PC | 1 | 1 | 1 | 1 | 326.94
07498303705 | DP245E88TGY | PchDownPtchPnl,Cat5e,Flat,24-port,EA | DataPatch 24-port category 5e punchdown flat patch panel in black, (1 RU). | PC | 1 | 1 | 1 | 1 | 326.94
61305657130 | DP24688TGWH | Punchdown Patch Panel, category 6, flat, | Punchdown Patch Panel, Cat 6, Flat, 24 ports, 1 RU, White | PC | 1 | 1 | 1 | 1 | 428
07498303706 | DP24688TGY | PchDownPtchPnl,Cat6,Flat,24-port,EA | The DP6™ PLUS Flat Cat 6 Punchdown Patch Panel terminates 4-pair, 22–26 AWG, 100 ohm unshielded twisted pair cable with an industry standard single wire 110 punchdown tool. The Cat 6 patch panels mount to 19 inch and 23 inch racks and include 24 ports. Ea | PC | 1 | 1 | 1 | 1 | 428
61305657131 | DP246X88TGWH | Punchdown Patch Panel, category 6A, flat | Punchdown Patch Panel, Cat 6A, Flat, 24 ports, 1 RU, White | PC | 1 | 1 | 1 | 1 | 632.62
07498303707 | DP246X88TGY | PchDownPtchPnl,Cat6A,Flat,24-port,EA | The DP6A™ PLUS Flat Cat 6A Punchdown Patch Panel terminates 4-pair, 22–26 AWG, 100 ohm unshielded twisted pair cable with an industry standard single wire 110 punchdown tool. The Cat 6A patch panels mount to 19 inch and 23 inch racks and include 24 ports. | PC | 1 | 1 | 1 | 1 | 632.62
61305657127 | DP485E88TGWH | Punchdown Patch Panel, category 5e, flat | Punchdown Patch Panel, Cat 5e, Flat, 48 ports, 2 RU, White | PC | 1 | 1 | 1 | 1 | 653.12
07498303709 | DP485E88TGY | PchDownPtchPnl,Cat5e,Flat,48Pt,2RU,EA | DataPatch 48-port category 5E punchdown flat patch panel in black, (2 RU). | PC | 1 | 1 | 1 | 1 | 653.12
61305657132 | DP48688TGWH | Punchdown Patch Panel, category 6, flat, | Punchdown Patch Panel, Cat 6, Flat, 48 ports, 2 RU, White | PC | 1 | 1 | 1 | 1 | 923.36
07498303710 | DP48688TGY | PchDownPtchPnl,Cat6,Flat,48Pt,2RU,EA | The DP6™ PLUS Flat Cat 6 Punchdown Patch Panel terminates 4-pair, 22–26 AWG, 100 ohm unshielded twisted pair cable with an industry standard single wire 110 punchdown tool. The Cat 6 patch panels mount to 19 inch and 23 inch racks and include 48 ports. Ea | PC | 1 | 1 | 1 | 1 | 923.36
61305657135 | DP486X88TGWH | Punchdown Patch Panel, category 6A, flat | Punchdown Patch Panel, Cat 6A, Flat, 48 ports, 2 RU, White | PC | 1 | 1 | 1 | 1 | 1253.88
07498303711 | DP486X88TGY | PchDownPtchPnl,Cat6A,Flat,48Pt,2RU,EA | The DP6A™ PLUS Flat Cat 6A Punchdown Patch Panel terminates 4-pair, 22–26 AWG, 100 ohm unshielded twisted pair cable with an industry standard single wire 110 punchdown tool. The Cat 6A patch panels mount to 19 inch and 23 inch racks and include 48 ports. | PC | 1 | 1 | 1 | 1 | 1253.88
61305657128 | DPA245E88TGWH | Punchdown Patch Panel, category 5e, Angl | Punchdown Patch Panel, Cat 5e, Angled, 24 ports, 1 RU, White | PC | 1 | 1 | 1 | 1 | 408.6
07498303714 | DPA245E88TGY | PchDownPtchPnl,Cat5e,Angld,24-port,EA | DataPatch 24-port category 5e punchdown angled patch panel in black, (1 RU). | PC | 1 | 1 | 1 | 1 | 408.6
61305657133 | DPA24688TGWH | Punchdown Patch Panel, category 6, Angle | Punchdown Patch Panel, Cat 6, Angled, 24 ports, 1 RU, White | PC | 1 | 1 | 1 | 1 | 534.98
07498303715 | DPA24688TGY | PchDownPtchPnl,Cat6,Angld,24-port,EA | The DP6™ PLUS Angled Cat 6 Punchdown Patch Panel terminates 4-pair, 22–26 AWG, 100 ohm unshielded twisted pair cable with an industry standard single wire 110 punchdown tool. The patch panels mount to 19 inch and 23 inch racks and include 24 ports. Each m | PC | 1 | 1 | 1 | 1 | 534.98
61305657136 | DPA246X88TGWH | Punchdown Patch Panel, category 6A, Angl | Punchdown Patch Panel, Cat 6A, Angled, 24 ports, 1 RU, White | PC | 1 | 1 | 1 | 1 | 683.18
07498303716 | DPA246X88TGY | PchDownPtchPnl,Cat6A,Angld,24-port,EA | The DP6A™ PLUS Angled Cat 6A Punchdown Patch Panel terminates 4-pair, 22–26 AWG, 100 ohm unshielded twisted pair cable with an industry standard single wire 110 punchdown tool. The patch panels mount to 19 inch and 23 inch racks and include 24 ports. Each | PC | 1 | 1 | 1 | 1 | 683.18
61305657129 | DPA485E88TGWH | Punchdown Patch Panel, category 5e, Angl | Punchdown Patch Panel, Cat 5e, Angled, 48 ports, 2 RU, White | PC | 1 | 1 | 1 | 1 | 784.48
07498303717 | DPA485E88TGY | PchDownPtchPnl,Cat5e,Angld,48Pt,2RU,EA | DataPatch 48-port category 5e punchdown angled patch panel in black, (2 RU). | PC | 1 | 1 | 1 | 1 | 784.48
61305657134 | DPA48688TGWH | Punchdown Patch Panel, category 6, Angle | Punchdown Patch Panel, Cat 6, Angled, 48 ports, 2 RU, White | PC | 1 | 1 | 1 | 1 | 995.98
07498303718 | DPA48688TGY | PchDownPtchPnl,Cat6,Angld,48Pt,2RU,EA | The DP6™ PLUS Angled Cat 6 Punchdown Patch Panel terminates 4-pair, 22–26 AWG, 100 ohm unshielded twisted pair cable with an industry standard single wire 110 punchdown tool. The patch panels mount to 19 inch and 23 inch racks and include 48 ports. Each m | PC | 1 | 1 | 1 | 1 | 995.98
61305657137 | DPA486X88TGWH | Punchdown Patch Panel, category 6A, Angl | Punchdown Patch Panel, Cat 6A, Angled, 48 ports, 2 RU, White | PC | 1 | 1 | 1 | 1 | 1333.84
07498303719 | DPA486X88TGY | PchDownPtchPnl,Cat6A,Angld,48Pt,2RU,EA | The DP6A™ PLUS Angled Cat 6A Punchdown Patch Panel terminates 4-pair, 22–26 AWG, 100 ohm unshielded twisted pair cable with an industry standard single wire 110 punchdown tool. The patch panels mount to 19 inch and 23 inch racks and include 48 ports. Each | PC | 1 | 1 | 1 | 1 | 1333.84
07498350373 | DPFP1 | Filler Panel,1RU,BL,EA | The blanking panel helps force cold air to be transferred through the active equipment rather than being transferred directly to the hot aisle. The panel minimizes bypass airflow in racks and cabinets, optimizing cooling efficiency. The panel is 1 RU and | PC | 1 | 10 | 1 | 1 | 29.98
61305634054 | DPFP1WH | Filler Panel, 1 RU x 19", Solid, White | 1RU Horizontal Flat Rack Filler Panel, White | PC | 1 | 10 | 1 | 1 | 29.98
07498350374 | DPFP2 | FillerPanel,HORIZ,2RU,19",BLK,EA | 2RU Horizontal Flat Rack Filler Panel | PC | 1 | 10 | 1 | 1 | 36.36
61305636208 | DPFP2WH | Filler Panel, 2RU x 19", Solid, White | 2RU Horizontal Flat Rack Filler Panel, White | PC | 1 | 10 | 1 | 1 | 36.36
07498379054 | DPFP4 | Filler Panel,4RU,BL,EA | 4RU Horizontal Flat Rack Filler Panel | PC | 1 | 10 | 1 | 1 | 65.14
61305676340 | DPFP4WH | Filler Panel, 4RU x 19", Solid, White | 4RU Horizontal Flat Rack Filler Panel, White | PC | 1 | 10 | 1 | 1 | 65.14
07498379055 | DPFP8 | Filler Panel,8RU,BL,EA | 8RU Horizontal Flat Rack Filler Panel | PC | 1 | 10 | 1 | 1 | 110.52
07498308997 | DPKA485E88TG | PchDownPtchPnlKit,TypeCat5e,Angld,EA | 48-port, Category 5e, patch panel with 48 RJ45, 8-position, 8-wire ports. Label kit (DPLK48) and straight strain relief bar (SRBS19BL) included. | PC | 1 | 1 | 1 | 1 | 819.02
07498308999 | DPKR245E88TG | PchDownPtchPnlKit,TypeCat5e,Flat,24Pt,EA | 24-port, Category 5e, patch panel with 24 RJ45, 8-position, 8-wire ports. Label kit (DPLK24) and strain relief bar (SRB19BL) included. Cable strain relief bar extends 2" off of the rack to support cables in punchdown patch panel applications. | PC | 1 | 1 | 1 | 1 | 366.58
07498309000 | DPKR24688TG | PchDownPtchPnlKit,Cat6,Flat,24Pt,EA | 24-port, Category 6, patch panel with 24 RJ45, 8-position, 8-wire ports. Label kit (DPLK24) and strain relief bar (SRB19BL) included. Cable strain relief bar extends 2" off of the rack to support cables in punchdown patch panel applications. | PC | 1 | 1 | 1 | 1 | 465.74
07498309001 | DPKR485E88TG | PchDownPtchPnlKit,TypeCat5e,Flat,48Pt,EA | 48-port, Category 5e, patch panel with 24 RJ45, 8-position, 8-wire ports. Label kit (DPLK24) and strain relief bar (SRB19BL) included. Cable strain relief bar extends 2" off of the rack to support cables in punchdown patch panel applications. | PC | 1 | 1 | 1 | 1 | 702.82
07498309002 | DPKR48688TG | PchDownPtchPnlKt,Cat6,Flat,48Pt,2RU,EA | DataPatch 48-port category 6 punchdown flat patch panel kit in black, includes (2 RU). | PC | 1 | 1 | 1 | 1 | 970.64
07498302964 | DPLK24 | Label Kit for Data Patch 24 Port Patch P | Label Kit for Data Patch 24 Port Patch Panels | PC | 1 | 10 | 1 | 1 | 10.24
07498302966 | DPLK48 | Label Kit for Data Patch 48 Port Patch P | Label Kit for Data Patch 48 Port Patch Panels | PC | 1 | 10 | 1 | 1 | 18.86
07498339184 | DRJ5E88TGBL | ReplPtForCat5e,PchDownPtchPnl,EA | DATA PATCH™ Cat 5e Replacement Port Module | PC | 1 | 10 | 1 | 1 | 13.66
07498339169 | DRJ688TGBL | ReplPtForCat6PchDownPtchPnl,EA | Replacement port for DP6™ PLUS UTP Patch Panels | PC | 1 | 10 | 1 | 1 | 19.26
07498339613 | DRJ6X88TGBL | ReplPtForCat6A,PchDownPtchPnl,EA | Replacement port for DP6™ 10Gig™ UTP Patch Panels. | PC | 1 | 1 | 1 | 1 | 29.14
07498399659 | DRWCIW-24 | Data Patch Replacement Wirecap | Data Patch Replacement Wirecap | PC | 1 | 24 | 24 | 1 | .74
07498324263 | E4X4BL6 | FD,ChannelSlottedWall,4x4,BL,6Ft | Used to carry the cables vertically to the front or the back of equipment racks throughout the system. Accepts cover C4BL6. Extra supports required when used in horizontal applications. Cover sold separately. | FT | 1 | 6 | 6 | 1 | 19.84
07498370265 | E4X4YL6 | FD,ChannelSlottedWall,4x4,YL,6Ft | The FiberRunner® Cable Routing Channel is used in a cable routing system and designed to route cables vertically in an efficient matter to protect and separate the cable. The channel is 4.10 inches H x 6 feet L x 4.25 inches W (104.1mm x 1.8m x 107.9mm). | FT | 1 | 60 | 6 | 1 | 19.84
07498334874 | E6212B1 | 12RUCAB 600mmWx1070mmD,2 Side PNLS,BL,EA | Enterprise cabinet, 12 RU, single hinge perforated front and rear doors with keyed swing handles, (2) solid single piece side panels with1/4 turn locks, and casters. Fully assembled. Dimensions: 25.7H x 23.5W x 42.0D (654mm x 600mm x 1070mm). Color: Black | PC | 1 | 1 | 1 | 1 | 1852.58
07498334856 | E6212B1FP | 12RUCAB 600mmWx1070mmD,2 Side FP,BL,EA | Enterprise cabinet, 12 RU, single hinge perforated front and rear doors with keyed swing handles, (2) solid single piece side panels with1/4 turn locks, and casters. Flat packaged. Dimensions: 25.7H x 23.5W x 42.0D (654mm x 600mm x 1070mm). Color: Black | PC | 1 | 1 | 1 | 1 | 1691.76
07498334886 | E6412B2 | 24RUCAB 600mmWx1070mmD,2 Side PNLS,BL,EA | This Net-Access™ E-Type Cabinet is a 24 RU, 600mm W x 1070mm D cabinet. The front and rear doors are single hinged perforated with keyed lock. The top of this data cabinet features two 1.5” x 5.0” breakouts for cable entry to prevent air leakage. It has t | PC | 1 | 1 | 1 | 1 | 2087.38
07498334882 | E6412B2FP | 24RUCAB 600mmWx1070mmD,2 Side FP,BL,EA | Enterprise cabinet, 24 RU, single hinge perforated front and rear doors with keyed swing handles, (2) solid single piece side panels with turn locks, and casters. Flat packaged. Dimensions: 46.7H x 23.5W x 42.0D (1187mm x 600mm x 1070mm). Color: Black | PC | 1 | 1 | 1 | 1 | 2013.44
61305631828 | EA001 | G5 IPDU TEMPERATURE SENSOR | The SmartZone™ G5 Temperature Sensor includes a 6.6 foot (2m) cable. The sensor measures 1.23 inches x 0.70 inches x 0.40 inches (44mm x 21mm x 11mm). | PC | 1 | 1 | 1 | 1 | 97.98
61305631829 | EB001 | G5 IPDU TEMPERATURE + HUMIDITY SENSOR | The SmartZone™ G5 Temperature and Humidity Sensor includes a 6.6 foot (2m) cable. The sensor measures 1.23 inches x 0.70 inches x 0.40 inches (44mm x 21mm x 11mm). | PC | 1 | 1 | 1 | 1 | 191.08
61305631830 | EC001 | G5 IPDU 3 TEMPERATURE+ HUMIDITY SENSOR | The SmartZone™ G5 Three Temperature and One Humidity Sensor includes a 6.6 foot (2m) cable. The sensor measures 1.23 inches x 0.70 inches x 0.40 inches (44mm x 21mm x 11mm). | PC | 1 | 1 | 1 | 1 | 213.96
07498325173 | ECF10EI-X | Fitting,EndCap,LowV,EI,PK10 | End cap fitting for use with LD10 raceway, Electric Ivory, ABS, Length 2.00 in. | PC | 1 | 50 | 10 | 1 | 2.12
07498326252 | ECF10IG-X | Fitting,EndCap,LowV,IG,PK10 | End cap fitting for use with LD10 raceway, International Gray, ABS, Length 2.00 in. | PC | 1 | 50 | 10 | 1 | 2.22
07498326253 | ECF10IW-X | Fitting,EndCap,LowV,IW,PK10 | The end cap fitting allows for closing off one end of the surface raceway when you no longer need to run cables. It is designed to be used with the LD10 surface raceway. It meets TIA/EIA Standards, is UL5A Listed, and is UL Compliant. It features a snap-o | PC | 1 | 50 | 10 | 1 | 2.12
07498325281 | ECF10WH-X | Fitting,EndCap,LowV,WH,PK10 | The end cap fitting allows for closing off one end of the surface raceway when you no longer need to run cables. It is designed to be used with the LD10 surface raceway. It meets TIA/EIA Standards, is UL5A Listed, and is UL Compliant. It features a snap-o | PC | 1 | 50 | 10 | 1 | 2.12
07498325181 | ECF3EI-E | Fitting,LD3,EdCp,LowV,EI,1.2,PK20 | End cap fitting for use with LD3 raceway, Electric Ivory, ABS, Length 1.2 in. | PC | 1 | 100 | 20 | 1 | 1.86
07498326249 | ECF3IW-E | Fitting,LD3,EdCp,LowV,IW,1.2,PK20 | The end cap fitting allows for closing off one end of the surface raceway when you no longer need to run cables. It is designed to be used with the LD3 surface raceway. It meets TIA/EIA Standards, is UL5A Listed, and is UL Compliant. It features a snap-on | PC | 1 | 100 | 20 | 1 | 1.86
07498358810 | ECF3WH-E | Fitting,EndCap,LowV,WH,PK20 | The end cap fitting allows for closing off one end of the surface raceway when you no longer need to run cables. It is designed to be used with the LD3 surface raceway. Meets TIA/EIA Standards, UL5A Listed, UL Compliant. It features a snap-on installatio | PC | 1 | 100 | 20 | 1 | 1.86
07498325187 | ECF5EI-E | Fitting,LD5,EdCp,LowV,EI,1.62,PK20 | End cap fitting for use with LD5 raceway, Electric Ivory, ABS, Length 1.62 in. | PC | 1 | 100 | 20 | 1 | 1.98
07498326250 | ECF5IG-E | Fitting,LD5,EdCp,LowV,IG,1.62,PK20 | End cap fitting for use with LD5 raceway, International Gray, ABS, Length 1.62 in. | PC | 1 | 100 | 20 | 1 | 2.1
07498326251 | ECF5IW-E | Fitting,LD5,EdCp,LowV,IW,1.62,PK20 | The end cap fitting allows for closing off one end of the surface raceway when you no longer need to run cables. It is designed to be used with the LD5 surface raceway. Meets TIA/EIA Standards, UL5A Listed, UL Compliant. It features a snap-on installation | PC | 1 | 100 | 20 | 1 | 1.98
07498325274 | ECF5WH-E | Fitting,LD5,EdCp,LowV,WH,1.62,PK20 | The end cap fitting allows for closing off one end of the surface raceway when you no longer need to run cables. It is designed to be used with the LD5 surface raceway. It meets TIA/EIA Standards, is UL5A Listed, and is UL Compliant. It features a snap-on | PC | 1 | 100 | 20 | 1 | 1.98
07498352951 | ECFX10EI-X | Fitting,LDPH10,EdCp,1.25,Pw,EI,1.25,PK10 | End cap fitting for use with LDPH10 and LD2P10 raceway, Electric Ivory, ABS, Length 1.25 in. | PC | 1 | 50 | 10 | 1 | 2.78
07498352953 | ECFX10IG-X | Fitting,LDPH10,EdCp,1.25,Pw,IG,1.25,PK10 | End cap fitting for use with LDPH10 and LD2P10 raceway, International Gray, ABS, Length 1.25 in. | PC | 1 | 50 | 10 | 1 | 2.78
07498352954 | ECFX10IW-X | Fitting,LDPH10,EdCp,1.25,Pw,IW,1.25,PK10 | End cap fitting for use with LDPH10 and LD2P10 raceway, Off White, ABS, Length 1.25 in. | PC | 1 | 50 | 10 | 1 | 2.78
07498352952 | ECFX10WH-X | Fitting,LDPH10,EdCp,1.25,Pw,WH,1.25,PK10 | End cap fitting for use with LDPH10 and LD2P10 raceway, White, ABS, Length 1.25 in. | PC | 1 | 50 | 10 | 1 | 2.78
07498352867 | ECFX3EI-X | Fitting,LDPH3,EdCp,.87,w,EI,.87,PK10 | End cap fitting for use with LDPH3 and LDS3 raceway, Electric Ivory, ABS, Length 0.87 in. | PC | 1 | 50 | 10 | 1 | 2.32
07498352870 | ECFX3IW-X | Fitting,LDPH3,EdCp,.87,w,IW,.87,PK10 | End cap fitting for use with LDPH3 and LDS3 raceway, Off White, ABS, Length 0.87 in. | PC | 1 | 50 | 10 | 1 | 2.32
07498352868 | ECFX3WH-X | Fitting,LDPH3,EdCp,Pw,WH,PK10 | End cap fitting for use with LDPH3 and LDS3 raceway, White. | PC | 1 | 50 | 10 | 1 | 2.32
07498352961 | ECFX5EI-X | Fitting,LDPH5,EdCp,1,Pw,EI,1,PK10 | End cap fitting for use with LDPH5 and LDS5 raceway, Electric Ivory, ABS, Length 1.00 in. | PC | 1 | 50 | 10 | 1 | 2.5
07498352964 | ECFX5IW-X | Fitting,LDPH5,EdCp,1,Pw,IW,1,PK10 | End cap fitting for use with LDPH5 and LDS5 raceway, Off White, ABS, Length 1.00 in. | PC | 1 | 50 | 10 | 1 | 2.5
07498352962 | ECFX5WH-X | Fitting,LDPH5,EdCp,Pw,WH,PK10 | End cap fitting for use with LDPH5 and LDS5 raceway, White, ABS, Length 1.00 in. | PC | 1 | 50 | 10 | 1 | 2.5
61305631831 | ED001 | G5 IPDU WATER SENSOR ROPE TYPE | The SmartZone™ G5 Water Rope Sensor includes a cable from the PDU to sensor box measuring 5.9 feet (1.8m). The Rope Fluid Leak Sensor Cable measures 19.7 feet (6m). The sensor measures 2.36 inches x 2.36 inches x 0.86 inches (60mm x 60mm x 22mm). | PC | 1 | 1 | 1 | 1 | 490.82
61305631832 | EE001 | G5 IPDU WATER SENSOR SPOT TYPE | The SmartZone™ G5 Water Spot Sensor includes a cable from PDU to sensor box measuring 16.4 feet (5m). The sensor measures 2.36 inches x 2.36 inches x 0.86 inches (60mm x 60mm x 22mm). | PC | 1 | 1 | 1 | 1 | 437.74
61305631833 | EF001 | G5 IPDU 3 SENSOR HUB | The SmartZone™ G5 Sensor Hub allows for 3 additional sensor ports. The hub measures 3.3 inches x 1.3 inches x 1.06 inches (85mm x 32mm x 27 mm). | PC | 1 | 1 | 1 | 1 | 90.56
07498303721 | EFPK-XY | ReplaceLabel,SG,Cover/Screws,PK10 | Single gang label/label cover and two screws. Also works with select surface mount boxes. | PC | 1 | 50 | 10 | 1 | 1.12
07498303720 | EFPK102G-XY | ReplaceLabel,DG,Cover/Screws,PK10 | Double gang label/label cover and four screws. | PC | 1 | 50 | 10 | 1 | 1.74
61305631834 | EG001 | G5 IPDU WATER SENSOR ROPE EXTENSION | The SmartZone™ G5 Water Rope Extension Cables measures 19.7 feet (6m). | PC | 1 | 1 | 1 | 1 | 266.22
61305625677 | EGJT-1 | TG Style Termination Tool | This termination tool terminates standard wire caps on TG style straight field term plugs. | PC | 1 | 10 | 1 | 1 | 4.74
61305636293 | EGPT | EnTGPlgTermTool,EAEnTGPlgTermTool,EA | This termination tool terminates TG style angled and straight field term plugs. | PC | 1 | 10 | 1 | 1 | 4.74
07498308075 | ERT2M-C20 | ElastoCableTie,TPU,Mini,8.5L,BLK,PK100 | Panduit Elastomeric Cable Ties are built with a locking head design to increase productivity. Thermoplastic polyurethane bundles and protects network data without over-tensioning. They are not only flexible and elastic, but fully releasable to accommodate | C | 100 | 100 | 100 | 1 | 152.22
07498311545 | ERT4.5M-C20 | ElastoCableTie,TPU,Mini,16L,BLK,PK100 | Panduit Elastomeric Cable Ties are built with a locking head design to increase productivity. Thermoplastic polyurethane bundles and protects network data without over-tensioning. They are not only flexible and elastic, but fully releasable to accommodate | C | 100 | 100 | 100 | 1 | 415.73
07498383124 | F14PN-L | FD,Plastic Bolt and Nut Kit,Hex,PK50 | 1/4" plastic bolts and hex nuts fastens channel and fittings together for added strength and rigidity. | PC | 1 | 50 | 50 | 1 | .48
07498383125 | F14PWN-L | FD,Plastic Bolt and Nut Kit,Wing,PK50 | 1/4" plastic bolts and wing nuts fastens channel and fittings together for added strength and rigidity. | PC | 1 | 50 | 50 | 1 | .54
07498337298 | F1ABZO-1B08-10S | OM4,128-Fiber,Broc-Tp,LblngHDQCass,EA | QuickNet HDQ Series High Density Fiber Optic Cassette, OM4 128-fiber Brocade-type labeling, 1RU angled profile, optimized loss, 8-fiber MTP to Duplex LC - method A. | PC | 1 | 1 | 1 | 1 | 8355.94
07498340993 | F1ASXO-1A12-10S | 12-Fiber,HD,OM3,FbrOpticAngldCass,EA | QuickNet HDQ Series High Density Fiber Optic Cassette, 1RU Angled 144-fiber S-type labeling, Optimized OM3 12-fiber MTP | PC | 1 | 1 | 1 | 1 | 8490.1
07498340996 | F1ASZN-1A12-10F | 12-Fiber,HD,OM4,FbrOpticAngldCass,EA | QuickNet HDQ Series High Density Fiber Optic Cassette, 1RU Angled 144-fiber S-type labeling, OM4 12-fiber MTP | PC | 1 | 1 | 1 | 1 | 7162.24
07498340995 | F1ASZN-1A12-10S | 12-Fiber,HD,OM4,FbrOpticAngldCass,EA | QuickNet HDQ Series High Density Fiber Optic Cassette, 1RU Angled 144-fiber S-type labeling, OM4 12-fiber MTP | PC | 1 | 1 | 1 | 1 | 7162.24
07498322083 | F1ASZN-9612-10F | 12-Fiber,HD,OM4,FbrOpticAngldCassA,EA | QuickNet HDQ Series High Density Fiber Optic Cassette, 1RU-Angled 96-fiber S-type labeling, OM4 12-fiber MTP | PC | 1 | 1 | 1 | 1 | 4728.78
07498322082 | F1ASZN-9612-10S | 12-Fiber,HD,OM4,FbrOpticAngldCassA,EA | QuickNet HDQ Series High Density Fiber Optic Cassette, 1RU-Angled 96-fiber S-type labeling, OM4 12-fiber MTP | PC | 1 | 1 | 1 | 1 | 4728.78
07498340997 | F1ASZO-1A12-10S | 12-Fiber,HD,OM4,FbrOpticAngldCass,EA | QuickNet HDQ Series High Density Fiber Optic Cassette, 1RU Angled 144-fiber S-type labeling, Optimized OM4 12-fiber MTP | PC | 1 | 1 | 1 | 1 | 9246.44
07498322084 | F1ASZO-9612-10S | 12-Fiber,HD,OM4,FiberAngledCass,EA | QuickNet HDQ Series High Density Fiber Optic Cassette, 1RU-Angled 96-fiber S-type labeling, Optimized OM4 12-fiber MTP | PC | 1 | 1 | 1 | 1 | 6105.98
07498337270 | F1RBXN-1B08-10S | OM3,128-Fiber,Broc-Tp,LblngHDQCass,EA | QuickNet HDQ Series High Density Fiber Optic Cassette, OM3 128-fiber, Brocade-type labeling, 1 RU flat profile, standard loss, 8-fiber MTP to Duplex LC - Method A | PC | 1 | 1 | 1 | 1 | 5843.56
07498336695 | F1RBXN-6408-10S | OM3,64-Fiber,Broc-Tp,LblngHDQCass,EA | QuickNet HDQ Series High Density Fiber Optic Cassette, OM3 64-fiber, Brocade-type labeling HDQ cassette, 1 RU flat profile, standard loss, 8-fiber MTP to Duplex LC - Method A | PC | 1 | 1 | 1 | 1 | 2921.76
61305658041 | F1RBZA-2B08-10S | OM4 128-Fiber, Brocade-Type Labeling HDQ |  | PC | 1 | 1 | 1 | 1 | 8773.72
07498337284 | F1RBZO-1B08-10S | OM4,128-Fiber,Broc-Tp,LblngHDQCass,EA | QuickNet HDQ Series High Density Fiber Optic Cassette, OM4 128-fiber, Brocade-type labeling HDQ cassette, 1 RU flat profile, optimized loss, 8-fiber MTP | PC | 1 | 1 | 1 | 1 | 8355.94
61305657224 | F1RBZO-2B08-10S | OM4 128-Fiber, Brocade-Type Labeling HDQ |  | PC | 1 | 1 | 1 | 1 | 8355.96
07498339472 | F1RCXO-9612-10F | 12-Fiber,HD,OM3,MTP-LCCassOptim,EA | QuickNet HDQ Series High Density Fiber Optic Cassette, 1RU 96-fiber C-type labeling, Optimized OM3 12-fiber MTP | PC | 1 | 1 | 1 | 1 | 5433.16
07498339468 | F1RCXO-9612-10S | 12-Fiber,HD,OM3,MTP-LCCassOptim,EA | QuickNet HDQ Series High Density Fiber Optic Cassette, 1RU 96-fiber C-type labeling, Optimized OM3 12-fiber MTP | PC | 1 | 1 | 1 | 1 | 5433.16
07498321954 | F1RCZN-9612-10S | 12-Fiber,HD,OM4,MTP-LCCass,EA | QuickNet HDQ Series High Density Fiber Optic Cassette, 1RU 96-fiber C-type labeling, OM4 12-fiber MTP | PC | 1 | 1 | 1 | 1 | 4547.26
07498321960 | F1RCZO-9612-10F | 12-Fiber,HD,OM4,MTP-LCCassOptim,EA | QuickNet HDQ Series High Density Fiber Optic Cassette, 1RU 96-fiber C-type labeling, Optimized OM4 12-fiber MTP | PC | 1 | 1 | 1 | 1 | 5976.4
07498321958 | F1RCZO-9612-10S | 12-Fbr,HD,OM4,MTP-LCCassOptim,EA | QuickNet HDQ Series High Density Fiber Optic Cassette, 1RU 96-fiber C-type labeling, Optimized OM4 12-fiber MTP to LC pre-terminated standard polarity. | PC | 1 | 1 | 1 | 1 | 5976.4
07498389504 | F1RS9N-1A12-10F | 144-Fiber,Flat,SM,HDQCass,OS1/OS2,EA | QuickNet 144-fiber flat, singlemode OS1/OS2 HDQ Series High Density Fiber Optic Cassette Modified Method A (flipped pairs) | PC | 1 | 1 | 1 | 1 | 8490.1
07498389503 | F1RS9N-1A12-10S | 144-Fiber,Flat,SM,HDQCass,OS1/OS2,EA | QuickNet 144-fiber flat, singlemode OS1/OS2 HDQ Series High Density Fiber Optic Cassette Modified Method A | PC | 1 | 1 | 1 | 1 | 8490.1
07498389496 | F1RSXO-1A12-10S | 144-Fiber,Flat,MM,HDQCass,OM3,EA | QuickNet HDQ Series high density fiber optic cassette, 1 RU, 144-fiber, flat, S-type labeling,, OM3, optimized, multimode, Standard Loss, Method A | PC | 1 | 1 | 1 | 1 | 8490.1
07498389499 | F1RSZN-1A12-10S | 144-Fiber,Flat,MM,HDQCass,OM4,EA | QuickNet144-fiber flat multimode OM4 fiber, HDQ Series High density Fiber Optic Cassette with Standard Loss, Method A | PC | 1 | 1 | 1 | 1 | 7162.24
07498352597 | F1RSZN-9612-10S | 12-Fiber,MTP-LCCass,HD,OM4,10Gb,EA | QuickNet HDQ Series high density fiber optic cassette, 1 RU 96-fiber S-type labeling, OM4 12-fiber MTP | PC | 1 | 1 | 1 | 1 | 4616.28
07498389502 | F1RSZO-1A12-10F | 144-Fiber,Flat,MM,HDQCass,OM4,EA | QuickNet144-fiber flat Multimode OM4 fiber, HDQ Series High Density Fiber Optic Cassette with Optimized Loss: Modified Method A (flipped pairs) | PC | 1 | 1 | 1 | 1 | 9246.44
07498352603 | F1RSZO-9612-10F | 12-Fiber,MTP-LCCass,OptimHD,OM4,10Gb,EA | QuickNet optimized HDQ Series high density fiber optic cassette, 1 RU 96-fiber S-type labeling, OM4 12-fiber MTP | PC | 1 | 1 | 1 | 1 | 5648.24
07498352662 | F1RSZO-9612-10S | 12-Fiber,MTP-LCCass,OptimHD,OM4,10Gb,EA | QuickNet optimized HDQ Series high density fiber optic cassette, 1 RU 96-fiber S-type labeling, OM4 12-fiber MTP | PC | 1 | 1 | 1 | 1 | 5648.24
07498358186 | F250BT-C | Build-UpTubing,PK100 | The 250µm kit includes 100 build-up tubes, each 2 inches long, to build 250µm fiber up to 900µm for use with OptiCam® and field polish connectors. | PC | 1 | 100 | 100 | 1 | .5
07498385509 | F2PCLB12 | Bracket,2-pc,Ladder Rack,1/2"Rod,EA | Two-piece bracket attaches to 3/8" (9.5mm) wide x 1 1/2" (38.1mm) or 3/8" (9.5mm) wide x 2" (50.8mm) ladder rack rail. Bracket halves slide into position and clamp together on the ladder rack rail, which allows for a one-handed assembly of the threaded ro | PC | 1 | 10 | 1 | 1 | 29.44
07498385498 | F2PCLB58 | Bracket,2-pc,Ladder Rack,5/8"Rod,EA | The fiber mounting 2-piece ladder rack bracket attaches to either a 3/8" (9.5mm) wide x 1 1/2" (38.1mm) or a 3/8" (9.5mm) wide x 2" (50.8mm) ladder rack rail. The bracket halves slide into position and clamp together on the ladder rack rail, which allows | PC | 1 | 10 | 1 | 1 | 29.44
07498397974 | F61BN1NNNSNM001 | OM1 1 Fiber 900um Buffered Patchcord No | OM1 1-fiber 900μm buffered patchcord, no jacket, LC to pigtail, std.IL. | PC | 1 | 10 | 1 | 1 | 11.84
07498379439 | F61BN1NNNSNM002 | OM1 1 Fiber 900um Buffered Patchcord No | OM1 1-fiber 900μm buffered patchcord, no jacket, LC to pigtail, std.IL. | PC | 1 | 10 | 1 | 1 | 12.54
07498397975 | F61BN1NNNSNM003 | OM1 1 Fiber 900um Buffered Patchcord No | OM1 1-fiber 900μm buffered patchcord, no jacket, LC to pigtail, std.IL. | PC | 1 | 10 | 1 | 1 | 13.24
07498397973 | F61BN3NNNSNM001 | OM1 1 Fiber 900um Buffered Patchcord No | 1-fiber OM1 900µm SC to Pigtail , buffered patch cord, no jacket,Std. IL. | PC | 1 | 10 | 1 | 1 | 11
07498397977 | F61BN3NNNSNM002 | OM1 1 Fiber 900um Buffered Patchcord No | 1-fiber OM1 900µm SC to Pigtail , buffered patch cord, no jacket,Std. IL. | PC | 1 | 10 | 1 | 1 | 11.7
07498397976 | F61BN3NNNSNM003 | OM1 1 Fiber 900um Buffered Patchcord No | 1-fiber OM1 900µm SC to Pigtail , buffered patch cord, no jacket,Std. IL. | PC | 1 | 10 | 1 | 1 | 12.4
07498382280 | F623RSNSNSNM001 | OM1,2-Fiber,3mm,PC,Risr,SC-SC,1M | OM1 2 fiber 3mm jacket patchcord, riser (OFNR) rated, SC duplex to SC duplex, std IL | PC | 1 | 10 | 1 | 1 | 43.68
07498382289 | F623RSNSNSNM002 | OM1,2-Fiber,3mm,PC,Risr,SC-SC,2M | OM1 2 fiber 3mm jacket patchcord, riser (OFNR) rated, SC duplex to SC duplex, std IL | PC | 1 | 10 | 1 | 1 | 45.56
07498382293 | F623RSNSNSNM003 | OM1,2-Fiber,3mm,PC,Risr,SC-SC,3M | OM1 2 fiber 3mm jacket patchcord, riser (OFNR) rated, SC duplex to SC duplex, std IL | PC | 1 | 10 | 1 | 1 | 47.44
07498382311 | F623RSNSNSNM004 | OM1,2-Fiber,3mm,PC,Risr,SC-SC,4M | OM1 2 fiber 3mm jacket patchcord, riser (OFNR) rated, SC duplex to SC duplex, std IL | PC | 1 | 10 | 1 | 1 | 49.32
07498383689 | F623RSNSNSNM005 | OM1,2-Fiber,3mm,PC,Risr,SC-SC,5M | OM1 2 fiber 3mm jacket patchcord, riser (OFNR) rated, SC duplex to SC duplex, std IL | PC | 1 | 10 | 1 | 1 | 51.2
07498382317 | F623RSNSNSNM006 | OM1,2-Fiber,3mm,PC,Risr,SC-SC,6M | OM1 2 fiber 3mm jacket patchcord, riser (OFNR) rated, SC duplex to SC duplex, std IL | PC | 1 | 10 | 1 | 1 | 53.08
07498382320 | F623RSNSNSNM007 | OM1,2-Fiber,3mm,PC,Risr,SC-SC,7M | OM1 2 fiber 3mm jacket patchcord, riser (OFNR) rated, SC duplex to SC duplex, std IL | PC | 1 | 10 | 1 | 1 | 54.96
07498382364 | F623RSNSNSNM008 | OM1,2-Fiber,3mm,PC,Risr,SC-SC,8M | OM1 2 fiber 3mm jacket patchcord, riser (OFNR) rated, SC duplex to SC duplex, std IL | PC | 1 | 10 | 1 | 1 | 56.84
07498382379 | F623RSNSNSNM009 | OM1,2-Fiber,3mm,PC,Risr,SC-SC,9M | OM1 2 fiber 3mm jacket patchcord, riser (OFNR) rated, SC duplex to SC duplex, std IL | PC | 1 | 10 | 1 | 1 | 58.72
07498383690 | F623RSNSNSNM010 | OM1,2-Fiber,3mm,PC,Risr,SC-SC,10M | OM1 2 fiber 3mm jacket patchcord, riser (OFNR) rated, SC duplex to SC duplex, std IL | PC | 1 | 10 | 1 | 1 | 60.6
07498382292 | F623RSNSNSNM011 | OM1,2-Fiber,3mm,PC,Risr,SC-SC,11M | OM1 2 fiber 3mm jacket patchcord, riser (OFNR) rated, SC duplex to SC duplex, std IL | PC | 1 | 1 | 1 | 1 | 62.48
07498382310 | F623RSNSNSNM012 | OM1,2-Fiber,3mm,PC,Risr,SC-SC,12M | OM1 2 fiber 3mm jacket patchcord, riser (OFNR) rated, SC duplex to SC duplex, std IL | PC | 1 | 1 | 1 | 1 | 64.36
07498382315 | F623RSNSNSNM013 | OM1,2-Fiber,3mm,PC,Risr,SC-SC,13M | OM1 2 fiber 3mm jacket patchcord, riser (OFNR) rated, SC duplex to SC duplex, std IL | PC | 1 | 1 | 1 | 1 | 66.24
07498382319 | F623RSNSNSNM014 | OM1,2-Fiber,3mm,PC,Risr,SC-SC,14M | OM1 2 fiber 3mm jacket patchcord, riser (OFNR) rated, SC duplex to SC duplex, std IL | PC | 1 | 1 | 1 | 1 | 68.12
07498382363 | F623RSNSNSNM015 | OM1,2-Fiber,3mm,PC,Risr,SC-SC,15M | OM1 2 fiber 3mm jacket patchcord, riser (OFNR) rated, SC duplex to SC duplex, std IL | PC | 1 | 1 | 1 | 1 | 70
07498382368 | F623RSNSNSNM016 | OM1,2-Fiber,3mm,PC,Risr,SC-SC,16M | OM1 2 fiber 3mm jacket patchcord, riser (OFNR) rated, SC duplex to SC duplex, std IL | PC | 1 | 1 | 1 | 1 | 71.88
07498382380 | F623RSNSNSNM017 | OM1,2-Fiber,3mm,PC,Risr,SC-SC,17M | OM1 2 fiber 3mm jacket patchcord, riser (OFNR) rated, SC duplex to SC duplex, std IL | PC | 1 | 1 | 1 | 1 | 73.76
07498382383 | F623RSNSNSNM018 | OM1,2-Fiber,3mm,PC,Risr,SC-SC,18M | OM1 2 fiber 3mm jacket patchcord, riser (OFNR) rated, SC duplex to SC duplex, std IL | PC | 1 | 1 | 1 | 1 | 75.64
07498382386 | F623RSNSNSNM019 | OM1,2-Fiber,3mm,PC,Risr,SC-SC,19M | OM1 2 fiber 3mm jacket patchcord, riser (OFNR) rated, SC duplex to SC duplex, std IL | PC | 1 | 1 | 1 | 1 | 77.52
07498382323 | F623RSNSNSNM020 | OM1,2-Fiber,3mm,PC,Risr,SC-SC,20M | OM1 2 fiber 3mm jacket patchcord, riser (OFNR) rated, SC duplex to SC duplex, std IL | PC | 1 | 1 | 1 | 1 | 79.4
07498382366 | F623RSNSNSNM021 | OM1,2-Fiber,3mm,PC,Risr,SC-SC,21M | OM1 2 fiber 3mm jacket patchcord, riser (OFNR) rated, SC duplex to SC duplex, std IL | PC | 1 | 1 | 1 | 1 | 81.28
07498382381 | F623RSNSNSNM022 | OM1,2-Fiber,3mm,PC,Risr,SC-SC,22M | OM1 2 fiber 3mm jacket patchcord, riser (OFNR) rated, SC duplex to SC duplex, std IL | PC | 1 | 1 | 1 | 1 | 83.16
07498382382 | F623RSNSNSNM023 | OM1,2-Fiber,3mm,PC,Risr,SC-SC,23M | OM1 2 fiber 3mm jacket patchcord, riser (OFNR) rated, SC duplex to SC duplex, std IL | PC | 1 | 1 | 1 | 1 | 85.04
07498382385 | F623RSNSNSNM024 | OM1,2-Fiber,3mm,PC,Risr,SC-SC,24M | OM1 2 fiber 3mm jacket patchcord, riser (OFNR) rated, SC duplex to SC duplex, std IL | PC | 1 | 1 | 1 | 1 | 86.92
07498382388 | F623RSNSNSNM025 | OM1,2-Fiber,3mm,PC,Risr,SC-SC,25M | OM1 2 fiber 3mm jacket patchcord, riser (OFNR) rated, SC duplex to SC duplex, std IL | PC | 1 | 1 | 1 | 1 | 88.8
07498382392 | F623RSNSNSNM026 | OM1,2-Fiber,3mm,PC,Risr,SC-SC,26M | OM1 2 fiber 3mm jacket patchcord, riser (OFNR) rated, SC duplex to SC duplex, std IL | PC | 1 | 1 | 1 | 1 | 90.68
07498382395 | F623RSNSNSNM027 | OM1,2-Fiber,3mm,PC,Risr,SC-SC,27M | OM1 2 fiber 3mm jacket patchcord, riser (OFNR) rated, SC duplex to SC duplex, std IL | PC | 1 | 1 | 1 | 1 | 92.56
07498382398 | F623RSNSNSNM028 | OM1,2-Fiber,3mm,PC,Risr,SC-SC,28M | OM1 2 fiber 3mm jacket patchcord, riser (OFNR) rated, SC duplex to SC duplex, std IL | PC | 1 | 1 | 1 | 1 | 94.44
07498382404 | F623RSNSNSNM029 | OM1,2-Fiber,3mm,PC,Risr,SC-SC,29M | OM1 2 fiber 3mm jacket patchcord, riser (OFNR) rated, SC duplex to SC duplex, std IL | PC | 1 | 1 | 1 | 1 | 96.32
07498382384 | F623RSNSNSNM030 | OM1,2-Fiber,3mm,PC,Risr,SC-SC,30M | OM1 2 fiber 3mm jacket patchcord, riser (OFNR) rated, SC duplex to SC duplex, std IL | PC | 1 | 1 | 1 | 1 | 98.2
07498382387 | F623RSNSNSNM031 | OM1,2-Fiber,3mm,PC,Risr,SC-SC,31M | OM1 2 fiber 3mm jacket patchcord, riser (OFNR) rated, SC duplex to SC duplex, std IL | PC | 1 | 1 | 1 | 1 | 100.08
07498382389 | F623RSNSNSNM032 | OM1,2-Fiber,3mm,PC,Risr,SC-SC,32M | OM1 2 fiber 3mm jacket patchcord, riser (OFNR) rated, SC duplex to SC duplex, std IL | PC | 1 | 1 | 1 | 1 | 101.96
07498382393 | F623RSNSNSNM033 | OM1,2-Fiber,3mm,PC,Risr,SC-SC,33M | OM1 2 fiber 3mm jacket patchcord, riser (OFNR) rated, SC duplex to SC duplex, std IL | PC | 1 | 1 | 1 | 1 | 103.84
07498382396 | F623RSNSNSNM034 | OM1,2-Fiber,3mm,PC,Risr,SC-SC,34M | OM1 2 fiber 3mm jacket patchcord, riser (OFNR) rated, SC duplex to SC duplex, std IL | PC | 1 | 1 | 1 | 1 | 105.72
07498382400 | F623RSNSNSNM035 | OM1,2-Fiber,3mm,PC,Risr,SC-SC,35M | OM1 2 fiber 3mm jacket patchcord, riser (OFNR) rated, SC duplex to SC duplex, std IL | PC | 1 | 1 | 1 | 1 | 107.6
07498382409 | F623RSNSNSNM036 | OM1,2-Fiber,3mm,PC,Risr,SC-SC,36M | OM1 2 fiber 3mm jacket patchcord, riser (OFNR) rated, SC duplex to SC duplex, std IL | PC | 1 | 1 | 1 | 1 | 109.48
07498382412 | F623RSNSNSNM037 | OM1,2-Fiber,3mm,PC,Risr,SC-SC,37M | OM1 2 fiber 3mm jacket patchcord, riser (OFNR) rated, SC duplex to SC duplex, std IL | PC | 1 | 1 | 1 | 1 | 111.36
07498382418 | F623RSNSNSNM038 | OM1,2-Fiber,3mm,PC,Risr,SC-SC,38M | OM1 2 fiber 3mm jacket patchcord, riser (OFNR) rated, SC duplex to SC duplex, std IL | PC | 1 | 1 | 1 | 1 | 113.24
07498382420 | F623RSNSNSNM039 | OM1,2-Fiber,3mm,PC,Risr,SC-SC,39M | OM1 2 fiber 3mm jacket patchcord, riser (OFNR) rated, SC duplex to SC duplex, std IL | PC | 1 | 1 | 1 | 1 | 115.12
07498382394 | F623RSNSNSNM040 | OM1,2-Fiber,3mm,PC,Risr,SC-SC,40M | OM1 2 fiber 3mm jacket patchcord, riser (OFNR) rated, SC duplex to SC duplex, std IL | PC | 1 | 1 | 1 | 1 | 117
07498382397 | F623RSNSNSNM041 | OM1,2-Fiber,3mm,PC,Risr,SC-SC,41M | OM1 2 fiber 3mm jacket patchcord, riser (OFNR) rated, SC duplex to SC duplex, std IL | PC | 1 | 1 | 1 | 1 | 118.88
07498382399 | F623RSNSNSNM042 | OM1,2-Fiber,3mm,PC,Risr,SC-SC,42M | OM1 2 fiber 3mm jacket patchcord, riser (OFNR) rated, SC duplex to SC duplex, std IL | PC | 1 | 1 | 1 | 1 | 120.76
07498382408 | F623RSNSNSNM043 | OM1,2-Fiber,3mm,PC,Risr,SC-SC,43M | OM1 2 fiber 3mm jacket patchcord, riser (OFNR) rated, SC duplex to SC duplex, std IL | PC | 1 | 1 | 1 | 1 | 122.64
07498382413 | F623RSNSNSNM044 | OM1,2-Fiber,3mm,PC,Risr,SC-SC,44M | OM1 2 fiber 3mm jacket patchcord, riser (OFNR) rated, SC duplex to SC duplex, std IL | PC | 1 | 1 | 1 | 1 | 124.52
07498382414 | F623RSNSNSNM045 | OM1,2-Fiber,3mm,PC,Risr,SC-SC,45M | OM1 2 fiber 3mm jacket patchcord, riser (OFNR) rated, SC duplex to SC duplex, std IL | PC | 1 | 1 | 1 | 1 | 126.4
07498382421 | F623RSNSNSNM046 | OM1,2-Fiber,3mm,PC,Risr,SC-SC,46M | OM1 2 fiber 3mm jacket patchcord, riser (OFNR) rated, SC duplex to SC duplex, std IL | PC | 1 | 1 | 1 | 1 | 128.28
07498382422 | F623RSNSNSNM047 | OM1,2-Fiber,3mm,PC,Risr,SC-SC,47M | OM1 2 fiber 3mm jacket patchcord, riser (OFNR) rated, SC duplex to SC duplex, std IL | PC | 1 | 1 | 1 | 1 | 130.16
07498382423 | F623RSNSNSNM048 | OM1,2-Fiber,3mm,PC,Risr,SC-SC,48M | OM1 2 fiber 3mm jacket patchcord, riser (OFNR) rated, SC duplex to SC duplex, std IL | PC | 1 | 1 | 1 | 1 | 132.04
07498382424 | F623RSNSNSNM049 | OM1,2-Fiber,3mm,PC,Risr,SC-SC,49M | OM1 2 fiber 3mm jacket patchcord, riser (OFNR) rated, SC duplex to SC duplex, std IL | PC | 1 | 1 | 1 | 1 | 133.92
07498382377 | F623RSNSNSNM050 | OM1,2-Fiber,3mm,PC,Risr,SC-SC,50M | OM1 2 fiber 3mm jacket patchcord, riser (OFNR) rated, SC duplex to SC duplex, std IL | PC | 1 | 1 | 1 | 1 | 135.8
07498379515 | F62ELLNLNSNM001 | 2-Fiber,OM1,LC-LC Duplex,PC,LSZH,1M | 2 fiber OM1 patch cord, low smoke zero halogen (LSZH) rated, LC duplex to LC duplex with 16mm jacketed cable, Std IL 1 meters | PC | 1 | 10 | 1 | 1 | 46.68
07498379520 | F62ELLNLNSNM002 | 2-Fiber,OM1,LC-LC Duplex,PC,LSZH,2M | 2 fiber OM1 patch cord, low smoke zero halogen (LSZH) rated, LC duplex to LC duplex with 16mm jacketed cable, Std IL 2 meters | PC | 1 | 10 | 1 | 1 | 48.56
07498379521 | F62ELLNLNSNM003 | 2-Fiber,OM1,LC-LC Duplex,PC,LSZH,3M | 2 fiber OM1 patch cord, low smoke zero halogen (LSZH) rated, LC duplex to LC duplex with 16mm jacketed cable, Std IL 3 meters | PC | 1 | 10 | 1 | 1 | 50.44
07498378553 | F62ELLNLNSNM004 | 2-Fiber,OM1,LC-LC Duplex,PC,LSZH,4M | 2 fiber OM1 patch cord, low smoke zero halogen (LSZH) rated, LC duplex to LC duplex with 16mm jacketed cable, Std IL 4 meters | PC | 1 | 10 | 1 | 1 | 52.32
07498378555 | F62ELLNLNSNM005 | 2-Fiber,OM1,LC-LC Duplex,PC,LSZH,5M | 2 fiber OM1 patch cord, low smoke zero halogen (LSZH) rated, LC duplex to LC duplex with 16mm jacketed cable, Std IL 5 meters | PC | 1 | 10 | 1 | 1 | 54.2
07498378560 | F62ELLNLNSNM006 | 2-Fiber,OM1,LC-LC Duplex,PC,LSZH,6M | 2 fiber OM1 patch cord, low smoke zero halogen (LSZH) rated, LC duplex to LC duplex with 16mm jacketed cable, Std IL 6 meters | PC | 1 | 10 | 1 | 1 | 56.08
07498378562 | F62ELLNLNSNM007 | 2-Fiber,OM1,LC-LC Duplex,PC,LSZH,7M | 2 fiber OM1 patch cord, low smoke zero halogen (LSZH) rated, LC duplex to LC duplex with 16mm jacketed cable, Std IL 7 meters | PC | 1 | 10 | 1 | 1 | 57.96
07498378567 | F62ELLNLNSNM008 | 2-Fiber,OM1,LC-LC Duplex,PC,LSZH,8M | 2 fiber OM1 patch cord, low smoke zero halogen (LSZH) rated, LC duplex to LC duplex with 16mm jacketed cable, Std IL 8 meters | PC | 1 | 10 | 1 | 1 | 59.84
07498378569 | F62ELLNLNSNM009 | 2-Fiber,OM1,LC-LC Duplex,PC,LSZH,9M | 2 fiber OM1 patch cord, low smoke zero halogen (LSZH) rated, LC duplex to LC duplex with 16mm jacketed cable, Std IL 9 meters | PC | 1 | 10 | 1 | 1 | 61.72
07498379538 | F62ELLNLNSNM010 | 2-Fiber,OM1,LC-LC Duplex,PC,LSZH,10M | 2 fiber OM1 patch cord, low smoke zero halogen (LSZH) rated, LC duplex to LC duplex with 16mm jacketed cable, Std IL 10 meters | PC | 1 | 10 | 1 | 1 | 63.6
07498378828 | F62ELLNLNSNM011 | 2-Fiber,OM1,LC-LC Duplex,PC,LSZH,11M | 2 fiber OM1 patch cord, low smoke zero halogen (LSZH) rated, LC duplex to LC duplex with 16mm jacketed cable, Std IL 11 meters | PC | 1 | 1 | 1 | 1 | 65.48
07498378642 | F62ELLNLNSNM012 | 2-Fiber,OM1,LC-LC Duplex,PC,LSZH,12M | 2 fiber OM1 patch cord, low smoke zero halogen (LSZH) rated, LC duplex to LC duplex with 16mm jacketed cable, Std IL 12 meters | PC | 1 | 1 | 1 | 1 | 67.36
07498378672 | F62ELLNLNSNM013 | 2-Fiber,OM1,LC-LC Duplex,PC,LSZH,13M | 2 fiber OM1 patch cord, low smoke zero halogen (LSZH) rated, LC duplex to LC duplex with 16mm jacketed cable, Std IL 13 meters | PC | 1 | 1 | 1 | 1 | 69.24
07498378710 | F62ELLNLNSNM014 | 2-Fiber,OM1,LC-LC Duplex,PC,LSZH,14M | 2 fiber OM1 patch cord, low smoke zero halogen (LSZH) rated, LC duplex to LC duplex with 16mm jacketed cable, Std IL 14 meters | PC | 1 | 1 | 1 | 1 | 71.12
07498378551 | F62ELLNLNSNM015 | 2-Fiber,OM1,LC-LC Duplex,PC,LSZH,15M | 2 fiber OM1 patch cord, low smoke zero halogen (LSZH) rated, LC duplex to LC duplex with 16mm jacketed cable, Std IL 15 meters | PC | 1 | 1 | 1 | 1 | 73
07498378552 | F62ELLNLNSNM016 | 2-Fiber,OM1,LC-LC Duplex,PC,LSZH,16M | 2 fiber OM1 patch cord, low smoke zero halogen (LSZH) rated, LC duplex to LC duplex with 16mm jacketed cable, Std IL 16 meters | PC | 1 | 1 | 1 | 1 | 74.88
07498378554 | F62ELLNLNSNM017 | 2-Fiber,OM1,LC-LC Duplex,PC,LSZH,17M | 2 fiber OM1 patch cord, low smoke zero halogen (LSZH) rated, LC duplex to LC duplex with 16mm jacketed cable, Std IL 17 meters | PC | 1 | 1 | 1 | 1 | 76.76
07498378559 | F62ELLNLNSNM018 | 2-Fiber,OM1,LC-LC Duplex,PC,LSZH,18M | 2 fiber OM1 patch cord, low smoke zero halogen (LSZH) rated, LC duplex to LC duplex with 16mm jacketed cable, Std IL 18 meters | PC | 1 | 1 | 1 | 1 | 78.64
07498378561 | F62ELLNLNSNM019 | 2-Fiber,OM1,LC-LC Duplex,PC,LSZH,19M | 2 fiber OM1 patch cord, low smoke zero halogen (LSZH) rated, LC duplex to LC duplex with 16mm jacketed cable, Std IL 19 meters | PC | 1 | 1 | 1 | 1 | 80.52
07498378568 | F62ELLNLNSNM020 | 2-Fiber,OM1,LC-LC Duplex,PC,LSZH,20M | 2 fiber OM1 patch cord, low smoke zero halogen (LSZH) rated, LC duplex to LC duplex with 16mm jacketed cable, Std IL 20 meters | PC | 1 | 1 | 1 | 1 | 82.4
07498378633 | F62ELLNLNSNM021 | 2-Fiber,OM1,LC-LC Duplex,PC,LSZH,21M | 2 fiber OM1 patch cord, low smoke zero halogen (LSZH) rated, LC duplex to LC duplex with 16mm jacketed cable, Std IL 21 meters | PC | 1 | 1 | 1 | 1 | 84.28
07498378651 | F62ELLNLNSNM022 | 2-Fiber,OM1,LC-LC Duplex,PC,LSZH,22M | 2 fiber OM1 patch cord, low smoke zero halogen (LSZH) rated, LC duplex to LC duplex with 16mm jacketed cable, Std IL 22 meters | PC | 1 | 1 | 1 | 1 | 86.16
07498378682 | F62ELLNLNSNM023 | 2-Fiber,OM1,LC-LC Duplex,PC,LSZH,23M | 2 fiber OM1 patch cord, low smoke zero halogen (LSZH) rated, LC duplex to LC duplex with 16mm jacketed cable, Std IL 23 meters | PC | 1 | 1 | 1 | 1 | 88.04
07498378721 | F62ELLNLNSNM024 | 2-Fiber,OM1,LC-LC Duplex,PC,LSZH,24M | 2 fiber OM1 patch cord, low smoke zero halogen (LSZH) rated, LC duplex to LC duplex with 16mm jacketed cable, Std IL 24 meters | PC | 1 | 1 | 1 | 1 | 89.92
07498378740 | F62ELLNLNSNM025 | 2-Fiber,OM1,LC-LC Duplex,PC,LSZH,25M | 2 fiber OM1 patch cord, low smoke zero halogen (LSZH) rated, LC duplex to LC duplex with 16mm jacketed cable, Std IL 25 meters | PC | 1 | 1 | 1 | 1 | 91.8
07498378755 | F62ELLNLNSNM026 | 2-Fiber,OM1,LC-LC Duplex,PC,LSZH,26M | 2 fiber OM1 patch cord, low smoke zero halogen (LSZH) rated, LC duplex to LC duplex with 16mm jacketed cable, Std IL 26 meters | PC | 1 | 1 | 1 | 1 | 93.68
07498378771 | F62ELLNLNSNM027 | 2-Fiber,OM1,LC-LC Duplex,PC,LSZH,27M | 2 fiber OM1 patch cord, low smoke zero halogen (LSZH) rated, LC duplex to LC duplex with 16mm jacketed cable, Std IL 27 meters | PC | 1 | 1 | 1 | 1 | 95.56
07498378779 | F62ELLNLNSNM028 | 2-Fiber,OM1,LC-LC Duplex,PC,LSZH,28M | 2 fiber OM1 patch cord, low smoke zero halogen (LSZH) rated, LC duplex to LC duplex with 16mm jacketed cable, Std IL 28 meters | PC | 1 | 1 | 1 | 1 | 97.44
07498378791 | F62ELLNLNSNM029 | 2-Fiber,OM1,LC-LC Duplex,PC,LSZH,29M | 2 fiber OM1 patch cord, low smoke zero halogen (LSZH) rated, LC duplex to LC duplex with 16mm jacketed cable, Std IL 29 meters | PC | 1 | 1 | 1 | 1 | 99.32
07498378643 | F62ELLNLNSNM030 | 2-Fiber,OM1,LC-LC Duplex,PC,LSZH,30M | 2 fiber OM1 patch cord, low smoke zero halogen (LSZH) rated, LC duplex to LC duplex with 16mm jacketed cable, Std IL 30 meters | PC | 1 | 1 | 1 | 1 | 101.2
07498378662 | F62ELLNLNSNM031 | 2-Fiber,OM1,LC-LC Duplex,PC,LSZH,31M | 2 fiber OM1 patch cord, low smoke zero halogen (LSZH) rated, LC duplex to LC duplex with 16mm jacketed cable, Std IL 31 meters | PC | 1 | 1 | 1 | 1 | 103.08
07498378701 | F62ELLNLNSNM032 | 2-Fiber,OM1,LC-LC Duplex,PC,LSZH,32M | 2 fiber OM1 patch cord, low smoke zero halogen (LSZH) rated, LC duplex to LC duplex with 16mm jacketed cable, Std IL 32 meters | PC | 1 | 1 | 1 | 1 | 104.96
07498378714 | F62ELLNLNSNM033 | 2-Fiber,OM1,LC-LC Duplex,PC,LSZH,33M | 2 fiber OM1 patch cord, low smoke zero halogen (LSZH) rated, LC duplex to LC duplex with 16mm jacketed cable, Std IL 33 meters | PC | 1 | 1 | 1 | 1 | 106.84
07498378733 | F62ELLNLNSNM034 | 2-Fiber,OM1,LC-LC Duplex,PC,LSZH,34M | 2 fiber OM1 patch cord, low smoke zero halogen (LSZH) rated, LC duplex to LC duplex with 16mm jacketed cable, Std IL 34 meters | PC | 1 | 1 | 1 | 1 | 108.72
07498378748 | F62ELLNLNSNM035 | 2-Fiber,OM1,LC-LC Duplex,PC,LSZH,35M | 2 fiber OM1 patch cord, low smoke zero halogen (LSZH) rated, LC duplex to LC duplex with 16mm jacketed cable, Std IL 35 meters | PC | 1 | 1 | 1 | 1 | 110.6
07498378763 | F62ELLNLNSNM036 | 2-Fiber,OM1,LC-LC Duplex,PC,LSZH,36M | 2 fiber OM1 patch cord, low smoke zero halogen (LSZH) rated, LC duplex to LC duplex with 16mm jacketed cable, Std IL 36 meters | PC | 1 | 1 | 1 | 1 | 112.48
07498378772 | F62ELLNLNSNM037 | 2-Fiber,OM1,LC-LC Duplex,PC,LSZH,37M | 2 fiber OM1 patch cord, low smoke zero halogen (LSZH) rated, LC duplex to LC duplex with 16mm jacketed cable, Std IL 37 meters | PC | 1 | 1 | 1 | 1 | 114.36
07498378783 | F62ELLNLNSNM038 | 2-Fiber,OM1,LC-LC Duplex,PC,LSZH,38M | 2 fiber OM1 patch cord, low smoke zero halogen (LSZH) rated, LC duplex to LC duplex with 16mm jacketed cable, Std IL 38 meters | PC | 1 | 1 | 1 | 1 | 116.24
07498378805 | F62ELLNLNSNM039 | 2-Fiber,OM1,LC-LC Duplex,PC,LSZH,39M | 2 fiber OM1 patch cord, low smoke zero halogen (LSZH) rated, LC duplex to LC duplex with 16mm jacketed cable, Std IL 39 meters | PC | 1 | 1 | 1 | 1 | 118.12
07498378717 | F62ELLNLNSNM040 | 2-Fiber,OM1,LC-LC Duplex,PC,LSZH,40M | 2 fiber OM1 patch cord, low smoke zero halogen (LSZH) rated, LC duplex to LC duplex with 16mm jacketed cable, Std IL 40 meters | PC | 1 | 1 | 1 | 1 | 120
07498378737 | F62ELLNLNSNM041 | 2-Fiber,OM1,LC-LC Duplex,PC,LSZH,41M | 2 fiber OM1 patch cord, low smoke zero halogen (LSZH) rated, LC duplex to LC duplex with 16mm jacketed cable, Std IL 41 meters | PC | 1 | 1 | 1 | 1 | 121.88
07498378747 | F62ELLNLNSNM042 | 2-Fiber,OM1,LC-LC Duplex,PC,LSZH,42M | 2 fiber OM1 patch cord, low smoke zero halogen (LSZH) rated, LC duplex to LC duplex with 16mm jacketed cable, Std IL 42 meters | PC | 1 | 1 | 1 | 1 | 123.76
07498378756 | F62ELLNLNSNM043 | 2-Fiber,OM1,LC-LC Duplex,PC,LSZH,43M | 2 fiber OM1 patch cord, low smoke zero halogen (LSZH) rated, LC duplex to LC duplex with 16mm jacketed cable, Std IL 43 meters | PC | 1 | 1 | 1 | 1 | 125.64
07498378764 | F62ELLNLNSNM044 | 2-Fiber,OM1,LC-LC Duplex,PC,LSZH,44M | 2 fiber OM1 patch cord, low smoke zero halogen (LSZH) rated, LC duplex to LC duplex with 16mm jacketed cable, Std IL 44 meters | PC | 1 | 1 | 1 | 1 | 127.52
07498378787 | F62ELLNLNSNM045 | 2-Fiber,OM1,LC-LC Duplex,PC,LSZH,45M | 2 fiber OM1 patch cord, low smoke zero halogen (LSZH) rated, LC duplex to LC duplex with 16mm jacketed cable, Std IL 45 meters | PC | 1 | 1 | 1 | 1 | 129.4
07498378811 | F62ELLNLNSNM046 | 2-Fiber,OM1,LC-LC Duplex,PC,LSZH,46M | 2 fiber OM1 patch cord, low smoke zero halogen (LSZH) rated, LC duplex to LC duplex with 16mm jacketed cable, Std IL 46 meters | PC | 1 | 1 | 1 | 1 | 131.28
07498378816 | F62ELLNLNSNM047 | 2-Fiber,OM1,LC-LC Duplex,PC,LSZH,47M | 2 fiber OM1 patch cord, low smoke zero halogen (LSZH) rated, LC duplex to LC duplex with 16mm jacketed cable, Std IL 47 meters | PC | 1 | 1 | 1 | 1 | 133.16
07498378817 | F62ELLNLNSNM048 | 2-Fiber,OM1,LC-LC Duplex,PC,LSZH,48M | 2 fiber OM1 patch cord, low smoke zero halogen (LSZH) rated, LC duplex to LC duplex with 16mm jacketed cable, Std IL 48 meters | PC | 1 | 1 | 1 | 1 | 135.04
07498378818 | F62ELLNLNSNM049 | 2-Fiber,OM1,LC-LC Duplex,PC,LSZH,49M | 2 fiber OM1 patch cord, low smoke zero halogen (LSZH) rated, LC duplex to LC duplex with 16mm jacketed cable, Std IL 49 meters | PC | 1 | 1 | 1 | 1 | 136.92
07498378563 | F62ELLNLNSNM050 | 2-Fiber,OM1,LC-LC Duplex,PC,LSZH,50M | 2 fiber OM1 patch cord, low smoke zero halogen (LSZH) rated, LC duplex to LC duplex with 16mm jacketed cable, Std IL 50 meters | PC | 1 | 1 | 1 | 1 | 138.8
07498373691 | F62ELLNSNSNM001 | OM1,2-Fiber,1.6mm,LC-SC,PC,LSZH,1M | OM1 2 fiber, 16mm jacket, patchcord, Low Smoke Zero Halogen (LSZH) rated, LC duplex to SC duplex, Std IL | PC | 1 | 10 | 1 | 1 | 45.18
07498373692 | F62ELLNSNSNM002 | OM1,2-Fiber,1.6mm,LC-SC,PC,LSZH,2M | OM1 2 fiber, 16mm jacket, patchcord, Low Smoke Zero Halogen (LSZH) rated, LC duplex to SC duplex, Std IL | PC | 1 | 10 | 1 | 1 | 47.06
07498373693 | F62ELLNSNSNM003 | OM1,2-Fiber,1.6mm,LC-SC,PC,LSZH,3M | OM1 2 fiber, 16mm jacket, patchcord, Low Smoke Zero Halogen (LSZH) rated, LC duplex to SC duplex, Std IL | PC | 1 | 10 | 1 | 1 | 48.94
07498373694 | F62ELLNSNSNM004 | OM1,2-Fiber,1.6mm,LC-SC,PC,LSZH,4M | OM1 2 fiber, 16mm jacket, patchcord, Low Smoke Zero Halogen (LSZH) rated, LC duplex to SC duplex, Std IL | PC | 1 | 10 | 1 | 1 | 50.82
07498373695 | F62ELLNSNSNM005 | OM1,2-Fiber,1.6mm,LC-SC,PC,LSZH,5M | OM1 2 fiber, 16mm jacket, patchcord, Low Smoke Zero Halogen (LSZH) rated, LC duplex to SC duplex, Std IL | PC | 1 | 10 | 1 | 1 | 52.7
07498373696 | F62ELLNSNSNM006 | OM1,2-Fiber,1.6mm,LC-SC,PC,LSZH,6M | OM1 2 fiber, 16mm jacket, patchcord, Low Smoke Zero Halogen (LSZH) rated, LC duplex to SC duplex, Std IL | PC | 1 | 10 | 1 | 1 | 54.58
07498373697 | F62ELLNSNSNM007 | OM1,2-Fiber,1.6mm,LC-SC,PC,LSZH,7M | OM1 2 fiber, 16mm jacket, patchcord, Low Smoke Zero Halogen (LSZH) rated, LC duplex to SC duplex, Std IL | PC | 1 | 10 | 1 | 1 | 56.46
07498373698 | F62ELLNSNSNM008 | OM1,2-Fiber,1.6mm,LC-SC,PC,LSZH,8M | OM1 2 fiber, 16mm jacket, patchcord, Low Smoke Zero Halogen (LSZH) rated, LC duplex to SC duplex, Std IL | PC | 1 | 10 | 1 | 1 | 58.34
07498373699 | F62ELLNSNSNM009 | OM1,2-Fiber,1.6mm,LC-SC,PC,LSZH,9M | OM1 2 fiber, 16mm jacket, patchcord, Low Smoke Zero Halogen (LSZH) rated, LC duplex to SC duplex, Std IL | PC | 1 | 10 | 1 | 1 | 60.22
07498373700 | F62ELLNSNSNM010 | OM1,2-Fiber,1.6mm,LC-SC,PC,LSZH,10M | OM1 2 fiber, 16mm jacket, patchcord, Low Smoke Zero Halogen (LSZH) rated, LC duplex to SC duplex, Std IL | PC | 1 | 10 | 1 | 1 | 62.1
07498373701 | F62ELLNSNSNM011 | OM1,2-Fiber,1.6mm,LC-SC,PC,LSZH,11M | OM1 2 fiber, 16mm jacket, patchcord, Low Smoke Zero Halogen (LSZH) rated, LC duplex to SC duplex, Std IL | PC | 1 | 1 | 1 | 1 | 63.98
07498373702 | F62ELLNSNSNM012 | OM1,2-Fiber,1.6mm,LC-SC,PC,LSZH,12M | OM1 2 fiber, 16mm jacket, patchcord, Low Smoke Zero Halogen (LSZH) rated, LC duplex to SC duplex, Std IL | PC | 1 | 1 | 1 | 1 | 65.86
07498373703 | F62ELLNSNSNM013 | OM1,2-Fiber,1.6mm,LC-SC,PC,LSZH,13M | OM1 2 fiber, 16mm jacket, patchcord, Low Smoke Zero Halogen (LSZH) rated, LC duplex to SC duplex, Std IL | PC | 1 | 1 | 1 | 1 | 67.74
07498373704 | F62ELLNSNSNM014 | OM1,2-Fiber,1.6mm,LC-SC,PC,LSZH,14M | OM1 2 fiber, 16mm jacket, patchcord, Low Smoke Zero Halogen (LSZH) rated, LC duplex to SC duplex, Std IL | PC | 1 | 1 | 1 | 1 | 69.62
07498373705 | F62ELLNSNSNM015 | OM1,2-Fiber,1.6mm,LC-SC,PC,LSZH,15M | OM1 2 fiber, 16mm jacket, patchcord, Low Smoke Zero Halogen (LSZH) rated, LC duplex to SC duplex, Std IL | PC | 1 | 10 | 1 | 1 | 71.5
07498373706 | F62ELLNSNSNM016 | OM1,2-Fiber,1.6mm,LC-SC,PC,LSZH,16M | OM1 2 fiber, 16mm jacket, patchcord, Low Smoke Zero Halogen (LSZH) rated, LC duplex to SC duplex, Std IL | PC | 1 | 1 | 1 | 1 | 73.38
07498373707 | F62ELLNSNSNM017 | OM1,2-Fiber,1.6mm,LC-SC,PC,LSZH,17M | OM1 2 fiber, 16mm jacket, patchcord, Low Smoke Zero Halogen (LSZH) rated, LC duplex to SC duplex, Std IL | PC | 1 | 1 | 1 | 1 | 75.26
07498373708 | F62ELLNSNSNM018 | OM1,2-Fiber,1.6mm,LC-SC,PC,LSZH,18M | OM1 2 fiber, 16mm jacket, patchcord, Low Smoke Zero Halogen (LSZH) rated, LC duplex to SC duplex, Std IL | PC | 1 | 1 | 1 | 1 | 77.14
07498373709 | F62ELLNSNSNM019 | OM1,2-Fiber,1.6mm,LC-SC,PC,LSZH,19M | OM1 2 fiber, 16mm jacket, patchcord, Low Smoke Zero Halogen (LSZH) rated, LC duplex to SC duplex, Std IL | PC | 1 | 1 | 1 | 1 | 79.02
07498373710 | F62ELLNSNSNM020 | OM1,2-Fiber,1.6mm,LC-SC,PC,LSZH,20M | OM1 2 fiber, 16mm jacket, patchcord, Low Smoke Zero Halogen (LSZH) rated, LC duplex to SC duplex, Std IL | PC | 1 | 10 | 1 | 1 | 80.9
07498373711 | F62ELLNSNSNM021 | OM1,2-Fiber,1.6mm,LC-SC,PC,LSZH,21M | OM1 2 fiber, 16mm jacket, patchcord, Low Smoke Zero Halogen (LSZH) rated, LC duplex to SC duplex, Std IL | PC | 1 | 1 | 1 | 1 | 82.78
07498373712 | F62ELLNSNSNM022 | OM1,2-Fiber,1.6mm,LC-SC,PC,LSZH,22M | OM1 2 fiber, 16mm jacket, patchcord, Low Smoke Zero Halogen (LSZH) rated, LC duplex to SC duplex, Std IL | PC | 1 | 1 | 1 | 1 | 84.66
07498373713 | F62ELLNSNSNM023 | OM1,2-Fiber,1.6mm,LC-SC,PC,LSZH,23M | OM1 2 fiber, 16mm jacket, patchcord, Low Smoke Zero Halogen (LSZH) rated, LC duplex to SC duplex, Std IL | PC | 1 | 1 | 1 | 1 | 86.54
07498373714 | F62ELLNSNSNM024 | OM1,2-Fiber,1.6mm,LC-SC,PC,LSZH,24M | OM1 2 fiber, 16mm jacket, patchcord, Low Smoke Zero Halogen (LSZH) rated, LC duplex to SC duplex, Std IL | PC | 1 | 1 | 1 | 1 | 88.42
07498373715 | F62ELLNSNSNM025 | OM1,2-Fiber,1.6mm,LC-SC,PC,LSZH,25M | OM1 2 fiber, 16mm jacket, patchcord, Low Smoke Zero Halogen (LSZH) rated, LC duplex to SC duplex, Std IL | PC | 1 | 10 | 1 | 1 | 90.3
07498373716 | F62ELLNSNSNM026 | OM1,2-Fiber,1.6mm,LC-SC,PC,LSZH,26M | OM1 2 fiber, 16mm jacket, patchcord, Low Smoke Zero Halogen (LSZH) rated, LC duplex to SC duplex, Std IL | PC | 1 | 1 | 1 | 1 | 92.18
07498373717 | F62ELLNSNSNM027 | OM1,2-Fiber,1.6mm,LC-SC,PC,LSZH,27M | OM1 2 fiber, 16mm jacket, patchcord, Low Smoke Zero Halogen (LSZH) rated, LC duplex to SC duplex, Std IL | PC | 1 | 1 | 1 | 1 | 94.06
07498373718 | F62ELLNSNSNM028 | OM1,2-Fiber,1.6mm,LC-SC,PC,LSZH,28M | OM1 2 fiber, 16mm jacket, patchcord, Low Smoke Zero Halogen (LSZH) rated, LC duplex to SC duplex, Std IL | PC | 1 | 1 | 1 | 1 | 95.94
07498373719 | F62ELLNSNSNM029 | OM1,2-Fiber,1.6mm,LC-SC,PC,LSZH,29M | OM1 2 fiber, 16mm jacket, patchcord, Low Smoke Zero Halogen (LSZH) rated, LC duplex to SC duplex, Std IL | PC | 1 | 1 | 1 | 1 | 97.82
07498373720 | F62ELLNSNSNM030 | OM1,2-Fiber,1.6mm,LC-SC,PC,LSZH,30M | OM1 2 fiber, 16mm jacket, patchcord, Low Smoke Zero Halogen (LSZH) rated, LC duplex to SC duplex, Std IL | PC | 1 | 10 | 1 | 1 | 99.7
07498373721 | F62ELLNSNSNM031 | OM1,2-Fiber,1.6mm,LC-SC,PC,LSZH,31M | OM1 2 fiber, 16mm jacket, patchcord, Low Smoke Zero Halogen (LSZH) rated, LC duplex to SC duplex, Std IL | PC | 1 | 1 | 1 | 1 | 101.58
07498373722 | F62ELLNSNSNM032 | OM1,2-Fiber,1.6mm,LC-SC,PC,LSZH,32M | OM1 2 fiber, 16mm jacket, patchcord, Low Smoke Zero Halogen (LSZH) rated, LC duplex to SC duplex, Std IL | PC | 1 | 1 | 1 | 1 | 103.46
07498373723 | F62ELLNSNSNM033 | OM1,2-Fiber,1.6mm,LC-SC,PC,LSZH,33M | OM1 2 fiber, 16mm jacket, patchcord, Low Smoke Zero Halogen (LSZH) rated, LC duplex to SC duplex, Std IL | PC | 1 | 1 | 1 | 1 | 105.34
07498373724 | F62ELLNSNSNM034 | OM1,2-Fiber,1.6mm,LC-SC,PC,LSZH,34M | OM1 2 fiber, 16mm jacket, patchcord, Low Smoke Zero Halogen (LSZH) rated, LC duplex to SC duplex, Std IL | PC | 1 | 1 | 1 | 1 | 107.22
07498373725 | F62ELLNSNSNM035 | OM1,2-Fiber,1.6mm,LC-SC,PC,LSZH,35M | OM1 2 fiber, 16mm jacket, patchcord, Low Smoke Zero Halogen (LSZH) rated, LC duplex to SC duplex, Std IL | PC | 1 | 1 | 1 | 1 | 109.1
07498373726 | F62ELLNSNSNM036 | OM1,2-Fiber,1.6mm,LC-SC,PC,LSZH,36M | OM1 2 fiber, 16mm jacket, patchcord, Low Smoke Zero Halogen (LSZH) rated, LC duplex to SC duplex, Std IL | PC | 1 | 1 | 1 | 1 | 110.98
07498373727 | F62ELLNSNSNM037 | OM1,2-Fiber,1.6mm,LC-SC,PC,LSZH,37M | OM1 2 fiber, 16mm jacket, patchcord, Low Smoke Zero Halogen (LSZH) rated, LC duplex to SC duplex, Std IL | PC | 1 | 1 | 1 | 1 | 112.86
07498373728 | F62ELLNSNSNM038 | OM1,2-Fiber,1.6mm,LC-SC,PC,LSZH,38M | OM1 2 fiber, 16mm jacket, patchcord, Low Smoke Zero Halogen (LSZH) rated, LC duplex to SC duplex, Std IL | PC | 1 | 1 | 1 | 1 | 114.74
07498373729 | F62ELLNSNSNM039 | OM1,2-Fiber,1.6mm,LC-SC,PC,LSZH,39M | OM1 2 fiber, 16mm jacket, patchcord, Low Smoke Zero Halogen (LSZH) rated, LC duplex to SC duplex, Std IL | PC | 1 | 1 | 1 | 1 | 116.62
07498373730 | F62ELLNSNSNM040 | OM1,2-Fiber,1.6mm,LC-SC,PC,LSZH,40M | OM1 2 fiber, 16mm jacket, patchcord, Low Smoke Zero Halogen (LSZH) rated, LC duplex to SC duplex, Std IL | PC | 1 | 1 | 1 | 1 | 118.5
07498373731 | F62ELLNSNSNM041 | OM1,2-Fiber,1.6mm,LC-SC,PC,LSZH,41M | OM1 2 fiber, 16mm jacket, patchcord, Low Smoke Zero Halogen (LSZH) rated, LC duplex to SC duplex, Std IL | PC | 1 | 1 | 1 | 1 | 120.38
07498373732 | F62ELLNSNSNM042 | OM1,2-Fiber,1.6mm,LC-SC,PC,LSZH,42M | OM1 2 fiber, 16mm jacket, patchcord, Low Smoke Zero Halogen (LSZH) rated, LC duplex to SC duplex, Std IL | PC | 1 | 1 | 1 | 1 | 122.26
07498373733 | F62ELLNSNSNM043 | OM1,2-Fiber,1.6mm,LC-SC,PC,LSZH,43M | OM1 2 fiber, 16mm jacket, patchcord, Low Smoke Zero Halogen (LSZH) rated, LC duplex to SC duplex, Std IL | PC | 1 | 1 | 1 | 1 | 124.14
07498373734 | F62ELLNSNSNM044 | OM1,2-Fiber,1.6mm,LC-SC,PC,LSZH,44M | OM1 2 fiber, 16mm jacket, patchcord, Low Smoke Zero Halogen (LSZH) rated, LC duplex to SC duplex, Std IL | PC | 1 | 1 | 1 | 1 | 126.02
07498373735 | F62ELLNSNSNM045 | OM1,2-Fiber,1.6mm,LC-SC,PC,LSZH,45M | OM1 2 fiber, 16mm jacket, patchcord, Low Smoke Zero Halogen (LSZH) rated, LC duplex to SC duplex, Std IL | PC | 1 | 1 | 1 | 1 | 127.9
07498373736 | F62ELLNSNSNM046 | OM1,2-Fiber,1.6mm,LC-SC,PC,LSZH,46M | OM1 2 fiber, 16mm jacket, patchcord, Low Smoke Zero Halogen (LSZH) rated, LC duplex to SC duplex, Std IL | PC | 1 | 1 | 1 | 1 | 129.78
07498373737 | F62ELLNSNSNM047 | OM1,2-Fiber,1.6mm,LC-SC,PC,LSZH,47M | OM1 2 fiber, 16mm jacket, patchcord, Low Smoke Zero Halogen (LSZH) rated, LC duplex to SC duplex, Std IL | PC | 1 | 1 | 1 | 1 | 131.66
07498373738 | F62ELLNSNSNM048 | OM1,2-Fiber,1.6mm,LC-SC,PC,LSZH,48M | OM1 2 fiber, 16mm jacket, patchcord, Low Smoke Zero Halogen (LSZH) rated, LC duplex to SC duplex, Std IL | PC | 1 | 1 | 1 | 1 | 133.54
07498373739 | F62ELLNSNSNM049 | OM1,2-Fiber,1.6mm,LC-SC,PC,LSZH,49M | OM1 2 fiber, 16mm jacket, patchcord, Low Smoke Zero Halogen (LSZH) rated, LC duplex to SC duplex, Std IL | PC | 1 | 1 | 1 | 1 | 135.42
07498373740 | F62ELLNSNSNM050 | OM1,2-Fiber,1.6mm,LC-SC,PC,LSZH,50M | OM1 2 fiber, 16mm jacket, patchcord, Low Smoke Zero Halogen (LSZH) rated, LC duplex to SC duplex, Std IL | PC | 1 | 1 | 1 | 1 | 137.3
07498379096 | F62ERLNLNSNM001 | 2-Fiber,OM1,LC-LC Duplex,Riser,1M | 2 fiber OM1 LC Duplex to LC Duplex OFNR (riser) rated 16mm jacketed cable Std IL 1m | PC | 1 | 10 | 1 | 1 | 46.28
07498379097 | F62ERLNLNSNM002 | 2-Fiber,OM1,LC-LC Duplex,Riser,2M | 2 fiber OM1 LC Duplex to LC Duplex OFNR (riser) rated 16mm jacketed cable Std IL 2m | PC | 1 | 10 | 1 | 1 | 48.16
07498379098 | F62ERLNLNSNM003 | 2-Fiber,OM1,LC-LC Duplex,Riser,3M | 2 fiber OM1 LC Duplex to LC Duplex OFNR (riser) rated 16mm jacketed cable Std IL 3m | PC | 1 | 10 | 1 | 1 | 50.04
07498379099 | F62ERLNLNSNM004 | 2-Fiber,OM1,LC-LC Duplex,Riser,4M | 2 fiber OM1 LC Duplex to LC Duplex OFNR (riser) rated 16mm jacketed cable Std IL 4m | PC | 1 | 10 | 1 | 1 | 51.92
07498379100 | F62ERLNLNSNM005 | 2-Fiber,OM1,LC-LC Duplex,Riser,5M | 2 fiber OM1 LC Duplex to LC Duplex OFNR (riser) rated 16mm jacketed cable Std IL 5m | PC | 1 | 10 | 1 | 1 | 53.8
07498379101 | F62ERLNLNSNM006 | 2-Fiber,OM1,LC-LC Duplex,Riser,6M | 2 fiber OM1 LC Duplex to LC Duplex OFNR (riser) rated 16mm jacketed cable Std IL 6m | PC | 1 | 10 | 1 | 1 | 55.68
07498379102 | F62ERLNLNSNM007 | 2-Fiber,OM1,LC-LC Duplex,Riser,7M | 2 fiber OM1 LC Duplex to LC Duplex OFNR (riser) rated 16mm jacketed cable Std IL 7m | PC | 1 | 10 | 1 | 1 | 57.56
07498379103 | F62ERLNLNSNM008 | 2-Fiber,OM1,LC-LC Duplex,Riser,8M | 2 fiber OM1 LC Duplex to LC Duplex OFNR (riser) rated 16mm jacketed cable Std IL 8m | PC | 1 | 10 | 1 | 1 | 59.44
07498379104 | F62ERLNLNSNM009 | 2-Fiber,OM1,LC-LC Duplex,Riser,9M | 2 fiber OM1 LC Duplex to LC Duplex OFNR (riser) rated 16mm jacketed cable Std IL 9m | PC | 1 | 10 | 1 | 1 | 61.32
07498379105 | F62ERLNLNSNM010 | 2-Fiber,OM1,LC-LC Duplex,Riser,10M | 2 fiber OM1 LC Duplex to LC Duplex OFNR (riser) rated 16mm jacketed cable Std IL 10m | PC | 1 | 10 | 1 | 1 | 63.2
07498379106 | F62ERLNLNSNM011 | 2-Fiber,OM1,LC-LC Duplex,Riser,11M | 2 fiber OM1 LC Duplex to LC Duplex OFNR (riser) rated 16mm jacketed cable Std IL 11m | PC | 1 | 1 | 1 | 1 | 65.08
07498379107 | F62ERLNLNSNM012 | 2-Fiber,OM1,LC-LC Duplex,Riser,12M | 2 fiber OM1 LC Duplex to LC Duplex OFNR (riser) rated 16mm jacketed cable Std IL 12m | PC | 1 | 1 | 1 | 1 | 66.96
07498379108 | F62ERLNLNSNM013 | 2-Fiber,OM1,LC-LC Duplex,Riser,13M | 2 fiber OM1 LC Duplex to LC Duplex OFNR (riser) rated 16mm jacketed cable Std IL 13m | PC | 1 | 1 | 1 | 1 | 68.84
07498379109 | F62ERLNLNSNM014 | 2-Fiber,OM1,LC-LC Duplex,Riser,14M | 2 fiber OM1 LC Duplex to LC Duplex OFNR (riser) rated 16mm jacketed cable Std IL 14m | PC | 1 | 1 | 1 | 1 | 70.72
07498379110 | F62ERLNLNSNM015 | 2-Fiber,OM1,LC-LC Duplex,Riser,15M | 2 fiber OM1 LC Duplex to LC Duplex OFNR (riser) rated 16mm jacketed cable Std IL 15m | PC | 1 | 1 | 1 | 1 | 72.6
07498379111 | F62ERLNLNSNM016 | 2-Fiber,OM1,LC-LC Duplex,Riser,16M | 2 fiber OM1 LC Duplex to LC Duplex OFNR (riser) rated 16mm jacketed cable Std IL 16m | PC | 1 | 1 | 1 | 1 | 74.48
07498379112 | F62ERLNLNSNM017 | 2-Fiber,OM1,LC-LC Duplex,Riser,17M | 2 fiber OM1 LC Duplex to LC Duplex OFNR (riser) rated 16mm jacketed cable Std IL 17m | PC | 1 | 1 | 1 | 1 | 76.36
07498379113 | F62ERLNLNSNM018 | 2-Fiber,OM1,LC-LC Duplex,Riser,18M | 2 fiber OM1 LC Duplex to LC Duplex OFNR (riser) rated 16mm jacketed cable Std IL 18m | PC | 1 | 1 | 1 | 1 | 78.24
07498379121 | F62ERLNLNSNM019 | 2-Fiber,OM1,LC-LC Duplex,Riser,19M | 2 fiber OM1 LC Duplex to LC Duplex OFNR (riser) rated 16mm jacketed cable Std IL 19m | PC | 1 | 1 | 1 | 1 | 80.12
07498379122 | F62ERLNLNSNM020 | 2-Fiber,OM1,LC-LC Duplex,Riser,20M | 2 fiber OM1 LC Duplex to LC Duplex OFNR (riser) rated 16mm jacketed cable Std IL 20m | PC | 1 | 1 | 1 | 1 | 82
07498379172 | F62ERLNLNSNM021 | 2-Fiber,OM1,LC-LC Duplex,Riser,21M | 2 fiber OM1 LC Duplex to LC Duplex OFNR (riser) rated 16mm jacketed cable Std IL 21m | PC | 1 | 1 | 1 | 1 | 83.88
07498379120 | F62ERLNLNSNM022 | 2-Fiber,OM1,LC-LC Duplex,Riser,22M | 2 fiber OM1 LC Duplex to LC Duplex OFNR (riser) rated 16mm jacketed cable Std IL 22m | PC | 1 | 1 | 1 | 1 | 85.76
07498379123 | F62ERLNLNSNM023 | 2-Fiber,OM1,LC-LC Duplex,Riser,23M | 2 fiber OM1 LC Duplex to LC Duplex OFNR (riser) rated 16mm jacketed cable Std IL 23m | PC | 1 | 1 | 1 | 1 | 87.64
07498379124 | F62ERLNLNSNM024 | 2-Fiber,OM1,LC-LC Duplex,Riser,24M | 2 fiber OM1 LC Duplex to LC Duplex OFNR (riser) rated 16mm jacketed cable Std IL 24m | PC | 1 | 1 | 1 | 1 | 89.52
07498379128 | F62ERLNLNSNM025 | 2-Fiber,OM1,LC-LC Duplex,Riser,25M | 2 fiber OM1 LC Duplex to LC Duplex OFNR (riser) rated 16mm jacketed cable Std IL 25m | PC | 1 | 1 | 1 | 1 | 91.4
07498379133 | F62ERLNLNSNM026 | 2-Fiber,OM1,LC-LC Duplex,Riser,26M | 2 fiber OM1 LC Duplex to LC Duplex OFNR (riser) rated 16mm jacketed cable Std IL 26m | PC | 1 | 1 | 1 | 1 | 93.28
07498379134 | F62ERLNLNSNM027 | 2-Fiber,OM1,LC-LC Duplex,Riser,27M | 2 fiber OM1 LC Duplex to LC Duplex OFNR (riser) rated 16mm jacketed cable Std IL 27m | PC | 1 | 1 | 1 | 1 | 95.16
07498379135 | F62ERLNLNSNM028 | 2-Fiber,OM1,LC-LC Duplex,Riser,28M | 2 fiber OM1 LC Duplex to LC Duplex OFNR (riser) rated 16mm jacketed cable Std IL 28m | PC | 1 | 1 | 1 | 1 | 97.04
07498379136 | F62ERLNLNSNM029 | 2-Fiber,OM1,LC-LC Duplex,Riser,29M | 2 fiber OM1 LC Duplex to LC Duplex OFNR (riser) rated 16mm jacketed cable Std IL 29m | PC | 1 | 1 | 1 | 1 | 98.92
07498379137 | F62ERLNLNSNM030 | 2-Fiber,OM1,LC-LC Duplex,Riser,30M | 2 fiber OM1 LC Duplex to LC Duplex OFNR (riser) rated 16mm jacketed cable Std IL 30m | PC | 1 | 1 | 1 | 1 | 100.8
07498379138 | F62ERLNLNSNM031 | 2-Fiber,OM1,LC-LC Duplex,Riser,31M | 2 fiber OM1 LC Duplex to LC Duplex OFNR (riser) rated 16mm jacketed cable Std IL 31m | PC | 1 | 1 | 1 | 1 | 102.68
07498379139 | F62ERLNLNSNM032 | 2-Fiber,OM1,LC-LC Duplex,Riser,32M | 2 fiber OM1 LC Duplex to LC Duplex OFNR (riser) rated 16mm jacketed cable Std IL 32m | PC | 1 | 1 | 1 | 1 | 104.56
07498379141 | F62ERLNLNSNM033 | 2-Fiber,OM1,LC-LC Duplex,Riser,33M | 2 fiber OM1 LC Duplex to LC Duplex OFNR (riser) rated 16mm jacketed cable Std IL 33m | PC | 1 | 1 | 1 | 1 | 106.44
07498379144 | F62ERLNLNSNM034 | 2-Fiber,OM1,LC-LC Duplex,Riser,34M | 2 fiber OM1 LC Duplex to LC Duplex OFNR (riser) rated 16mm jacketed cable Std IL 34m | PC | 1 | 1 | 1 | 1 | 108.32
07498379145 | F62ERLNLNSNM035 | 2-Fiber,OM1,LC-LC Duplex,Riser,35M | 2 fiber OM1 LC Duplex to LC Duplex OFNR (riser) rated 16mm jacketed cable Std IL 35m | PC | 1 | 1 | 1 | 1 | 110.2
07498379146 | F62ERLNLNSNM036 | 2-Fiber,OM1,LC-LC Duplex,Riser,36M | 2 fiber OM1 LC Duplex to LC Duplex OFNR (riser) rated 16mm jacketed cable Std IL 36m | PC | 1 | 1 | 1 | 1 | 112.08
07498379147 | F62ERLNLNSNM037 | 2-Fiber,OM1,LC-LC Duplex,Riser,37M | 2 fiber OM1 LC Duplex to LC Duplex OFNR (riser) rated 16mm jacketed cable Std IL 37m | PC | 1 | 1 | 1 | 1 | 113.96
07498379148 | F62ERLNLNSNM038 | 2-Fiber,OM1,LC-LC Duplex,Riser,38M | 2 fiber OM1 LC Duplex to LC Duplex OFNR (riser) rated 16mm jacketed cable Std IL 38m | PC | 1 | 1 | 1 | 1 | 115.84
07498379149 | F62ERLNLNSNM039 | 2-Fiber,OM1,LC-LC Duplex,Riser,39M | 2 fiber OM1 LC Duplex to LC Duplex OFNR (riser) rated 16mm jacketed cable Std IL 39m | PC | 1 | 1 | 1 | 1 | 117.72
07498379150 | F62ERLNLNSNM040 | 2-Fiber,OM1,LC-LC Duplex,Riser,40M | 2 fiber OM1 LC Duplex to LC Duplex OFNR (riser) rated 16mm jacketed cable Std IL 40m | PC | 1 | 1 | 1 | 1 | 119.6
07498379151 | F62ERLNLNSNM041 | 2-Fiber,OM1,LC-LC Duplex,Riser,41M | 2 fiber OM1 LC Duplex to LC Duplex OFNR (riser) rated 16mm jacketed cable Std IL 41m | PC | 1 | 1 | 1 | 1 | 121.48
07498379154 | F62ERLNLNSNM042 | 2-Fiber,OM1,LC-LC Duplex,Riser,42M | 2 fiber OM1 LC Duplex to LC Duplex OFNR (riser) rated 16mm jacketed cable Std IL 42m | PC | 1 | 1 | 1 | 1 | 123.36
07498379155 | F62ERLNLNSNM043 | 2-Fiber,OM1,LC-LC Duplex,Riser,43M | 2 fiber OM1 LC Duplex to LC Duplex OFNR (riser) rated 16mm jacketed cable Std IL 43m | PC | 1 | 1 | 1 | 1 | 125.24
07498379156 | F62ERLNLNSNM044 | 2-Fiber,OM1,LC-LC Duplex,Riser,44M | 2 fiber OM1 LC Duplex to LC Duplex OFNR (riser) rated 16mm jacketed cable Std IL 44m | PC | 1 | 1 | 1 | 1 | 127.12
07498379157 | F62ERLNLNSNM045 | 2-Fiber,OM1,LC-LC Duplex,Riser,45M | 2 fiber OM1 LC Duplex to LC Duplex OFNR (riser) rated 16mm jacketed cable Std IL 45m | PC | 1 | 1 | 1 | 1 | 129
07498379158 | F62ERLNLNSNM046 | 2-Fiber,OM1,LC-LC Duplex,Riser,46M | 2 fiber OM1 LC Duplex to LC Duplex OFNR (riser) rated 16mm jacketed cable Std IL 46m | PC | 1 | 1 | 1 | 1 | 130.88
07498379159 | F62ERLNLNSNM047 | 2-Fiber,OM1,LC-LC Duplex,Riser,47M | 2 fiber OM1 LC Duplex to LC Duplex OFNR (riser) rated 16mm jacketed cable Std IL 47m | PC | 1 | 1 | 1 | 1 | 132.76
07498379169 | F62ERLNLNSNM048 | 2-Fiber,OM1,LC-LC Duplex,Riser,48M | 2 fiber OM1 LC Duplex to LC Duplex OFNR (riser) rated 16mm jacketed cable Std IL 48m | PC | 1 | 1 | 1 | 1 | 134.64
07498379170 | F62ERLNLNSNM049 | 2-Fiber,OM1,LC-LC Duplex,Riser,49M | 2 fiber OM1 LC Duplex to LC Duplex OFNR (riser) rated 16mm jacketed cable Std IL 49m | PC | 1 | 1 | 1 | 1 | 136.52
07498379171 | F62ERLNLNSNM050 | 2-Fiber,OM1,LC-LC Duplex,Riser,50M | 2 fiber OM1 LC Duplex to LC Duplex OFNR (riser) rated 16mm jacketed cable Std IL 50m | PC | 1 | 1 | 1 | 1 | 138.4
07498373044 | F62ERLNSNSNM001 | OM1,2-Fiber,LC-SC duplex,PC,Riser,1M | OM1 2 fiber, 16mm jacket, patchcord, Riser (OFNR) rated, LC duplex to SC duplex, Std IL | PC | 1 | 10 | 1 | 1 | 45.18
07498373045 | F62ERLNSNSNM002 | OM1,2-Fiber,LC-SC duplex,PC,Riser,2M | OM1 2 fiber, 16mm jacket, patchcord, Riser (OFNR) rated, LC duplex to SC duplex, Std IL | PC | 1 | 10 | 1 | 1 | 47.06
07498373046 | F62ERLNSNSNM003 | OM1,2-Fiber,LC-SC duplex,PC,Riser,3M | OM1 2 fiber, 16mm jacket, patchcord, Riser (OFNR) rated, LC duplex to SC duplex, Std IL | PC | 1 | 10 | 1 | 1 | 48.94
07498373047 | F62ERLNSNSNM004 | OM1,2-Fiber,LC-SC duplex,PC,Riser,4M | OM1 2 fiber, 16mm jacket, patchcord, Riser (OFNR) rated, LC duplex to SC duplex, Std IL | PC | 1 | 10 | 1 | 1 | 50.82
07498373049 | F62ERLNSNSNM005 | OM1,2-Fiber,LC-SC duplex,PC,Riser,5M | OM1 2 fiber, 16mm jacket, patchcord, Riser (OFNR) rated, LC duplex to SC duplex, Std IL | PC | 1 | 10 | 1 | 1 | 52.7
07498373050 | F62ERLNSNSNM006 | OM1,2-Fiber,LC-SC duplex,PC,Riser,6M | OM1 2 fiber, 16mm jacket, patchcord, Riser (OFNR) rated, LC duplex to SC duplex, Std IL | PC | 1 | 10 | 1 | 1 | 54.58
07498373053 | F62ERLNSNSNM007 | OM1,2-Fiber,LC-SC duplex,PC,Riser,7M | OM1 2 fiber, 16mm jacket, patchcord, Riser (OFNR) rated, LC duplex to SC duplex, Std IL | PC | 1 | 10 | 1 | 1 | 56.46
07498373057 | F62ERLNSNSNM008 | OM1,2-Fiber,LC-SC duplex,PC,Riser,8M | OM1 2 fiber, 16mm jacket, patchcord, Riser (OFNR) rated, LC duplex to SC duplex, Std IL | PC | 1 | 10 | 1 | 1 | 58.34
07498373061 | F62ERLNSNSNM009 | OM1,2-Fiber,LC-SC duplex,PC,Riser,9M | OM1 2 fiber, 16mm jacket, patchcord, Riser (OFNR) rated, LC duplex to SC duplex, Std IL | PC | 1 | 10 | 1 | 1 | 60.22
07498373063 | F62ERLNSNSNM010 | OM1,2-Fiber,LC-SC duplex,PC,Riser,10M | OM1 2 fiber, 16mm jacket, patchcord, Riser (OFNR) rated, LC duplex to SC duplex, Std IL | PC | 1 | 10 | 1 | 1 | 62.1
07498373204 | F62ERLNSNSNM011 | OM1,2-Fiber,LC-SC duplex,PC,Riser,11M | OM1 2 fiber, 16mm jacket, patchcord, Riser (OFNR) rated, LC duplex to SC duplex, Std IL | PC | 1 | 1 | 1 | 1 | 63.98
07498373208 | F62ERLNSNSNM012 | OM1,2-Fiber,LC-SC duplex,PC,Riser,12M | OM1 2 fiber, 16mm jacket, patchcord, Riser (OFNR) rated, LC duplex to SC duplex, Std IL | PC | 1 | 1 | 1 | 1 | 65.86
07498373215 | F62ERLNSNSNM013 | OM1,2-Fiber,LC-SC duplex,PC,Riser,13M | OM1 2 fiber, 16mm jacket, patchcord, Riser (OFNR) rated, LC duplex to SC duplex, Std IL | PC | 1 | 1 | 1 | 1 | 67.74
07498373217 | F62ERLNSNSNM014 | OM1,2-Fiber,LC-SC duplex,PC,Riser,14M | OM1 2 fiber, 16mm jacket, patchcord, Riser (OFNR) rated, LC duplex to SC duplex, Std IL | PC | 1 | 1 | 1 | 1 | 69.62
07498373219 | F62ERLNSNSNM015 | OM1,2-Fiber,LC-SC duplex,PC,Riser,15M | OM1 2 fiber, 16mm jacket, patchcord, Riser (OFNR) rated, LC duplex to SC duplex, Std IL | PC | 1 | 1 | 1 | 1 | 71.5
07498373220 | F62ERLNSNSNM016 | OM1,2-Fiber,LC-SC duplex,PC,Riser,16M | OM1 2 fiber, 16mm jacket, patchcord, Riser (OFNR) rated, LC duplex to SC duplex, Std IL | PC | 1 | 1 | 1 | 1 | 73.38
07498373221 | F62ERLNSNSNM017 | OM1,2-Fiber,LC-SC duplex,PC,Riser,17M | OM1 2 fiber, 16mm jacket, patchcord, Riser (OFNR) rated, LC duplex to SC duplex, Std IL | PC | 1 | 1 | 1 | 1 | 75.26
07498373222 | F62ERLNSNSNM018 | OM1,2-Fiber,LC-SC duplex,PC,Riser,18M | OM1 2 fiber, 16mm jacket, patchcord, Riser (OFNR) rated, LC duplex to SC duplex, Std IL | PC | 1 | 1 | 1 | 1 | 77.14
07498373228 | F62ERLNSNSNM019 | OM1,2-Fiber,LC-SC duplex,PC,Riser,19M | OM1 2 fiber, 16mm jacket, patchcord, Riser (OFNR) rated, LC duplex to SC duplex, Std IL | PC | 1 | 1 | 1 | 1 | 79.02
07498373231 | F62ERLNSNSNM020 | OM1,2-Fiber,LC-SC duplex,PC,Riser,20M | OM1 2 fiber, 16mm jacket, patchcord, Riser (OFNR) rated, LC duplex to SC duplex, Std IL | PC | 1 | 1 | 1 | 1 | 80.9
07498373283 | F62ERLNSNSNM021 | OM1,2-Fiber,LC-SC duplex,PC,Riser,21M | OM1 2 fiber, 16mm jacket, patchcord, Riser (OFNR) rated, LC duplex to SC duplex, Std IL | PC | 1 | 1 | 1 | 1 | 82.78
07498373287 | F62ERLNSNSNM022 | OM1,2-Fiber,LC-SC duplex,PC,Riser,22M | OM1 2 fiber, 16mm jacket, patchcord, Riser (OFNR) rated, LC duplex to SC duplex, Std IL | PC | 1 | 1 | 1 | 1 | 84.66
07498373289 | F62ERLNSNSNM023 | OM1,2-Fiber,LC-SC duplex,PC,Riser,23M | OM1 2 fiber, 16mm jacket, patchcord, Riser (OFNR) rated, LC duplex to SC duplex, Std IL | PC | 1 | 1 | 1 | 1 | 86.54
07498373290 | F62ERLNSNSNM024 | OM1,2-Fiber,LC-SC duplex,PC,Riser,24M | OM1 2 fiber, 16mm jacket, patchcord, Riser (OFNR) rated, LC duplex to SC duplex, Std IL | PC | 1 | 1 | 1 | 1 | 88.42
07498373291 | F62ERLNSNSNM025 | OM1,2-Fiber,LC-SC duplex,PC,Riser,25M | OM1 2 fiber, 16mm jacket, patchcord, Riser (OFNR) rated, LC duplex to SC duplex, Std IL | PC | 1 | 1 | 1 | 1 | 90.3
07498373296 | F62ERLNSNSNM026 | OM1,2-Fiber,LC-SC duplex,PC,Riser,26M | OM1 2 fiber, 16mm jacket, patchcord, Riser (OFNR) rated, LC duplex to SC duplex, Std IL | PC | 1 | 1 | 1 | 1 | 92.18
07498373297 | F62ERLNSNSNM027 | OM1,2-Fiber,LC-SC duplex,PC,Riser,27M | OM1 2 fiber, 16mm jacket, patchcord, Riser (OFNR) rated, LC duplex to SC duplex, Std IL | PC | 1 | 1 | 1 | 1 | 94.06
07498373298 | F62ERLNSNSNM028 | OM1,2-Fiber,LC-SC duplex,PC,Riser,28M | OM1 2 fiber, 16mm jacket, patchcord, Riser (OFNR) rated, LC duplex to SC duplex, Std IL | PC | 1 | 1 | 1 | 1 | 95.94
07498373302 | F62ERLNSNSNM029 | OM1,2-Fiber,LC-SC duplex,PC,Riser,29M | OM1 2 fiber, 16mm jacket, patchcord, Riser (OFNR) rated, LC duplex to SC duplex, Std IL | PC | 1 | 1 | 1 | 1 | 97.82
07498373303 | F62ERLNSNSNM030 | OM1,2-Fiber,LC-SC duplex,PC,Riser,30M | OM1 2 fiber, 16mm jacket, patchcord, Riser (OFNR) rated, LC duplex to SC duplex, Std IL | PC | 1 | 1 | 1 | 1 | 99.7
07498373305 | F62ERLNSNSNM031 | OM1,2-Fiber,LC-SC duplex,PC,Riser,31M | OM1 2 fiber, 16mm jacket, patchcord, Riser (OFNR) rated, LC duplex to SC duplex, Std IL | PC | 1 | 1 | 1 | 1 | 101.58
07498373306 | F62ERLNSNSNM032 | OM1,2-Fiber,LC-SC duplex,PC,Riser,32M | OM1 2 fiber, 16mm jacket, patchcord, Riser (OFNR) rated, LC duplex to SC duplex, Std IL | PC | 1 | 1 | 1 | 1 | 103.46
07498373309 | F62ERLNSNSNM033 | OM1,2-Fiber,LC-SC duplex,PC,Riser,33M | OM1 2 fiber, 16mm jacket, patchcord, Riser (OFNR) rated, LC duplex to SC duplex, Std IL | PC | 1 | 1 | 1 | 1 | 105.34
07498373316 | F62ERLNSNSNM034 | OM1,2-Fiber,LC-SC duplex,PC,Riser,34M | OM1 2 fiber, 16mm jacket, patchcord, Riser (OFNR) rated, LC duplex to SC duplex, Std IL | PC | 1 | 1 | 1 | 1 | 107.22
07498373318 | F62ERLNSNSNM035 | OM1,2-Fiber,LC-SC duplex,PC,Riser,35M | OM1 2 fiber, 16mm jacket, patchcord, Riser (OFNR) rated, LC duplex to SC duplex, Std IL | PC | 1 | 1 | 1 | 1 | 109.1
07498373321 | F62ERLNSNSNM036 | OM1,2-Fiber,LC-SC duplex,PC,Riser,36M | OM1 2 fiber, 16mm jacket, patchcord, Riser (OFNR) rated, LC duplex to SC duplex, Std IL | PC | 1 | 1 | 1 | 1 | 110.98
07498373325 | F62ERLNSNSNM037 | OM1,2-Fiber,LC-SC duplex,PC,Riser,37M | OM1 2 fiber, 16mm jacket, patchcord, Riser (OFNR) rated, LC duplex to SC duplex, Std IL | PC | 1 | 1 | 1 | 1 | 112.86
07498373326 | F62ERLNSNSNM038 | OM1,2-Fiber,LC-SC duplex,PC,Riser,38M | OM1 2 fiber, 16mm jacket, patchcord, Riser (OFNR) rated, LC duplex to SC duplex, Std IL | PC | 1 | 1 | 1 | 1 | 114.74
07498373327 | F62ERLNSNSNM039 | OM1,2-Fiber,LC-SC duplex,PC,Riser,39M | OM1 2 fiber, 16mm jacket, patchcord, Riser (OFNR) rated, LC duplex to SC duplex, Std IL | PC | 1 | 1 | 1 | 1 | 116.62
07498373328 | F62ERLNSNSNM040 | OM1,2-Fiber,LC-SC duplex,PC,Riser,40M | OM1 2 fiber, 16mm jacket, patchcord, Riser (OFNR) rated, LC duplex to SC duplex, Std IL | PC | 1 | 1 | 1 | 1 | 118.5
07498373330 | F62ERLNSNSNM041 | OM1,2-Fiber,LC-SC duplex,PC,Riser,41M | OM1 2 fiber, 16mm jacket, patchcord, Riser (OFNR) rated, LC duplex to SC duplex, Std IL | PC | 1 | 1 | 1 | 1 | 120.38
07498373331 | F62ERLNSNSNM042 | OM1,2-Fiber,LC-SC duplex,PC,Riser,42M | OM1 2 fiber, 16mm jacket, patchcord, Riser (OFNR) rated, LC duplex to SC duplex, Std IL | PC | 1 | 1 | 1 | 1 | 122.26
07498373333 | F62ERLNSNSNM043 | OM1,2-Fiber,LC-SC duplex,PC,Riser,43M | OM1 2 fiber, 16mm jacket, patchcord, Riser (OFNR) rated, LC duplex to SC duplex, Std IL | PC | 1 | 1 | 1 | 1 | 124.14
07498373335 | F62ERLNSNSNM044 | OM1,2-Fiber,LC-SC duplex,PC,Riser,44M | OM1 2 fiber, 16mm jacket, patchcord, Riser (OFNR) rated, LC duplex to SC duplex, Std IL | PC | 1 | 1 | 1 | 1 | 126.02
07498373336 | F62ERLNSNSNM045 | OM1,2-Fiber,LC-SC duplex,PC,Riser,45M | OM1 2 fiber, 16mm jacket, patchcord, Riser (OFNR) rated, LC duplex to SC duplex, Std IL | PC | 1 | 1 | 1 | 1 | 127.9
07498373343 | F62ERLNSNSNM046 | OM1,2-Fiber,LC-SC duplex,PC,Riser,46M | OM1 2 fiber, 16mm jacket, patchcord, Riser (OFNR) rated, LC duplex to SC duplex, Std IL | PC | 1 | 1 | 1 | 1 | 129.78
07498373354 | F62ERLNSNSNM047 | OM1,2-Fiber,LC-SC duplex,PC,Riser,47M | OM1 2 fiber, 16mm jacket, patchcord, Riser (OFNR) rated, LC duplex to SC duplex, Std IL | PC | 1 | 1 | 1 | 1 | 131.66
07498373355 | F62ERLNSNSNM048 | OM1,2-Fiber,LC-SC duplex,PC,Riser,48M | OM1 2 fiber, 16mm jacket, patchcord, Riser (OFNR) rated, LC duplex to SC duplex, Std IL | PC | 1 | 1 | 1 | 1 | 133.54
07498373356 | F62ERLNSNSNM049 | OM1,2-Fiber,LC-SC duplex,PC,Riser,49M | OM1 2 fiber, 16mm jacket, patchcord, Riser (OFNR) rated, LC duplex to SC duplex, Std IL | PC | 1 | 1 | 1 | 1 | 135.42
07498373358 | F62ERLNSNSNM050 | OM1,2-Fiber,LC-SC duplex,PC,Riser,50M | OM1 2 fiber, 16mm jacket, patchcord, Riser (OFNR) rated, LC duplex to SC duplex, Std IL | PC | 1 | 1 | 1 | 1 | 137.3
07498304273 | F6JBP5ZIB10MBLY | Copper Zone Cord, Cat 6, Plug to Jack, S | Category 6, shielded, stranded, dual rated LSZH/CM cable with a TX6™ PLUS Modular Plug on one end and a black Mini-Com® TX6™ PLUS Jack Module on the other. | PC | 1 | 10 | 1 | 1 | 95.7
07498304276 | F6JBP5ZIB30MBLY | Copper Zone Cord, Cat 6, Plug to Jack, S | Category 6, shielded, stranded, dual rated LSZH/CM cable with a TX6™ PLUS Modular Plug on one end and a black Mini-Com® TX6™ PLUS Jack Module on the other. | PC | 1 | 10 | 1 | 1 | 167.3
07498304277 | F6JBP5ZIB3MBLY | Copper Zone Cord, Cat 6, Plug to Jack, S | Category 6, shielded, stranded, dual rated LSZH/CM cable with a TX6™ PLUS Modular Plug on one end and a black Mini-Com® TX6™ PLUS Jack Module on the other. | PC | 1 | 10 | 1 | 1 | 71.66
07498304278 | F6JBP5ZIB5MBLY | Copper Zone Cord, Cat 6, Plug to Jack, S | Category 6, shielded, stranded, dual rated LSZH/CM cable with a TX6™ PLUS Modular Plug on one end and a black Mini-Com® TX6™ PLUS Jack Module on the other. | PC | 1 | 10 | 1 | 1 | 78.3
07498304279 | F6JBP5ZIB7MBLY | Copper Zone Cord, Cat 6, Plug to Jack, S | Category 6, shielded, stranded, dual rated LSZH/CM cable with a TX6™ PLUS Modular Plug on one end and a black Mini-Com® TX6™ PLUS Jack Module on the other. | PC | 1 | 10 | 1 | 1 | 85.24
07498304280 | F6JBP5ZIB8MBLY | Copper Zone Cord, Cat 6, Plug to Jack, S | Category 6, shielded, stranded, dual rated LSZH/CM cable with a TX6™ PLUS Modular Plug on one end and a black Mini-Com® TX6™ PLUS Jack Module on the other. | PC | 1 | 10 | 1 | 1 | 88.8
61305601697 | F81ELBNNNSNM002 | G.657 A2 1 Fiber 1.6mm Jacketed LSZH LC- |  | PC | 1 | 10 | 1 | 1 | 14.8
61305601698 | F81ELBNNNSNM003 | G.657 A2 1 Fiber 1.6mm Jacketed LSZH LC- |  | PC | 1 | 10 | 1 | 1 | 15.28
61305601699 | F81ELBNNNSNM005 | G.657 A2 1 Fiber 1.6mm Jacketed LSZH LC- |  | PC | 1 | 10 | 1 | 1 | 16.24
61305601700 | F81ELBNNNSNM010 | G.657 A2 1 Fiber 1.6mm Jacketed LSZH LC- |  | PC | 1 | 10 | 1 | 1 | 18.66
07498392187 | F91BN1NNNSNM001 | OS1/OS2,1-Fiber,900µm,Buffd,PC,NJ,1M | The simplex fiber patch cord is OS2 900µm buffered fiber with no cable jacket. It features a LC connector to a Pigtail, has standard insertion loss and is 1 meter in length. | PC | 1 | 10 | 1 | 1 | 14.08
07498392188 | F91BN1NNNSNM002 | OS2,1-Fbr,900µm,Buffd,LC,PC,NJ,2M | The simplex fiber patch cord is OS2 900µm buffered fiber with no cable jacket. It features a LC connector to a Pigtail, has standard insertion loss and is 2 meters in length. | PC | 1 | 10 | 1 | 1 | 14.36
07498392189 | F91BN1NNNSNM003 | OS2,1-Fbr,900µm,Buffd,LC,PC,NJ,3M | The simplex fiber patch cord is OS2 900µm buffered fiber with no cable jacket. It features a LC connector to a Pigtail, has standard insertion loss and is 3 meters in length. | PC | 1 | 10 | 1 | 1 | 14.64
07498392181 | F91BN3NNNSNM001 | OS2,1-Fiber,900µm,Buffd,PC,NJ,1M | The simplex fiber patch cord is OS2 900µm buffered fiber with no cable jacket. It features SC to Pigtail connectors, has standard insertion loss and is 1 meter in length. | PC | 1 | 10 | 1 | 1 | 13.24
07498392185 | F91BN3NNNSNM002 | OS2,1-Fbr,900µm,Buffd,SC,PC,NJ,2M | OS2 1 fiber, 900m buffered, patch cord with no jacket, SC to pigtail, Std IL Blue, 2 meters | PC | 1 | 10 | 1 | 1 | 13.52
07498392186 | F91BN3NNNSNM003 | OS2,1-Fbr,900µm,Buffd,SC,PC,NJ,3M | The simplex fiber patch cord is OS2 900µm buffered fiber with no cable jacket. It features SC to Pigtail connectors, has standard insertion loss and is 3 meter in length. | PC | 1 | 10 | 1 | 1 | 13.8
07498383485 | F923LANANSNM001 | OS2,2-Fbr,PC,SC-APC-SC-APC,LSZH,1M | 2 fiber OS2 SC APC duplex to SC APC duplex patch cord, 3mm jacket, low smoke zero halogen (LSZH) rated, Std IL 1 meters | PC | 1 | 10 | 1 | 1 | 53.46
07498383486 | F923LANANSNM002 | OS2,2-Fiber,PC,SC-APC duplex,LSZH,2M | 2 fiber OS2 SC APC duplex to SC APC duplex patch cord, 3mm jacket, low smoke zero halogen (LSZH) rated, Std IL 2 meters | PC | 1 | 10 | 1 | 1 | 54.22
07498383487 | F923LANANSNM003 | OS2,2-Fiber,PC,SC-APC duplex,LSZH,3M | 2 fiber OS2 SC APC duplex to SC APC duplex patch cord, 3mm jacket, low smoke zero halogen (LSZH) rated, Std IL 3 meters | PC | 1 | 10 | 1 | 1 | 54.98
07498383488 | F923LANANSNM004 | OS2,2-Fiber,PC,SC-APC duplex,LSZH,4M | 2 fiber OS2 SC APC duplex to SC APC duplex patch cord, 3mm jacket, low smoke zero halogen (LSZH) rated, Std IL 4 meters | PC | 1 | 10 | 1 | 1 | 55.74
07498383489 | F923LANANSNM005 | OS2,2-Fiber,PC,SC-APC duplex,LSZH,5M | 2 fiber OS2 SC APC duplex to SC APC duplex patch cord, 3mm jacket, low smoke zero halogen (LSZH) rated, Std IL 5 meters | PC | 1 | 10 | 1 | 1 | 56.5
07498383490 | F923LANANSNM006 | OS2,2-Fiber,PC,SC-APC duplex,LSZH,6M | 2 fiber OS2 SC APC duplex to SC APC duplex patch cord, 3mm jacket, low smoke zero halogen (LSZH) rated, Std IL 6 meters | PC | 1 | 10 | 1 | 1 | 57.26
07498383491 | F923LANANSNM007 | OS2,2-Fiber,PC,SC-APC duplex,LSZH,7M | 2 fiber OS2 SC APC duplex to SC APC duplex patch cord, 3mm jacket, low smoke zero halogen (LSZH) rated, Std IL 7 meters | PC | 1 | 10 | 1 | 1 | 58.02
07498383493 | F923LANANSNM008 | OS2,2-Fiber,PC,SC-APC duplex,LSZH,8M | 2 fiber OS2 SC APC duplex to SC APC duplex patch cord, 3mm jacket, low smoke zero halogen (LSZH) rated, Std IL 8 meters | PC | 1 | 10 | 1 | 1 | 58.78
07498383494 | F923LANANSNM009 | OS2,2-Fiber,PC,SC-APC duplex,LSZH,9M | 2 fiber OS2 SC APC duplex to SC APC duplex patch cord, 3mm jacket, low smoke zero halogen (LSZH) rated, Std IL 9 meters | PC | 1 | 10 | 1 | 1 | 59.54
07498383510 | F923LANANSNM010 | OS2,2-Fiber,PC,SC-APC duplex,LSZH,10M | 2 fiber OS2 SC APC duplex to SC APC duplex patch cord, 3mm jacket, low smoke zero halogen (LSZH) rated, Std IL 10 meters | PC | 1 | 10 | 1 | 1 | 60.3
07498383511 | F923LANANSNM011 | OS2,2-Fiber,PC,SC-APC duplex,LSZH,11M | 2 fiber OS2 SC APC duplex to SC APC duplex patch cord, 3mm jacket, low smoke zero halogen (LSZH) rated, Std IL 11 meters | PC | 1 | 1 | 1 | 1 | 61.06
07498383546 | F923LANANSNM012 | OS2,2-Fiber,PC,SC-APC duplex,LSZH,12M | 2 fiber OS2 SC APC duplex to SC APC duplex patch cord, 3mm jacket, low smoke zero halogen (LSZH) rated, Std IL 12 meters | PC | 1 | 1 | 1 | 1 | 61.82
07498383560 | F923LANANSNM013 | OS2,2-Fiber,PC,SC-APC duplex,LSZH,13M | 2 fiber OS2 SC APC duplex to SC APC duplex patch cord, 3mm jacket, low smoke zero halogen (LSZH) rated, Std IL 13 meters | PC | 1 | 1 | 1 | 1 | 62.58
07498383562 | F923LANANSNM014 | OS2,2-Fiber,PC,SC-APC duplex,LSZH,14M | 2 fiber OS2 SC APC duplex to SC APC duplex patch cord, 3mm jacket, low smoke zero halogen (LSZH) rated, Std IL 14 meters | PC | 1 | 1 | 1 | 1 | 63.34
07498383563 | F923LANANSNM015 | OS2,2-Fiber,PC,SC-APC duplex,LSZH,15M | 2 fiber OS2 SC APC duplex to SC APC duplex patch cord, 3mm jacket, low smoke zero halogen (LSZH) rated, Std IL 15 meters | PC | 1 | 1 | 1 | 1 | 64.1
07498383564 | F923LANANSNM016 | OS2,2-Fiber,PC,SC-APC duplex,LSZH,16M | 2 fiber OS2 SC APC duplex to SC APC duplex patch cord, 3mm jacket, low smoke zero halogen (LSZH) rated, Std IL 16 meters | PC | 1 | 1 | 1 | 1 | 64.86
07498383603 | F923LANANSNM017 | OS2,2-Fiber,PC,SC-APC duplex,LSZH,17M | 2 fiber OS2 SC APC duplex to SC APC duplex patch cord, 3mm jacket, low smoke zero halogen (LSZH) rated, Std IL 17 meters | PC | 1 | 1 | 1 | 1 | 65.62
07498383604 | F923LANANSNM018 | OS2,2-Fiber,PC,SC-APC duplex,LSZH,18M | 2 fiber OS2 SC APC duplex to SC APC duplex patch cord, 3mm jacket, low smoke zero halogen (LSZH) rated, Std IL 18 meters | PC | 1 | 1 | 1 | 1 | 66.38
07498383605 | F923LANANSNM019 | OS2,2-Fiber,PC,SC-APC duplex,LSZH,19M | 2 fiber OS2 SC APC duplex to SC APC duplex patch cord, 3mm jacket, low smoke zero halogen (LSZH) rated, Std IL 19 meters | PC | 1 | 1 | 1 | 1 | 67.14
07498383620 | F923LANANSNM020 | OS2,2-Fiber,PC,SC-APC duplex,LSZH,20M | 2 fiber OS2 SC APC duplex to SC APC duplex patch cord, 3mm jacket, low smoke zero halogen (LSZH) rated, Std IL 20 meters | PC | 1 | 1 | 1 | 1 | 67.9
07498383628 | F923LANANSNM021 | OS2,2-Fiber,PC,SC-APC duplex,LSZH,21M | 2 fiber OS2 SC APC duplex to SC APC duplex patch cord, 3mm jacket, low smoke zero halogen (LSZH) rated, Std IL 21 meters | PC | 1 | 1 | 1 | 1 | 68.66
07498383629 | F923LANANSNM022 | OS2,2-Fiber,PC,SC-APC duplex,LSZH,22M | 2 fiber OS2 SC APC duplex to SC APC duplex patch cord, 3mm jacket, low smoke zero halogen (LSZH) rated, Std IL 22 meters | PC | 1 | 1 | 1 | 1 | 69.42
07498383630 | F923LANANSNM023 | OS2,2-Fiber,PC,SC-APC duplex,LSZH,23M | 2 fiber OS2 SC APC duplex to SC APC duplex patch cord, 3mm jacket, low smoke zero halogen (LSZH) rated, Std IL 23 meters | PC | 1 | 1 | 1 | 1 | 70.18
07498383632 | F923LANANSNM024 | OS2,2-Fiber,PC,SC-APC duplex,LSZH,24M | 2 fiber OS2 SC APC duplex to SC APC duplex patch cord, 3mm jacket, low smoke zero halogen (LSZH) rated, Std IL 24 meters | PC | 1 | 1 | 1 | 1 | 70.94
07498383633 | F923LANANSNM025 | OS2,2-Fiber,PC,SC-APC duplex,LSZH,25M | 2 fiber OS2 SC APC duplex to SC APC duplex patch cord, 3mm jacket, low smoke zero halogen (LSZH) rated, Std IL 25 meters | PC | 1 | 1 | 1 | 1 | 71.7
07498383634 | F923LANANSNM026 | OS2,2-Fiber,PC,SC-APC duplex,LSZH,26M | 2 fiber OS2 SC APC duplex to SC APC duplex patch cord, 3mm jacket, low smoke zero halogen (LSZH) rated, Std IL 26 meters | PC | 1 | 1 | 1 | 1 | 72.46
07498383635 | F923LANANSNM027 | OS2,2-Fiber,PC,SC-APC duplex,LSZH,27M | 2 fiber OS2 SC APC duplex to SC APC duplex patch cord, 3mm jacket, low smoke zero halogen (LSZH) rated, Std IL 27 meters | PC | 1 | 1 | 1 | 1 | 73.22
07498383637 | F923LANANSNM028 | OS2,2-Fiber,PC,SC-APC duplex,LSZH,28M | 2 fiber OS2 SC APC duplex to SC APC duplex patch cord, 3mm jacket, low smoke zero halogen (LSZH) rated, Std IL 28 meters | PC | 1 | 1 | 1 | 1 | 73.98
07498383638 | F923LANANSNM029 | OS2,2-Fiber,PC,SC-APC duplex,LSZH,29M | 2 fiber OS2 SC APC duplex to SC APC duplex patch cord, 3mm jacket, low smoke zero halogen (LSZH) rated, Std IL 29 meters | PC | 1 | 1 | 1 | 1 | 74.74
07498383639 | F923LANANSNM030 | OS2,2-Fiber,PC,SC-APC duplex,LSZH,30M | 2 fiber OS2 SC APC duplex to SC APC duplex patch cord, 3mm jacket, low smoke zero halogen (LSZH) rated, Std IL 30 meters | PC | 1 | 1 | 1 | 1 | 75.5
07498383642 | F923LANANSNM031 | OS2,2-Fiber,PC,SC-APC duplex,LSZH,31M | 2 fiber OS2 SC APC duplex to SC APC duplex patch cord, 3mm jacket, low smoke zero halogen (LSZH) rated, Std IL 31 meters | PC | 1 | 1 | 1 | 1 | 76.26
07498383643 | F923LANANSNM032 | OS2,2-Fiber,PC,SC-APC duplex,LSZH,32M | 2 fiber OS2 SC APC duplex to SC APC duplex patch cord, 3mm jacket, low smoke zero halogen (LSZH) rated, Std IL 32 meters | PC | 1 | 1 | 1 | 1 | 77.02
07498383644 | F923LANANSNM033 | OS2,2-Fiber,PC,SC-APC duplex,LSZH,33M | 2 fiber OS2 SC APC duplex to SC APC duplex patch cord, 3mm jacket, low smoke zero halogen (LSZH) rated, Std IL 33 meters | PC | 1 | 1 | 1 | 1 | 77.78
07498383645 | F923LANANSNM034 | OS2,2-Fiber,PC,SC-APC duplex,LSZH,34M | 2 fiber OS2 SC APC duplex to SC APC duplex patch cord, 3mm jacket, low smoke zero halogen (LSZH) rated, Std IL 34 meters | PC | 1 | 1 | 1 | 1 | 78.54
07498383646 | F923LANANSNM035 | OS2,2-Fiber,PC,SC-APC duplex,LSZH,35M | 2 fiber OS2 SC APC duplex to SC APC duplex patch cord, 3mm jacket, low smoke zero halogen (LSZH) rated, Std IL 35 meters | PC | 1 | 1 | 1 | 1 | 79.3
07498383648 | F923LANANSNM036 | OS2,2-Fiber,PC,SC-APC duplex,LSZH,36M | 2 fiber OS2 SC APC duplex to SC APC duplex patch cord, 3mm jacket, low smoke zero halogen (LSZH) rated, Std IL 36 meters | PC | 1 | 1 | 1 | 1 | 80.06
07498383649 | F923LANANSNM037 | OS2,2-Fiber,PC,SC-APC duplex,LSZH,37M | 2 fiber OS2 SC APC duplex to SC APC duplex patch cord, 3mm jacket, low smoke zero halogen (LSZH) rated, Std IL 37 meters | PC | 1 | 1 | 1 | 1 | 80.82
07498383650 | F923LANANSNM038 | OS2,2-Fiber,PC,SC-APC duplex,LSZH,38M | 2 fiber OS2 SC APC duplex to SC APC duplex patch cord, 3mm jacket, low smoke zero halogen (LSZH) rated, Std IL 38 meters | PC | 1 | 1 | 1 | 1 | 81.58
07498383651 | F923LANANSNM039 | OS2,2-Fiber,PC,SC-APC duplex,LSZH,39M | 2 fiber OS2 SC APC duplex to SC APC duplex patch cord, 3mm jacket, low smoke zero halogen (LSZH) rated, Std IL 39 meters | PC | 1 | 1 | 1 | 1 | 82.34
07498383653 | F923LANANSNM040 | OS2,2-Fiber,PC,SC-APC duplex,LSZH,40M | 2 fiber OS2 SC APC duplex to SC APC duplex patch cord, 3mm jacket, low smoke zero halogen (LSZH) rated, Std IL 40 meters | PC | 1 | 1 | 1 | 1 | 83.1
07498383654 | F923LANANSNM041 | OS2,2-Fiber,PC,SC-APC duplex,LSZH,41M | 2 fiber OS2 SC APC duplex to SC APC duplex patch cord, 3mm jacket, low smoke zero halogen (LSZH) rated, Std IL 41 meters | PC | 1 | 1 | 1 | 1 | 83.86
07498383655 | F923LANANSNM042 | OS2,2-Fiber,PC,SC-APC duplex,LSZH,42M | 2 fiber OS2 SC APC duplex to SC APC duplex patch cord, 3mm jacket, low smoke zero halogen (LSZH) rated, Std IL 42 meters | PC | 1 | 1 | 1 | 1 | 84.62
07498383656 | F923LANANSNM043 | OS2,2-Fiber,PC,SC-APC duplex,LSZH,43M | 2 fiber OS2 SC APC duplex to SC APC duplex patch cord, 3mm jacket, low smoke zero halogen (LSZH) rated, Std IL 43 meters | PC | 1 | 1 | 1 | 1 | 85.38
07498383657 | F923LANANSNM044 | OS2,2-Fiber,PC,SC-APC duplex,LSZH,44M | 2 fiber OS2 SC APC duplex to SC APC duplex patch cord, 3mm jacket, low smoke zero halogen (LSZH) rated, Std IL 44 meters | PC | 1 | 1 | 1 | 1 | 86.14
07498383658 | F923LANANSNM045 | OS2,2-Fiber,PC,SC-APC duplex,LSZH,45M | 2 fiber OS2 SC APC duplex to SC APC duplex patch cord, 3mm jacket, low smoke zero halogen (LSZH) rated, Std IL 45 meters | PC | 1 | 1 | 1 | 1 | 86.9
07498383659 | F923LANANSNM046 | OS2,2-Fiber,PC,SC-APC duplex,LSZH,46M | 2 fiber OS2 SC APC duplex to SC APC duplex patch cord, 3mm jacket, low smoke zero halogen (LSZH) rated, Std IL 46 meters | PC | 1 | 1 | 1 | 1 | 87.66
07498383660 | F923LANANSNM047 | OS2,2-Fiber,PC,SC-APC duplex,LSZH,47M | 2 fiber OS2 SC APC duplex to SC APC duplex patch cord, 3mm jacket, low smoke zero halogen (LSZH) rated, Std IL 47 meters | PC | 1 | 1 | 1 | 1 | 88.42
07498383663 | F923LANANSNM048 | OS2,2-Fiber,PC,SC-APC duplex,LSZH,48M | 2 fiber OS2 SC APC duplex to SC APC duplex patch cord, 3mm jacket, low smoke zero halogen (LSZH) rated, Std IL 48 meters | PC | 1 | 1 | 1 | 1 | 89.18
07498383667 | F923LANANSNM049 | OS2,2-Fiber,PC,SC-APC duplex,LSZH,49M | 2 fiber OS2 SC APC duplex to SC APC duplex patch cord, 3mm jacket, low smoke zero halogen (LSZH) rated, Std IL 49 meters | PC | 1 | 1 | 1 | 1 | 89.94
07498383669 | F923LANANSNM050 | OS2,2-Fiber,PC,SC-APC duplex,LSZH,50M | 2 fiber OS2 SC APC duplex to SC APC duplex patch cord, 3mm jacket, low smoke zero halogen (LSZH) rated, Std IL 50 meters | PC | 1 | 1 | 1 | 1 | 90.7
07498383307 | F923LANSNSNM001 | OS2,2-Fbr,PC,SC-APC-SC,LSZH,1M | 2 fiber OS2 SC APC duplex to SC duplex patch cord, 3mm jacket, low smoke zero halogen (LSZH) rated, Std IL 1 meters | PC | 1 | 10 | 1 | 1 | 51.16
07498383009 | F923LANSNSNM002 | OS2,2-Fiber,3mm,PC,LSZH,2M | 2 fiber OS2 SC APC duplex to SC duplex patch cord, 3mm jacket, low smoke zero halogen (LSZH) rated, Std IL 2 meters | PC | 1 | 10 | 1 | 1 | 51.92
07498383010 | F923LANSNSNM003 | OS2,2-Fiber,3mm,PC,LSZH,3M | 2 fiber OS2 SC APC duplex to SC duplex patch cord, 3mm jacket, low smoke zero halogen (LSZH) rated, Std IL 3 meters | PC | 1 | 10 | 1 | 1 | 52.68
07498383011 | F923LANSNSNM004 | OS2,2-Fiber,3mm,PC,LSZH,4M | 2 fiber OS2 SC APC duplex to SC duplex patch cord, 3mm jacket, low smoke zero halogen (LSZH) rated, Std IL 4 meters | PC | 1 | 10 | 1 | 1 | 53.44
07498383020 | F923LANSNSNM005 | OS2,2-Fiber,3mm,PC,LSZH,5M | 2 fiber OS2 SC APC duplex to SC duplex patch cord, 3mm jacket, low smoke zero halogen (LSZH) rated, Std IL 5 meters | PC | 1 | 10 | 1 | 1 | 54.2
07498383021 | F923LANSNSNM006 | OS2,2-Fiber,3mm,PC,LSZH,6M | 2 fiber OS2 SC APC duplex to SC duplex patch cord, 3mm jacket, low smoke zero halogen (LSZH) rated, Std IL 6 meters | PC | 1 | 10 | 1 | 1 | 54.96
07498383022 | F923LANSNSNM007 | OS2,2-Fiber,3mm,PC,LSZH,7M | 2 fiber OS2 SC APC duplex to SC duplex patch cord, 3mm jacket, low smoke zero halogen (LSZH) rated, Std IL 7 meters | PC | 1 | 10 | 1 | 1 | 55.72
07498383023 | F923LANSNSNM008 | OS2,2-Fiber,3mm,PC,LSZH,8M | 2 fiber OS2 SC APC duplex to SC duplex patch cord, 3mm jacket, low smoke zero halogen (LSZH) rated, Std IL 8 meters | PC | 1 | 10 | 1 | 1 | 56.48
07498383024 | F923LANSNSNM009 | OS2,2-Fiber,3mm,PC,LSZH,9M | 2 fiber OS2 SC APC duplex to SC duplex patch cord, 3mm jacket, low smoke zero halogen (LSZH) rated, Std IL 9 meters | PC | 1 | 10 | 1 | 1 | 57.24
07498383025 | F923LANSNSNM010 | OS2,2-Fiber,3mm,PC,LSZH,10M | 2 fiber OS2 SC APC duplex to SC duplex patch cord, 3mm jacket, low smoke zero halogen (LSZH) rated, Std IL 10 meters | PC | 1 | 10 | 1 | 1 | 58
07498383026 | F923LANSNSNM011 | OS2,2-Fiber,3mm,PC,LSZH,11M | 2 fiber OS2 SC APC duplex to SC duplex patch cord, 3mm jacket, low smoke zero halogen (LSZH) rated, Std IL 11 meters | PC | 1 | 1 | 1 | 1 | 58.76
07498383027 | F923LANSNSNM012 | OS2,2-Fiber,3mm,PC,LSZH,12M | 2 fiber OS2 SC APC duplex to SC duplex patch cord, 3mm jacket, low smoke zero halogen (LSZH) rated, Std IL 12 meters | PC | 1 | 1 | 1 | 1 | 59.52
07498383028 | F923LANSNSNM013 | OS2,2-Fiber,3mm,PC,LSZH,13M | 2 fiber OS2 SC APC duplex to SC duplex patch cord, 3mm jacket, low smoke zero halogen (LSZH) rated, Std IL 13 meters | PC | 1 | 1 | 1 | 1 | 60.28
07498383029 | F923LANSNSNM014 | OS2,2-Fiber,3mm,PC,LSZH,14M | 2 fiber OS2 SC APC duplex to SC duplex patch cord, 3mm jacket, low smoke zero halogen (LSZH) rated, Std IL 14 meters | PC | 1 | 1 | 1 | 1 | 61.04
07498383030 | F923LANSNSNM015 | OS2,2-Fiber,3mm,PC,LSZH,15M | 2 fiber OS2 SC APC duplex to SC duplex patch cord, 3mm jacket, low smoke zero halogen (LSZH) rated, Std IL 15 meters | PC | 1 | 1 | 1 | 1 | 61.8
07498383031 | F923LANSNSNM016 | OS2,2-Fiber,3mm,PC,LSZH,16M | 2 fiber OS2 SC APC duplex to SC duplex patch cord, 3mm jacket, low smoke zero halogen (LSZH) rated, Std IL 16 meters | PC | 1 | 1 | 1 | 1 | 62.56
07498383032 | F923LANSNSNM017 | OS2,2-Fiber,3mm,PC,LSZH,17M | 2 fiber OS2 SC APC duplex to SC duplex patch cord, 3mm jacket, low smoke zero halogen (LSZH) rated, Std IL 17 meters | PC | 1 | 1 | 1 | 1 | 63.32
07498383034 | F923LANSNSNM018 | OS2,2-Fiber,3mm,PC,LSZH,18M | 2 fiber OS2 SC APC duplex to SC duplex patch cord, 3mm jacket, low smoke zero halogen (LSZH) rated, Std IL 18 meters | PC | 1 | 1 | 1 | 1 | 64.08
07498383035 | F923LANSNSNM019 | OS2,2-Fiber,3mm,PC,LSZH,19M | 2 fiber OS2 SC APC duplex to SC duplex patch cord, 3mm jacket, low smoke zero halogen (LSZH) rated, Std IL 19 meters | PC | 1 | 1 | 1 | 1 | 64.84
07498383037 | F923LANSNSNM020 | OS2,2-Fiber,3mm,PC,LSZH,20M | 2 fiber OS2 SC APC duplex to SC duplex patch cord, 3mm jacket, low smoke zero halogen (LSZH) rated, Std IL 20 meters | PC | 1 | 1 | 1 | 1 | 65.6
07498383038 | F923LANSNSNM021 | OS2,2-Fiber,3mm,PC,LSZH,21M | 2 fiber OS2 SC APC duplex to SC duplex patch cord, 3mm jacket, low smoke zero halogen (LSZH) rated, Std IL 21 meters | PC | 1 | 1 | 1 | 1 | 66.36
07498383040 | F923LANSNSNM022 | OS2,2-Fiber,3mm,PC,LSZH,22M | 2 fiber OS2 SC APC duplex to SC duplex patch cord, 3mm jacket, low smoke zero halogen (LSZH) rated, Std IL 22 meters | PC | 1 | 1 | 1 | 1 | 67.12
07498383041 | F923LANSNSNM023 | OS2,2-Fiber,3mm,PC,LSZH,23M | 2 fiber OS2 SC APC duplex to SC duplex patch cord, 3mm jacket, low smoke zero halogen (LSZH) rated, Std IL 23 meters | PC | 1 | 1 | 1 | 1 | 67.88
07498383042 | F923LANSNSNM024 | OS2,2-Fiber,3mm,PC,LSZH,24M | 2 fiber OS2 SC APC duplex to SC duplex patch cord, 3mm jacket, low smoke zero halogen (LSZH) rated, Std IL 24 meters | PC | 1 | 1 | 1 | 1 | 68.64
07498383043 | F923LANSNSNM025 | OS2,2-Fiber,3mm,PC,LSZH,25M | 2 fiber OS2 SC APC duplex to SC duplex patch cord, 3mm jacket, low smoke zero halogen (LSZH) rated, Std IL 25 meters | PC | 1 | 1 | 1 | 1 | 69.4
07498383044 | F923LANSNSNM026 | OS2,2-Fiber,3mm,PC,LSZH,26M | 2 fiber OS2 SC APC duplex to SC duplex patch cord, 3mm jacket, low smoke zero halogen (LSZH) rated, Std IL 26 meters | PC | 1 | 1 | 1 | 1 | 70.16
07498383045 | F923LANSNSNM027 | OS2,2-Fiber,3mm,PC,LSZH,27M | 2 fiber OS2 SC APC duplex to SC duplex patch cord, 3mm jacket, low smoke zero halogen (LSZH) rated, Std IL 27 meters | PC | 1 | 1 | 1 | 1 | 70.92
07498383046 | F923LANSNSNM028 | OS2,2-Fiber,3mm,PC,LSZH,28M | 2 fiber OS2 SC APC duplex to SC duplex patch cord, 3mm jacket, low smoke zero halogen (LSZH) rated, Std IL 28 meters | PC | 1 | 1 | 1 | 1 | 71.68
07498383047 | F923LANSNSNM029 | OS2,2-Fiber,3mm,PC,LSZH,29M | 2 fiber OS2 SC APC duplex to SC duplex patch cord, 3mm jacket, low smoke zero halogen (LSZH) rated, Std IL 29 meters | PC | 1 | 1 | 1 | 1 | 72.44
07498383048 | F923LANSNSNM030 | OS2,2-Fiber,3mm,PC,LSZH,30M | 2 fiber OS2 SC APC duplex to SC duplex patch cord, 3mm jacket, low smoke zero halogen (LSZH) rated, Std IL 30 meters | PC | 1 | 1 | 1 | 1 | 73.2
07498383049 | F923LANSNSNM031 | OS2,2-Fiber,3mm,PC,LSZH,31M | 2 fiber OS2 SC APC duplex to SC duplex patch cord, 3mm jacket, low smoke zero halogen (LSZH) rated, Std IL 31 meters | PC | 1 | 1 | 1 | 1 | 73.96
07498383050 | F923LANSNSNM032 | OS2,2-Fiber,3mm,PC,LSZH,32M | 2 fiber OS2 SC APC duplex to SC duplex patch cord, 3mm jacket, low smoke zero halogen (LSZH) rated, Std IL 32 meters | PC | 1 | 1 | 1 | 1 | 74.72
07498383052 | F923LANSNSNM033 | OS2,2-Fiber,3mm,PC,LSZH,33M | 2 fiber OS2 SC APC duplex to SC duplex patch cord, 3mm jacket, low smoke zero halogen (LSZH) rated, Std IL 33 meters | PC | 1 | 1 | 1 | 1 | 75.48
07498383053 | F923LANSNSNM034 | OS2,2-Fiber,3mm,PC,LSZH,34M | 2 fiber OS2 SC APC duplex to SC duplex patch cord, 3mm jacket, low smoke zero halogen (LSZH) rated, Std IL 34 meters | PC | 1 | 1 | 1 | 1 | 76.24
07498383054 | F923LANSNSNM035 | OS2,2-Fiber,3mm,PC,LSZH,35M | 2 fiber OS2 SC APC duplex to SC duplex patch cord, 3mm jacket, low smoke zero halogen (LSZH) rated, Std IL 35 meters | PC | 1 | 1 | 1 | 1 | 77
07498383055 | F923LANSNSNM036 | OS2,2-Fiber,3mm,PC,LSZH,36M | 2 fiber OS2 SC APC duplex to SC duplex patch cord, 3mm jacket, low smoke zero halogen (LSZH) rated, Std IL 36 meters | PC | 1 | 1 | 1 | 1 | 77.76
07498383056 | F923LANSNSNM037 | OS2,2-Fiber,3mm,PC,LSZH,37M | 2 fiber OS2 SC APC duplex to SC duplex patch cord, 3mm jacket, low smoke zero halogen (LSZH) rated, Std IL 37 meters | PC | 1 | 1 | 1 | 1 | 78.52
07498383058 | F923LANSNSNM038 | OS2,2-Fiber,3mm,PC,LSZH,38M | 2 fiber OS2 SC APC duplex to SC duplex patch cord, 3mm jacket, low smoke zero halogen (LSZH) rated, Std IL 38 meters | PC | 1 | 1 | 1 | 1 | 79.28
07498383059 | F923LANSNSNM039 | OS2,2-Fiber,3mm,PC,LSZH,39M | 2 fiber OS2 SC APC duplex to SC duplex patch cord, 3mm jacket, low smoke zero halogen (LSZH) rated, Std IL 39 meters | PC | 1 | 1 | 1 | 1 | 80.04
07498383060 | F923LANSNSNM040 | OS2,2-Fiber,3mm,PC,LSZH,40M | 2 fiber OS2 SC APC duplex to SC duplex patch cord, 3mm jacket, low smoke zero halogen (LSZH) rated, Std IL 40 meters | PC | 1 | 1 | 1 | 1 | 80.8
07498383061 | F923LANSNSNM041 | OS2,2-Fiber,3mm,PC,LSZH,41M | 2 fiber OS2 SC APC duplex to SC duplex patch cord, 3mm jacket, low smoke zero halogen (LSZH) rated, Std IL 41 meters | PC | 1 | 1 | 1 | 1 | 81.56
07498383065 | F923LANSNSNM042 | OS2,2-Fiber,3mm,PC,LSZH,42M | 2 fiber OS2 SC APC duplex to SC duplex patch cord, 3mm jacket, low smoke zero halogen (LSZH) rated, Std IL 42 meters | PC | 1 | 1 | 1 | 1 | 82.32
07498383067 | F923LANSNSNM043 | OS2,2-Fiber,3mm,PC,LSZH,43M | 2 fiber OS2 SC APC duplex to SC duplex patch cord, 3mm jacket, low smoke zero halogen (LSZH) rated, Std IL 43 meters | PC | 1 | 1 | 1 | 1 | 83.08
07498383079 | F923LANSNSNM044 | OS2,2-Fiber,3mm,PC,LSZH,44M | 2 fiber OS2 SC APC duplex to SC duplex patch cord, 3mm jacket, low smoke zero halogen (LSZH) rated, Std IL 44 meters | PC | 1 | 1 | 1 | 1 | 83.84
07498383083 | F923LANSNSNM045 | OS2,2-Fiber,3mm,PC,LSZH,45M | 2 fiber OS2 SC APC duplex to SC duplex patch cord, 3mm jacket, low smoke zero halogen (LSZH) rated, Std IL 45 meters | PC | 1 | 1 | 1 | 1 | 84.6
07498383084 | F923LANSNSNM046 | OS2,2-Fiber,3mm,PC,LSZH,46M | 2 fiber OS2 SC APC duplex to SC duplex patch cord, 3mm jacket, low smoke zero halogen (LSZH) rated, Std IL 46 meters | PC | 1 | 1 | 1 | 1 | 85.36
07498383085 | F923LANSNSNM047 | OS2,2-Fiber,3mm,PC,LSZH,47M | 2 fiber OS2 SC APC duplex to SC duplex patch cord, 3mm jacket, low smoke zero halogen (LSZH) rated, Std IL 47 meters | PC | 1 | 1 | 1 | 1 | 86.12
07498383086 | F923LANSNSNM048 | OS2,2-Fiber,3mm,PC,LSZH,48M | 2 fiber OS2 SC APC duplex to SC duplex patch cord, 3mm jacket, low smoke zero halogen (LSZH) rated, Std IL 48 meters | PC | 1 | 1 | 1 | 1 | 86.88
07498383087 | F923LANSNSNM049 | OS2,2-Fiber,3mm,PC,LSZH,49M | 2 fiber OS2 SC APC duplex to SC duplex patch cord, 3mm jacket, low smoke zero halogen (LSZH) rated, Std IL 49 meters | PC | 1 | 1 | 1 | 1 | 87.64
07498383090 | F923LANSNSNM050 | OS2,2-Fiber,3mm,PC,LSZH,50M | 2 fiber OS2 SC APC duplex to SC duplex patch cord, 3mm jacket, low smoke zero halogen (LSZH) rated, Std IL 50 meters | PC | 1 | 1 | 1 | 1 | 88.4
61305644487 | F923LSNSNSNM0.5 | OS2 2f 3mm PC LSZH SC Dup/SC Dup Std Pol |  | PC | 1 | 10 | 1 | 1 | 48.48
07498382502 | F923LSNSNSNM001 | OS2,2-Fiber,3mm,PC,LSZH,SC-SC,1M | 2 fiber OS2 SC duplex to SC duplex patch cord, 3mm jacket, low smoke zero halogen (LSZH) rated, Std IL 1 meter | PC | 1 | 10 | 1 | 1 | 48.86
07498381932 | F923LSNSNSNM002 | OS2,2-Fiber,3mm,PC,LSZH,SC-SC,2M | 2 fiber OS2 SC duplex to SC duplex patch cord, 3mm jacket, low smoke zero halogen (LSZH) rated, Std IL 2 meters | PC | 1 | 10 | 1 | 1 | 49.62
07498381933 | F923LSNSNSNM003 | OS2,2-Fiber,3mm,PC,LSZH,SC-SC,3M | 2 fiber OS2 SC duplex to SC duplex patch cord, 3mm jacket, low smoke zero halogen (LSZH) rated, Std IL 3 meters | PC | 1 | 10 | 1 | 1 | 50.38
07498381934 | F923LSNSNSNM004 | OS2,2-Fiber,3mm,PC,LSZH,SC-SC,4M | 2 fiber OS2 SC duplex to SC duplex patch cord, 3mm jacket, low smoke zero halogen (LSZH) rated, Std IL 4 meters | PC | 1 | 10 | 1 | 1 | 51.14
07498381935 | F923LSNSNSNM005 | OS2,2-Fiber,3mm,PC,LSZH,SC-SC,5M | 2 fiber OS2 SC duplex to SC duplex patch cord, 3mm jacket, low smoke zero halogen (LSZH) rated, Std IL 5 meters | PC | 1 | 10 | 1 | 1 | 51.9
07498381936 | F923LSNSNSNM006 | OS2,2-Fiber,3mm,PC,LSZH,SC-SC,6M | 2 fiber OS2 SC duplex to SC duplex patch cord, 3mm jacket, low smoke zero halogen (LSZH) rated, Std IL 6 meters | PC | 1 | 10 | 1 | 1 | 52.66
07498381937 | F923LSNSNSNM007 | OS2,2-Fiber,3mm,PC,LSZH,SC-SC,7M | 2 fiber OS2 SC duplex to SC duplex patch cord, 3mm jacket, low smoke zero halogen (LSZH) rated, Std IL 7 meters | PC | 1 | 10 | 1 | 1 | 53.42
07498381938 | F923LSNSNSNM008 | OS2,2-Fiber,3mm,PC,LSZH,SC-SC,8M | 2 fiber OS2 SC duplex to SC duplex patch cord, 3mm jacket, low smoke zero halogen (LSZH) rated, Std IL 8 meters | PC | 1 | 10 | 1 | 1 | 54.18
07498381955 | F923LSNSNSNM009 | OS2,2-Fiber,3mm,PC,LSZH,SC-SC,9M | 2 fiber OS2 SC duplex to SC duplex patch cord, 3mm jacket, low smoke zero halogen (LSZH) rated, Std IL 9 meters | PC | 1 | 10 | 1 | 1 | 54.94
07498381961 | F923LSNSNSNM010 | OS2,2-Fiber,3mm,PC,LSZH,SC-SC,10M | 2 fiber OS2 SC duplex to SC duplex patch cord, 3mm jacket, low smoke zero halogen (LSZH) rated, Std IL 10 meters | PC | 1 | 10 | 1 | 1 | 55.7
07498381967 | F923LSNSNSNM011 | OS2,2-Fiber,3mm,PC,LSZH,SC-SC,11M | 2 fiber OS2 SC duplex to SC duplex patch cord, 3mm jacket, low smoke zero halogen (LSZH) rated, Std IL 11 meters | PC | 1 | 1 | 1 | 1 | 56.46
07498381968 | F923LSNSNSNM012 | OS2,2-Fiber,3mm,PC,LSZH,SC-SC,12M | 2 fiber OS2 SC duplex to SC duplex patch cord, 3mm jacket, low smoke zero halogen (LSZH) rated, Std IL 12 meters | PC | 1 | 1 | 1 | 1 | 57.22
07498381971 | F923LSNSNSNM013 | OS2,2-Fiber,3mm,PC,LSZH,SC-SC,13M | 2 fiber OS2 SC duplex to SC duplex patch cord, 3mm jacket, low smoke zero halogen (LSZH) rated, Std IL 13 meters | PC | 1 | 1 | 1 | 1 | 57.98
07498381972 | F923LSNSNSNM014 | OS2,2-Fiber,3mm,PC,LSZH,SC-SC,14M | 2 fiber OS2 SC duplex to SC duplex patch cord, 3mm jacket, low smoke zero halogen (LSZH) rated, Std IL 14 meters | PC | 1 | 1 | 1 | 1 | 58.74
07498381973 | F923LSNSNSNM015 | OS2,2-Fiber,3mm,PC,LSZH,SC-SC,15M | 2 fiber OS2 SC duplex to SC duplex patch cord, 3mm jacket, low smoke zero halogen (LSZH) rated, Std IL 15 meters | PC | 1 | 1 | 1 | 1 | 59.5
07498381974 | F923LSNSNSNM016 | OS2,2-Fiber,3mm,PC,LSZH,SC-SC,16M | 2 fiber OS2 SC duplex to SC duplex patch cord, 3mm jacket, low smoke zero halogen (LSZH) rated, Std IL 16 meters | PC | 1 | 1 | 1 | 1 | 60.26
07498381975 | F923LSNSNSNM017 | OS2,2-Fiber,3mm,PC,LSZH,SC-SC,17M | 2 fiber OS2 SC duplex to SC duplex patch cord, 3mm jacket, low smoke zero halogen (LSZH) rated, Std IL 17 meters | PC | 1 | 1 | 1 | 1 | 61.02
07498381976 | F923LSNSNSNM018 | OS2,2-Fiber,3mm,PC,LSZH,SC-SC,18M | 2 fiber OS2 SC duplex to SC duplex patch cord, 3mm jacket, low smoke zero halogen (LSZH) rated, Std IL 18 meters | PC | 1 | 1 | 1 | 1 | 61.78
07498381977 | F923LSNSNSNM019 | OS2,2-Fiber,3mm,PC,LSZH,SC-SC,19M | 2 fiber OS2 SC duplex to SC duplex patch cord, 3mm jacket, low smoke zero halogen (LSZH) rated, Std IL 19 meters | PC | 1 | 1 | 1 | 1 | 62.54
07498381978 | F923LSNSNSNM020 | OS2,2-Fiber,3mm,PC,LSZH,SC-SC,20M | 2 fiber OS2 SC duplex to SC duplex patch cord, 3mm jacket, low smoke zero halogen (LSZH) rated, Std IL 20 meters | PC | 1 | 1 | 1 | 1 | 63.3
07498381979 | F923LSNSNSNM021 | OS2,2-Fiber,3mm,PC,LSZH,SC-SC,21M | 2 fiber OS2 SC duplex to SC duplex patch cord, 3mm jacket, low smoke zero halogen (LSZH) rated, Std IL 21 meters | PC | 1 | 1 | 1 | 1 | 64.06
07498381980 | F923LSNSNSNM022 | OS2,2-Fiber,3mm,PC,LSZH,SC-SC,22M | 2 fiber OS2 SC duplex to SC duplex patch cord, 3mm jacket, low smoke zero halogen (LSZH) rated, Std IL 22 meters | PC | 1 | 1 | 1 | 1 | 64.82
07498381981 | F923LSNSNSNM023 | OS2,2-Fiber,3mm,PC,LSZH,SC-SC,23M | 2 fiber OS2 SC duplex to SC duplex patch cord, 3mm jacket, low smoke zero halogen (LSZH) rated, Std IL 23 meters | PC | 1 | 1 | 1 | 1 | 65.58
07498381982 | F923LSNSNSNM024 | OS2,2-Fiber,3mm,PC,LSZH,SC-SC,24M | 2 fiber OS2 SC duplex to SC duplex patch cord, 3mm jacket, low smoke zero halogen (LSZH) rated, Std IL 24 meters | PC | 1 | 1 | 1 | 1 | 66.34
07498381983 | F923LSNSNSNM025 | OS2,2-Fiber,3mm,PC,LSZH,SC-SC,25M | 2 fiber OS2 SC duplex to SC duplex patch cord, 3mm jacket, low smoke zero halogen (LSZH) rated, Std IL 25 meters | PC | 1 | 1 | 1 | 1 | 67.1
07498381984 | F923LSNSNSNM026 | OS2,2-Fiber,3mm,PC,LSZH,SC-SC,26M | 2 fiber OS2 SC duplex to SC duplex patch cord, 3mm jacket, low smoke zero halogen (LSZH) rated, Std IL 26 meters | PC | 1 | 1 | 1 | 1 | 67.86
07498381985 | F923LSNSNSNM027 | OS2,2-Fiber,3mm,PC,LSZH,SC-SC,27M | 2 fiber OS2 SC duplex to SC duplex patch cord, 3mm jacket, low smoke zero halogen (LSZH) rated, Std IL 27 meters | PC | 1 | 1 | 1 | 1 | 68.62
07498381986 | F923LSNSNSNM028 | OS2,2-Fiber,3mm,PC,LSZH,SC-SC,28M | 2 fiber OS2 SC duplex to SC duplex patch cord, 3mm jacket, low smoke zero halogen (LSZH) rated, Std IL 28 meters | PC | 1 | 1 | 1 | 1 | 69.38
07498381987 | F923LSNSNSNM029 | OS2,2-Fiber,3mm,PC,LSZH,SC-SC,29M | 2 fiber OS2 SC duplex to SC duplex patch cord, 3mm jacket, low smoke zero halogen (LSZH) rated, Std IL 29 meters | PC | 1 | 1 | 1 | 1 | 70.14
07498381988 | F923LSNSNSNM030 | OS2,2-Fiber,3mm,PC,LSZH,SC-SC,30M | 2 fiber OS2 SC duplex to SC duplex patch cord, 3mm jacket, low smoke zero halogen (LSZH) rated, Std IL 30 meters | PC | 1 | 1 | 1 | 1 | 70.9
07498381989 | F923LSNSNSNM031 | OS2,2-Fiber,3mm,PC,LSZH,SC-SC,31M | 2 fiber OS2 SC duplex to SC duplex patch cord, 3mm jacket, low smoke zero halogen (LSZH) rated, Std IL 31 meters | PC | 1 | 1 | 1 | 1 | 71.66
07498381990 | F923LSNSNSNM032 | OS2,2-Fiber,3mm,PC,LSZH,SC-SC,32M | 2 fiber OS2 SC duplex to SC duplex patch cord, 3mm jacket, low smoke zero halogen (LSZH) rated, Std IL 32 meters | PC | 1 | 1 | 1 | 1 | 72.42
07498381991 | F923LSNSNSNM033 | OS2,2-Fiber,3mm,PC,LSZH,SC-SC,33M | 2 fiber OS2 SC duplex to SC duplex patch cord, 3mm jacket, low smoke zero halogen (LSZH) rated, Std IL 33 meters | PC | 1 | 1 | 1 | 1 | 73.18
07498381992 | F923LSNSNSNM034 | OS2,2-Fiber,3mm,PC,LSZH,SC-SC,34M | 2 fiber OS2 SC duplex to SC duplex patch cord, 3mm jacket, low smoke zero halogen (LSZH) rated, Std IL 34 meters | PC | 1 | 1 | 1 | 1 | 73.94
07498381993 | F923LSNSNSNM035 | OS2,2-Fiber,3mm,PC,LSZH,SC-SC,35M | 2 fiber OS2 SC duplex to SC duplex patch cord, 3mm jacket, low smoke zero halogen (LSZH) rated, Std IL 35 meters | PC | 1 | 1 | 1 | 1 | 74.7
07498381994 | F923LSNSNSNM036 | OS2,2-Fiber,3mm,PC,LSZH,SC-SC,36M | 2 fiber OS2 SC duplex to SC duplex patch cord, 3mm jacket, low smoke zero halogen (LSZH) rated, Std IL 36 meters | PC | 1 | 1 | 1 | 1 | 75.46
07498381995 | F923LSNSNSNM037 | OS2,2-Fiber,3mm,PC,LSZH,SC-SC,37M | 2 fiber OS2 SC duplex to SC duplex patch cord, 3mm jacket, low smoke zero halogen (LSZH) rated, Std IL 37 meters | PC | 1 | 1 | 1 | 1 | 76.22
07498381996 | F923LSNSNSNM038 | OS2,2-Fiber,3mm,PC,LSZH,SC-SC,38M | 2 fiber OS2 SC duplex to SC duplex patch cord, 3mm jacket, low smoke zero halogen (LSZH) rated, Std IL 38 meters | PC | 1 | 1 | 1 | 1 | 76.98
07498381997 | F923LSNSNSNM039 | OS2,2-Fiber,3mm,PC,LSZH,SC-SC,39M | 2 fiber OS2 SC duplex to SC duplex patch cord, 3mm jacket, low smoke zero halogen (LSZH) rated, Std IL 39 meters | PC | 1 | 1 | 1 | 1 | 77.74
07498381998 | F923LSNSNSNM040 | OS2,2-Fiber,3mm,PC,LSZH,SC-SC,40M | 2 fiber OS2 SC duplex to SC duplex patch cord, 3mm jacket, low smoke zero halogen (LSZH) rated, Std IL 40 meters | PC | 1 | 1 | 1 | 1 | 78.5
07498381999 | F923LSNSNSNM041 | OS2,2-Fiber,3mm,PC,LSZH,SC-SC,41M | 2 fiber OS2 SC duplex to SC duplex patch cord, 3mm jacket, low smoke zero halogen (LSZH) rated, Std IL 41 meters | PC | 1 | 1 | 1 | 1 | 79.26
07498382000 | F923LSNSNSNM042 | OS2,2-Fiber,3mm,PC,LSZH,SC-SC,42M | 2 fiber OS2 SC duplex to SC duplex patch cord, 3mm jacket, low smoke zero halogen (LSZH) rated, Std IL 42 meters | PC | 1 | 1 | 1 | 1 | 80.02
07498382001 | F923LSNSNSNM043 | OS2,2-Fiber,3mm,PC,LSZH,SC-SC,43M | 2 fiber OS2 SC duplex to SC duplex patch cord, 3mm jacket, low smoke zero halogen (LSZH) rated, Std IL 43 meters | PC | 1 | 1 | 1 | 1 | 80.78
07498382002 | F923LSNSNSNM044 | OS2,2-Fiber,3mm,PC,LSZH,SC-SC,44M | 2 fiber OS2 SC duplex to SC duplex patch cord, 3mm jacket, low smoke zero halogen (LSZH) rated, Std IL 44 meters | PC | 1 | 1 | 1 | 1 | 81.54
07498382003 | F923LSNSNSNM045 | OS2,2-Fiber,3mm,PC,LSZH,SC-SC,45M | 2 fiber OS2 SC duplex to SC duplex patch cord, 3mm jacket, low smoke zero halogen (LSZH) rated, Std IL 45 meters | PC | 1 | 1 | 1 | 1 | 82.3
07498382004 | F923LSNSNSNM046 | OS2,2-Fiber,3mm,PC,LSZH,SC-SC,46M | 2 fiber OS2 SC duplex to SC duplex patch cord, 3mm jacket, low smoke zero halogen (LSZH) rated, Std IL 46 meters | PC | 1 | 1 | 1 | 1 | 83.06
07498382005 | F923LSNSNSNM047 | OS2,2-Fiber,3mm,PC,LSZH,SC-SC,47M | 2 fiber OS2 SC duplex to SC duplex patch cord, 3mm jacket, low smoke zero halogen (LSZH) rated, Std IL 47 meters | PC | 1 | 1 | 1 | 1 | 83.82
07498382006 | F923LSNSNSNM048 | OS2,2-Fiber,3mm,PC,LSZH,SC-SC,48M | 2 fiber OS2 SC duplex to SC duplex patch cord, 3mm jacket, low smoke zero halogen (LSZH) rated, Std IL 48 meters | PC | 1 | 1 | 1 | 1 | 84.58
07498382007 | F923LSNSNSNM049 | OS2,2-Fiber,3mm,PC,LSZH,SC-SC,49M | 2 fiber OS2 SC duplex to SC duplex patch cord, 3mm jacket, low smoke zero halogen (LSZH) rated, Std IL 49 meters | PC | 1 | 1 | 1 | 1 | 85.34
07498382008 | F923LSNSNSNM050 | OS2,2-Fiber,3mm,PC,LSZH,SC-SC,50M | 2 fiber OS2 SC duplex to SC duplex patch cord, 3mm jacket, low smoke zero halogen (LSZH) rated, Std IL 50 meters | PC | 1 | 1 | 1 | 1 | 86.1
61305644488 | F923LSNSNSNM1.5 | OS2 2f 3mm PC LSZH SC Dup/SC Dup Std Pol |  | PC | 1 | 10 | 1 | 1 | 49.24
61305644489 | F923LSNSNSNM2.5 | OS2 2f 3mm PC LSZH SC Dup/SC Dup Std Pol |  | PC | 1 | 10 | 1 | 1 | 50
61305644490 | F923LSNSNSNM3.5 | OS2 2f 3mm PC LSZH SC Dup/SC Dup Std Pol |  | PC | 1 | 10 | 1 | 1 | 50.76
61305644491 | F923LSNSNSNM4.5 | OS2 2f 3mm PC LSZH SC Dup/SC Dup Std Pol |  | PC | 1 | 10 | 1 | 1 | 51.52
61305644492 | F923LSNSNSNM5.5 | OS2 2f 3mm PC LSZH SC Dup/SC Dup Std Pol |  | PC | 1 | 10 | 1 | 1 | 52.28
61305644493 | F923LSNSNSNM6.5 | OS2 2f 3mm PC LSZH SC Dup/SC Dup Std Pol |  | PC | 1 | 10 | 1 | 1 | 53.04
61305644494 | F923LSNSNSNM7.5 | OS2 2f 3mm PC LSZH SC Dup/SC Dup Std Pol |  | PC | 1 | 10 | 1 | 1 | 53.8
61305644495 | F923LSNSNSNM8.5 | OS2 2f 3mm PC LSZH SC Dup/SC Dup Std Pol |  | PC | 1 | 10 | 1 | 1 | 54.56
61305644496 | F923LSNSNSNM9.5 | OS2 2f 3mm PC LSZH SC Dup/SC Dup Std Pol |  | PC | 1 | 10 | 1 | 1 | 55.32
07498383091 | F923PANANSNM001 | OS2 2 Fiber 3mm Jacket Patchcord Plenum | OS2 2 Fiber 3mm Jacket Patchcord Plenum SC-APC Duplex to SC-APC Duplex Std. IL - 1 Meter | PC | 1 | 10 | 1 | 1 | 53.46
07498383095 | F923PANANSNM002 | OS2 2 Fiber 3mm Jacket Patchcord Plenum | OS2 2 Fiber 3mm Jacket Patchcord Plenum SC-APC Duplex to SC-APC Duplex Std. IL - 2 Meters | PC | 1 | 10 | 1 | 1 | 54.22
07498383096 | F923PANANSNM003 | OS2 2 Fiber 3mm Jacket Patchcord Plenum | OS2 2 Fiber 3mm Jacket Patchcord Plenum SC-APC Duplex to SC-APC Duplex Std. IL - 3 Meters | PC | 1 | 10 | 1 | 1 | 54.98
07498383097 | F923PANANSNM004 | OS2 2 Fiber 3mm Jacket Patchcord Plenum | OS2 2 Fiber 3mm Jacket Patchcord Plenum SC-APC Duplex to SC-APC Duplex Std. IL - 4 Meters | PC | 1 | 10 | 1 | 1 | 55.74
07498383098 | F923PANANSNM005 | OS2 2 Fiber 3mm Jacket Patchcord Plenum | OS2 2 Fiber 3mm Jacket Patchcord Plenum SC-APC Duplex to SC-APC Duplex Std. IL - 5 Meters | PC | 1 | 10 | 1 | 1 | 56.5
07498383099 | F923PANANSNM006 | OS2 2 Fiber 3mm Jacket Patchcord Plenum | OS2 2 Fiber 3mm Jacket Patchcord Plenum SC-APC Duplex to SC-APC Duplex Std. IL - 6 Meters | PC | 1 | 10 | 1 | 1 | 57.26
07498383106 | F923PANANSNM007 | OS2 2 Fiber 3mm Jacket Patchcord Plenum | OS2 2 Fiber 3mm Jacket Patchcord Plenum SC-APC Duplex to SC-APC Duplex Std. IL - 7 Meters | PC | 1 | 10 | 1 | 1 | 58.02
07498383107 | F923PANANSNM008 | OS2 2 Fiber 3mm Jacket Patchcord Plenum | OS2 2 Fiber 3mm Jacket Patchcord Plenum SC-APC Duplex to SC-APC Duplex Std. IL - 8 Meters | PC | 1 | 10 | 1 | 1 | 58.78
07498383108 | F923PANANSNM009 | OS2 2 Fiber 3mm Jacket Patchcord Plenum | OS2 2 Fiber 3mm Jacket Patchcord Plenum SC-APC Duplex to SC-APC Duplex Std. IL - 9 Meters | PC | 1 | 10 | 1 | 1 | 59.54
07498383297 | F923PANANSNM010 | OS2 2 Fiber 3mm Jacket Patchcord Plenum | OS2 2 Fiber 3mm Jacket Patchcord Plenum SC-APC Duplex to SC-APC Duplex Std. IL - 10 Meters | PC | 1 | 10 | 1 | 1 | 60.3
07498383109 | F923PANANSNM011 | OS2 2 Fiber 3mm Jacket Patchcord Plenum | OS2 2 Fiber 3mm Jacket Patchcord Plenum SC-APC Duplex to SC-APC Duplex Std. IL - 11 Meters | PC | 1 | 1 | 1 | 1 | 61.06
07498383110 | F923PANANSNM012 | OS2 2 Fiber 3mm Jacket Patchcord Plenum | OS2 2 Fiber 3mm Jacket Patchcord Plenum SC-APC Duplex to SC-APC Duplex Std. IL - 12 Meters | PC | 1 | 1 | 1 | 1 | 61.82
07498383111 | F923PANANSNM013 | OS2 2 Fiber 3mm Jacket Patchcord Plenum | OS2 2 Fiber 3mm Jacket Patchcord Plenum SC-APC Duplex to SC-APC Duplex Std. IL - 13 Meters | PC | 1 | 1 | 1 | 1 | 62.58
07498383112 | F923PANANSNM014 | OS2 2 Fiber 3mm Jacket Patchcord Plenum | OS2 2 Fiber 3mm Jacket Patchcord Plenum SC-APC Duplex to SC-APC Duplex Std. IL - 14 Meters | PC | 1 | 1 | 1 | 1 | 63.34
07498383120 | F923PANANSNM015 | OS2 2 Fiber 3mm Jacket Patchcord Plenum | OS2 2 Fiber 3mm Jacket Patchcord Plenum SC-APC Duplex to SC-APC Duplex Std. IL - 15 Meters | PC | 1 | 1 | 1 | 1 | 64.1
07498383126 | F923PANANSNM016 | OS2 2 Fiber 3mm Jacket Patchcord Plenum | OS2 2 Fiber 3mm Jacket Patchcord Plenum SC-APC Duplex to SC-APC Duplex Std. IL - 16 Meters | PC | 1 | 1 | 1 | 1 | 64.86
07498383128 | F923PANANSNM017 | OS2 2 Fiber 3mm Jacket Patchcord Plenum | OS2 2 Fiber 3mm Jacket Patchcord Plenum SC-APC Duplex to SC-APC Duplex Std. IL - 17 Meters | PC | 1 | 1 | 1 | 1 | 65.62
07498383132 | F923PANANSNM018 | OS2 2 Fiber 3mm Jacket Patchcord Plenum | OS2 2 Fiber 3mm Jacket Patchcord Plenum SC-APC Duplex to SC-APC Duplex Std. IL - 18 Meters | PC | 1 | 1 | 1 | 1 | 66.38
07498383138 | F923PANANSNM019 | OS2 2 Fiber 3mm Jacket Patchcord Plenum | OS2 2 Fiber 3mm Jacket Patchcord Plenum SC-APC Duplex to SC-APC Duplex Std. IL - 19 Meters | PC | 1 | 1 | 1 | 1 | 67.14
07498383140 | F923PANANSNM020 | OS2 2 Fiber 3mm Jacket Patchcord Plenum | OS2 2 Fiber 3mm Jacket Patchcord Plenum SC-APC Duplex to SC-APC Duplex Std. IL - 20 Meters | PC | 1 | 1 | 1 | 1 | 67.9
07498383141 | F923PANANSNM021 | OS2 2 Fiber 3mm Jacket Patchcord Plenum | OS2 2 Fiber 3mm Jacket Patchcord Plenum SC-APC Duplex to SC-APC Duplex Std. IL - 21 Meters | PC | 1 | 1 | 1 | 1 | 68.66
07498383142 | F923PANANSNM022 | OS2 2 Fiber 3mm Jacket Patchcord Plenum | OS2 2 Fiber 3mm Jacket Patchcord Plenum SC-APC Duplex to SC-APC Duplex Std. IL - 22 Meters | PC | 1 | 1 | 1 | 1 | 69.42
07498383143 | F923PANANSNM023 | OS2 2 Fiber 3mm Jacket Patchcord Plenum | OS2 2 Fiber 3mm Jacket Patchcord Plenum SC-APC Duplex to SC-APC Duplex Std. IL - 23 Meters | PC | 1 | 1 | 1 | 1 | 70.18
07498383146 | F923PANANSNM024 | OS2 2 Fiber 3mm Jacket Patchcord Plenum | OS2 2 Fiber 3mm Jacket Patchcord Plenum SC-APC Duplex to SC-APC Duplex Std. IL - 24 Meters | PC | 1 | 1 | 1 | 1 | 70.94
07498383150 | F923PANANSNM025 | OS2 2 Fiber 3mm Jacket Patchcord Plenum | OS2 2 Fiber 3mm Jacket Patchcord Plenum SC-APC Duplex to SC-APC Duplex Std. IL - 25 Meters | PC | 1 | 1 | 1 | 1 | 71.7
07498383156 | F923PANANSNM026 | OS2 2 Fiber 3mm Jacket Patchcord Plenum | OS2 2 Fiber 3mm Jacket Patchcord Plenum SC-APC Duplex to SC-APC Duplex Std. IL - 26 Meters | PC | 1 | 1 | 1 | 1 | 72.46
07498383157 | F923PANANSNM027 | OS2 2 Fiber 3mm Jacket Patchcord Plenum | OS2 2 Fiber 3mm Jacket Patchcord Plenum SC-APC Duplex to SC-APC Duplex Std. IL - 27 Meters | PC | 1 | 1 | 1 | 1 | 73.22
07498383158 | F923PANANSNM028 | OS2 2 Fiber 3mm Jacket Patchcord Plenum | OS2 2 Fiber 3mm Jacket Patchcord Plenum SC-APC Duplex to SC-APC Duplex Std. IL - 28 Meters | PC | 1 | 1 | 1 | 1 | 73.98
07498383159 | F923PANANSNM029 | OS2 2 Fiber 3mm Jacket Patchcord Plenum | OS2 2 Fiber 3mm Jacket Patchcord Plenum SC-APC Duplex to SC-APC Duplex Std. IL - 29 Meters | PC | 1 | 1 | 1 | 1 | 74.74
07498383160 | F923PANANSNM030 | OS2 2 Fiber 3mm Jacket Patchcord Plenum | OS2 2 Fiber 3mm Jacket Patchcord Plenum SC-APC Duplex to SC-APC Duplex Std. IL - 30 Meters | PC | 1 | 1 | 1 | 1 | 75.5
07498383161 | F923PANANSNM031 | OS2 2 Fiber 3mm Jacket Patchcord Plenum | OS2 2 Fiber 3mm Jacket Patchcord Plenum SC-APC Duplex to SC-APC Duplex Std. IL - 31 Meters | PC | 1 | 1 | 1 | 1 | 76.26
07498383162 | F923PANANSNM032 | OS2 2 Fiber 3mm Jacket Patchcord Plenum | OS2 2 Fiber 3mm Jacket Patchcord Plenum SC-APC Duplex to SC-APC Duplex Std. IL - 32 Meters | PC | 1 | 1 | 1 | 1 | 77.02
07498383164 | F923PANANSNM033 | OS2 2 Fiber 3mm Jacket Patchcord Plenum | OS2 2 Fiber 3mm Jacket Patchcord Plenum SC-APC Duplex to SC-APC Duplex Std. IL - 33 Meters | PC | 1 | 1 | 1 | 1 | 77.78
07498383165 | F923PANANSNM034 | OS2 2 Fiber 3mm Jacket Patchcord Plenum | OS2 2 Fiber 3mm Jacket Patchcord Plenum SC-APC Duplex to SC-APC Duplex Std. IL - 34 Meters | PC | 1 | 1 | 1 | 1 | 78.54
07498383166 | F923PANANSNM035 | OS2 2 Fiber 3mm Jacket Patchcord Plenum | OS2 2 Fiber 3mm Jacket Patchcord Plenum SC-APC Duplex to SC-APC Duplex Std. IL - 35 Meters | PC | 1 | 1 | 1 | 1 | 79.3
07498383167 | F923PANANSNM036 | OS2 2 Fiber 3mm Jacket Patchcord Plenum | OS2 2 Fiber 3mm Jacket Patchcord Plenum SC-APC Duplex to SC-APC Duplex Std. IL - 36 Meters | PC | 1 | 1 | 1 | 1 | 80.06
07498383168 | F923PANANSNM037 | OS2 2 Fiber 3mm Jacket Patchcord Plenum | OS2 2 Fiber 3mm Jacket Patchcord Plenum SC-APC Duplex to SC-APC Duplex Std. IL - 37 Meters | PC | 1 | 1 | 1 | 1 | 80.82
07498383169 | F923PANANSNM038 | OS2 2 Fiber 3mm Jacket Patchcord Plenum | OS2 2 Fiber 3mm Jacket Patchcord Plenum SC-APC Duplex to SC-APC Duplex Std. IL - 38 Meters | PC | 1 | 1 | 1 | 1 | 81.58
07498383170 | F923PANANSNM039 | OS2 2 Fiber 3mm Jacket Patchcord Plenum | OS2 2 Fiber 3mm Jacket Patchcord Plenum SC-APC Duplex to SC-APC Duplex Std. IL - 39 Meters | PC | 1 | 1 | 1 | 1 | 82.34
07498383171 | F923PANANSNM040 | OS2 2 Fiber 3mm Jacket Patchcord Plenum | OS2 2 Fiber 3mm Jacket Patchcord Plenum SC-APC Duplex to SC-APC Duplex Std. IL - 40 Meters | PC | 1 | 1 | 1 | 1 | 83.1
07498383172 | F923PANANSNM041 | OS2 2 Fiber 3mm Jacket Patchcord Plenum | OS2 2 Fiber 3mm Jacket Patchcord Plenum SC-APC Duplex to SC-APC Duplex Std. IL - 41 Meters | PC | 1 | 1 | 1 | 1 | 83.86
07498383174 | F923PANANSNM042 | OS2 2 Fiber 3mm Jacket Patchcord Plenum | OS2 2 Fiber 3mm Jacket Patchcord Plenum SC-APC Duplex to SC-APC Duplex Std. IL - 42 Meters | PC | 1 | 1 | 1 | 1 | 84.62
07498383175 | F923PANANSNM043 | OS2 2 Fiber 3mm Jacket Patchcord Plenum | OS2 2 Fiber 3mm Jacket Patchcord Plenum SC-APC Duplex to SC-APC Duplex Std. IL - 43 Meters | PC | 1 | 1 | 1 | 1 | 85.38
07498383176 | F923PANANSNM044 | OS2 2 Fiber 3mm Jacket Patchcord Plenum | OS2 2 Fiber 3mm Jacket Patchcord Plenum SC-APC Duplex to SC-APC Duplex Std. IL - 44 Meters | PC | 1 | 1 | 1 | 1 | 86.14
07498383177 | F923PANANSNM045 | OS2 2 Fiber 3mm Jacket Patchcord Plenum | OS2 2 Fiber 3mm Jacket Patchcord Plenum SC-APC Duplex to SC-APC Duplex Std. IL - 45 Meters | PC | 1 | 1 | 1 | 1 | 86.9
07498383178 | F923PANANSNM046 | OS2 2 Fiber 3mm Jacket Patchcord Plenum | OS2 2 Fiber 3mm Jacket Patchcord Plenum SC-APC Duplex to SC-APC Duplex Std. IL - 46 Meters | PC | 1 | 1 | 1 | 1 | 87.66
07498383179 | F923PANANSNM047 | OS2 2 Fiber 3mm Jacket Patchcord Plenum | OS2 2 Fiber 3mm Jacket Patchcord Plenum SC-APC Duplex to SC-APC Duplex Std. IL - 47 Meters | PC | 1 | 1 | 1 | 1 | 88.42
07498383180 | F923PANANSNM048 | OS2 2 Fiber 3mm Jacket Patchcord Plenum | OS2 2 Fiber 3mm Jacket Patchcord Plenum SC-APC Duplex to SC-APC Duplex Std. IL - 48 Meters | PC | 1 | 1 | 1 | 1 | 89.18
07498383182 | F923PANANSNM049 | OS2 2 Fiber 3mm Jacket Patchcord Plenum | OS2 2 Fiber 3mm Jacket Patchcord Plenum SC-APC Duplex to SC-APC Duplex Std. IL - 49 Meters | PC | 1 | 1 | 1 | 1 | 89.94
07498383183 | F923PANANSNM050 | OS2 2 Fiber 3mm Jacket Patchcord Plenum | OS2 2 Fiber 3mm Jacket Patchcord Plenum SC-APC Duplex to SC-APC Duplex Std. IL - 50 Meters | PC | 1 | 1 | 1 | 1 | 90.7
07498383184 | F923PANSNSNM001 | OS2 2 Fiber 3mm Jacket Patchcord Plenum | OS2 2 Fiber 3mm Jacket Patchcord Plenum SC-APC Duplex to SC Duplex Std. IL - 1 Meter | PC | 1 | 10 | 1 | 1 | 51.16
07498383185 | F923PANSNSNM002 | OS2 2 Fiber 3mm Jacket Patchcord Plenum | OS2 2 Fiber 3mm Jacket Patchcord Plenum SC-APC Duplex to SC Duplex Std. IL - 2 Meters | PC | 1 | 10 | 1 | 1 | 51.92
07498383186 | F923PANSNSNM003 | OS2 2 Fiber 3mm Jacket Patchcord Plenum | OS2 2 Fiber 3mm Jacket Patchcord Plenum SC-APC Duplex to SC Duplex Std. IL - 3 Meters | PC | 1 | 10 | 1 | 1 | 52.68
07498383189 | F923PANSNSNM004 | OS2 2 Fiber 3mm Jacket Patchcord Plenum | OS2 2 Fiber 3mm Jacket Patchcord Plenum SC-APC Duplex to SC Duplex Std. IL - 4 Meters | PC | 1 | 10 | 1 | 1 | 53.44
07498383190 | F923PANSNSNM005 | OS2 2 Fiber 3mm Jacket Patchcord Plenum | OS2 2 Fiber 3mm Jacket Patchcord Plenum SC-APC Duplex to SC Duplex Std. IL - 5 Meters | PC | 1 | 10 | 1 | 1 | 54.2
07498383192 | F923PANSNSNM006 | OS2 2 Fiber 3mm Jacket Patchcord Plenum | OS2 2 Fiber 3mm Jacket Patchcord Plenum SC-APC Duplex to SC Duplex Std. IL - 6 Meters | PC | 1 | 10 | 1 | 1 | 54.96
07498383193 | F923PANSNSNM007 | OS2 2 Fiber 3mm Jacket Patchcord Plenum | OS2 2 Fiber 3mm Jacket Patchcord Plenum SC-APC Duplex to SC Duplex Std. IL - 7 Meters | PC | 1 | 10 | 1 | 1 | 55.72
07498383195 | F923PANSNSNM008 | OS2 2 Fiber 3mm Jacket Patchcord Plenum | OS2 2 Fiber 3mm Jacket Patchcord Plenum SC-APC Duplex to SC Duplex Std. IL - 8 Meters | PC | 1 | 10 | 1 | 1 | 56.48
07498383198 | F923PANSNSNM009 | OS2 2 Fiber 3mm Jacket Patchcord Plenum | OS2 2 Fiber 3mm Jacket Patchcord Plenum SC-APC Duplex to SC Duplex Std. IL - 9 Meters | PC | 1 | 10 | 1 | 1 | 57.24
07498383199 | F923PANSNSNM010 | OS2 2 Fiber 3mm Jacket Patchcord Plenum | OS2 2 Fiber 3mm Jacket Patchcord Plenum SC-APC Duplex to SC Duplex Std. IL - 10 Meters | PC | 1 | 10 | 1 | 1 | 58
07498383220 | F923PANSNSNM011 | OS2 2 Fiber 3mm Jacket Patchcord Plenum | OS2 2 Fiber 3mm Jacket Patchcord Plenum SC-APC Duplex to SC Duplex Std. IL - 11 Meters | PC | 1 | 1 | 1 | 1 | 58.76
07498383221 | F923PANSNSNM012 | OS2 2 Fiber 3mm Jacket Patchcord Plenum | OS2 2 Fiber 3mm Jacket Patchcord Plenum SC-APC Duplex to SC Duplex Std. IL - 12 Meters | PC | 1 | 1 | 1 | 1 | 59.52
07498383228 | F923PANSNSNM013 | OS2 2 Fiber 3mm Jacket Patchcord Plenum | OS2 2 Fiber 3mm Jacket Patchcord Plenum SC-APC Duplex to SC Duplex Std. IL - 13 Meters | PC | 1 | 1 | 1 | 1 | 60.28
07498383229 | F923PANSNSNM014 | OS2 2 Fiber 3mm Jacket Patchcord Plenum | OS2 2 Fiber 3mm Jacket Patchcord Plenum SC-APC Duplex to SC Duplex Std. IL - 14 Meters | PC | 1 | 1 | 1 | 1 | 61.04
07498383230 | F923PANSNSNM015 | OS2 2 Fiber 3mm Jacket Patchcord Plenum | OS2 2 Fiber 3mm Jacket Patchcord Plenum SC-APC Duplex to SC Duplex Std. IL - 15 Meters | PC | 1 | 1 | 1 | 1 | 61.8
07498383208 | F923PANSNSNM016 | OS2 2 Fiber 3mm Jacket Patchcord Plenum | OS2 2 Fiber 3mm Jacket Patchcord Plenum SC-APC Duplex to SC Duplex Std. IL - 16 Meters | PC | 1 | 1 | 1 | 1 | 62.56
07498383209 | F923PANSNSNM017 | OS2 2 Fiber 3mm Jacket Patchcord Plenum | OS2 2 Fiber 3mm Jacket Patchcord Plenum SC-APC Duplex to SC Duplex Std. IL - 17 Meters | PC | 1 | 1 | 1 | 1 | 63.32
07498383216 | F923PANSNSNM018 | OS2 2 Fiber 3mm Jacket Patchcord Plenum | OS2 2 Fiber 3mm Jacket Patchcord Plenum SC-APC Duplex to SC Duplex Std. IL - 18 Meters | PC | 1 | 1 | 1 | 1 | 64.08
07498383217 | F923PANSNSNM019 | OS2 2 Fiber 3mm Jacket Patchcord Plenum | OS2 2 Fiber 3mm Jacket Patchcord Plenum SC-APC Duplex to SC Duplex Std. IL - 19 Meters | PC | 1 | 1 | 1 | 1 | 64.84
07498383219 | F923PANSNSNM020 | OS2 2 Fiber 3mm Jacket Patchcord Plenum | OS2 2 Fiber 3mm Jacket Patchcord Plenum SC-APC Duplex to SC Duplex Std. IL - 20 Meters | PC | 1 | 1 | 1 | 1 | 65.6
07498383247 | F923PANSNSNM021 | OS2 2 Fiber 3mm Jacket Patchcord Plenum | OS2 2 Fiber 3mm Jacket Patchcord Plenum SC-APC Duplex to SC Duplex Std. IL - 21 Meters | PC | 1 | 1 | 1 | 1 | 66.36
07498383268 | F923PANSNSNM022 | OS2 2 Fiber 3mm Jacket Patchcord Plenum | OS2 2 Fiber 3mm Jacket Patchcord Plenum SC-APC Duplex to SC Duplex Std. IL - 22 Meters | PC | 1 | 1 | 1 | 1 | 67.12
07498383269 | F923PANSNSNM023 | OS2 2 Fiber 3mm Jacket Patchcord Plenum | OS2 2 Fiber 3mm Jacket Patchcord Plenum SC-APC Duplex to SC Duplex Std. IL - 23 Meters | PC | 1 | 1 | 1 | 1 | 67.88
07498383270 | F923PANSNSNM024 | OS2 2 Fiber 3mm Jacket Patchcord Plenum | OS2 2 Fiber 3mm Jacket Patchcord Plenum SC-APC Duplex to SC Duplex Std. IL - 24 Meters | PC | 1 | 1 | 1 | 1 | 68.64
07498383271 | F923PANSNSNM025 | OS2 2 Fiber 3mm Jacket Patchcord Plenum | OS2 2 Fiber 3mm Jacket Patchcord Plenum SC-APC Duplex to SC Duplex Std. IL - 25 Meters | PC | 1 | 1 | 1 | 1 | 69.4
07498383272 | F923PANSNSNM026 | OS2 2 Fiber 3mm Jacket Patchcord Plenum | OS2 2 Fiber 3mm Jacket Patchcord Plenum SC-APC Duplex to SC Duplex Std. IL - 26 Meters | PC | 1 | 1 | 1 | 1 | 70.16
07498383273 | F923PANSNSNM027 | OS2 2 Fiber 3mm Jacket Patchcord Plenum | OS2 2 Fiber 3mm Jacket Patchcord Plenum SC-APC Duplex to SC Duplex Std. IL - 27 Meters | PC | 1 | 1 | 1 | 1 | 70.92
07498383274 | F923PANSNSNM028 | OS2 2 Fiber 3mm Jacket Patchcord Plenum | OS2 2 Fiber 3mm Jacket Patchcord Plenum SC-APC Duplex to SC Duplex Std. IL - 28 Meters | PC | 1 | 1 | 1 | 1 | 71.68
07498383275 | F923PANSNSNM029 | OS2 2 Fiber 3mm Jacket Patchcord Plenum | OS2 2 Fiber 3mm Jacket Patchcord Plenum SC-APC Duplex to SC Duplex Std. IL - 29 Meters | PC | 1 | 1 | 1 | 1 | 72.44
07498383276 | F923PANSNSNM030 | OS2 2 Fiber 3mm Jacket Patchcord Plenum | OS2 2 Fiber 3mm Jacket Patchcord Plenum SC-APC Duplex to SC Duplex Std. IL - 30 Meters | PC | 1 | 1 | 1 | 1 | 73.2
07498383277 | F923PANSNSNM031 | OS2 2 Fiber 3mm Jacket Patchcord Plenum | OS2 2 Fiber 3mm Jacket Patchcord Plenum SC-APC Duplex to SC Duplex Std. IL - 31 Meters | PC | 1 | 1 | 1 | 1 | 73.96
07498383278 | F923PANSNSNM032 | OS2 2 Fiber 3mm Jacket Patchcord Plenum | OS2 2 Fiber 3mm Jacket Patchcord Plenum SC-APC Duplex to SC Duplex Std. IL - 32 Meters | PC | 1 | 1 | 1 | 1 | 74.72
07498383279 | F923PANSNSNM033 | OS2 2 Fiber 3mm Jacket Patchcord Plenum | OS2 2 Fiber 3mm Jacket Patchcord Plenum SC-APC Duplex to SC Duplex Std. IL - 33 Meters | PC | 1 | 1 | 1 | 1 | 75.48
07498383280 | F923PANSNSNM034 | OS2 2 Fiber 3mm Jacket Patchcord Plenum | OS2 2 Fiber 3mm Jacket Patchcord Plenum SC-APC Duplex to SC Duplex Std. IL - 34 Meters | PC | 1 | 1 | 1 | 1 | 76.24
07498383281 | F923PANSNSNM035 | OS2 2 Fiber 3mm Jacket Patchcord Plenum | OS2 2 Fiber 3mm Jacket Patchcord Plenum SC-APC Duplex to SC Duplex Std. IL - 35 Meters | PC | 1 | 1 | 1 | 1 | 77
07498383282 | F923PANSNSNM036 | OS2 2 Fiber 3mm Jacket Patchcord Plenum | OS2 2 Fiber 3mm Jacket Patchcord Plenum SC-APC Duplex to SC Duplex Std. IL - 36 Meters | PC | 1 | 1 | 1 | 1 | 77.76
07498383283 | F923PANSNSNM037 | OS2 2 Fiber 3mm Jacket Patchcord Plenum | OS2 2 Fiber 3mm Jacket Patchcord Plenum SC-APC Duplex to SC Duplex Std. IL - 37 Meters | PC | 1 | 1 | 1 | 1 | 78.52
07498383284 | F923PANSNSNM038 | OS2 2 Fiber 3mm Jacket Patchcord Plenum | OS2 2 Fiber 3mm Jacket Patchcord Plenum SC-APC Duplex to SC Duplex Std. IL - 38 Meters | PC | 1 | 1 | 1 | 1 | 79.28
07498383285 | F923PANSNSNM039 | OS2 2 Fiber 3mm Jacket Patchcord Plenum | OS2 2 Fiber 3mm Jacket Patchcord Plenum SC-APC Duplex to SC Duplex Std. IL - 39 Meters | PC | 1 | 1 | 1 | 1 | 80.04
07498383286 | F923PANSNSNM040 | OS2 2 Fiber 3mm Jacket Patchcord Plenum | OS2 2 Fiber 3mm Jacket Patchcord Plenum SC-APC Duplex to SC Duplex Std. IL - 40 Meters | PC | 1 | 1 | 1 | 1 | 80.8
07498383287 | F923PANSNSNM041 | OS2 2 Fiber 3mm Jacket Patchcord Plenum | OS2 2 Fiber 3mm Jacket Patchcord Plenum SC-APC Duplex to SC Duplex Std. IL - 41 Meters | PC | 1 | 1 | 1 | 1 | 81.56
07498383288 | F923PANSNSNM042 | OS2 2 Fiber 3mm Jacket Patchcord Plenum | OS2 2 Fiber 3mm Jacket Patchcord Plenum SC-APC Duplex to SC Duplex Std. IL - 42 Meters | PC | 1 | 1 | 1 | 1 | 82.32
07498383289 | F923PANSNSNM043 | OS2 2 Fiber 3mm Jacket Patchcord Plenum | OS2 2 Fiber 3mm Jacket Patchcord Plenum SC-APC Duplex to SC Duplex Std. IL - 43 Meters | PC | 1 | 1 | 1 | 1 | 83.08
07498383290 | F923PANSNSNM044 | OS2 2 Fiber 3mm Jacket Patchcord Plenum | OS2 2 Fiber 3mm Jacket Patchcord Plenum SC-APC Duplex to SC Duplex Std. IL - 44 Meters | PC | 1 | 1 | 1 | 1 | 83.84
07498383291 | F923PANSNSNM045 | OS2 2 Fiber 3mm Jacket Patchcord Plenum | OS2 2 Fiber 3mm Jacket Patchcord Plenum SC-APC Duplex to SC Duplex Std. IL - 45 Meters | PC | 1 | 1 | 1 | 1 | 84.6
07498383292 | F923PANSNSNM046 | OS2 2 Fiber 3mm Jacket Patchcord Plenum | OS2 2 Fiber 3mm Jacket Patchcord Plenum SC-APC Duplex to SC Duplex Std. IL - 46 Meters | PC | 1 | 1 | 1 | 1 | 85.36
07498383293 | F923PANSNSNM047 | OS2 2 Fiber 3mm Jacket Patchcord Plenum | OS2 2 Fiber 3mm Jacket Patchcord Plenum SC-APC Duplex to SC Duplex Std. IL - 47 Meters | PC | 1 | 1 | 1 | 1 | 86.12
07498383294 | F923PANSNSNM048 | OS2 2 Fiber 3mm Jacket Patchcord Plenum | OS2 2 Fiber 3mm Jacket Patchcord Plenum SC-APC Duplex to SC Duplex Std. IL - 48 Meters | PC | 1 | 1 | 1 | 1 | 86.88
07498383295 | F923PANSNSNM049 | OS2 2 Fiber 3mm Jacket Patchcord Plenum | OS2 2 Fiber 3mm Jacket Patchcord Plenum SC-APC Duplex to SC Duplex Std. IL - 49 Meters | PC | 1 | 1 | 1 | 1 | 87.64
07498383296 | F923PANSNSNM050 | OS2 2 Fiber 3mm Jacket Patchcord Plenum | OS2 2 Fiber 3mm Jacket Patchcord Plenum SC-APC Duplex to SC Duplex Std. IL - 50 Meters | PC | 1 | 1 | 1 | 1 | 88.4
07498381312 | F923PSNSNSNM001 | OS2,2-Fiber,3mmPC,PLEM,SC-SC,1M | OS2 2 Fiber 3mm Jacket Patchcord Plenum SC Duplex to SC Duplex Std. IL - 1 Meter | PC | 1 | 10 | 1 | 1 | 48.86
07498381402 | F923PSNSNSNM002 | OS2,2-Fiber,3mmPC,PLEM,SC-SC,2M | OS2 2 Fiber 3mm Jacket Patchcord Plenum SC Duplex to SC Duplex Std. IL - 2 Meters | PC | 1 | 10 | 1 | 1 | 49.62
07498381403 | F923PSNSNSNM003 | OS2,2-Fiber,3mmPC,PLEM,SC-SC,3M | OS2 2 Fiber 3mm Jacket Patchcord Plenum SC Duplex to SC Duplex Std. IL - 3 Meters | PC | 1 | 10 | 1 | 1 | 50.38
07498381404 | F923PSNSNSNM004 | OS2,2-Fiber,3mmPC,PLEM,SC-SC,4M | OS2 2 Fiber 3mm Jacket Patchcord Plenum SC Duplex to SC Duplex Std. IL - 4 Meters | PC | 1 | 10 | 1 | 1 | 51.14
07498381405 | F923PSNSNSNM005 | OS2,2-Fiber,3mmPC,PLEM,SC-SC,5M | OS2 2 Fiber 3mm Jacket Patchcord Plenum SC Duplex to SC Duplex Std. IL - 5 Meters | PC | 1 | 10 | 1 | 1 | 51.9
07498381406 | F923PSNSNSNM006 | OS2,2-Fiber,3mmPC,PLEM,SC-SC,6M | OS2 2 Fiber 3mm Jacket Patchcord Plenum SC Duplex to SC Duplex Std. IL - 6 Meters | PC | 1 | 10 | 1 | 1 | 52.66
07498381407 | F923PSNSNSNM007 | OS2,2-Fiber,3mmPC,PLEM,SC-SC,7M | OS2 2 Fiber 3mm Jacket Patchcord Plenum SC Duplex to SC Duplex Std. IL - 7 Meters | PC | 1 | 10 | 1 | 1 | 53.42
07498381408 | F923PSNSNSNM008 | OS2,2-Fiber,3mmPC,PLEM,SC-SC,8M | OS2 2 Fiber 3mm Jacket Patchcord Plenum SC Duplex to SC Duplex Std. IL - 8 Meters | PC | 1 | 10 | 1 | 1 | 54.18
07498381411 | F923PSNSNSNM009 | OS2,2-Fiber,3mmPC,PLEM,SC-SC,9M | OS2 2 Fiber 3mm Jacket Patchcord Plenum SC Duplex to SC Duplex Std. IL - 9 Meters | PC | 1 | 10 | 1 | 1 | 54.94
07498381412 | F923PSNSNSNM010 | OS2,2-Fiber,3mmPC,PLEM,SC-SC,10M | OS2 2 Fiber 3mm Jacket Patchcord Plenum SC Duplex to SC Duplex Std. IL - 10 Meters | PC | 1 | 10 | 1 | 1 | 55.7
07498381413 | F923PSNSNSNM011 | OS2,2-Fiber,3mmPC,PLEM,SC-SC,11M | OS2 2 Fiber 3mm Jacket Patchcord Plenum SC Duplex to SC Duplex Std. IL - 11 Meters | PC | 1 | 1 | 1 | 1 | 56.46
07498381415 | F923PSNSNSNM012 | OS2,2-Fiber,3mmPC,PLEM,SC-SC,12M | OS2 2 Fiber 3mm Jacket Patchcord Plenum SC Duplex to SC Duplex Std. IL - 12 Meters | PC | 1 | 1 | 1 | 1 | 57.22
07498381416 | F923PSNSNSNM013 | OS2,2-Fiber,3mmPC,PLEM,SC-SC,13M | OS2 2 Fiber 3mm Jacket Patchcord Plenum SC Duplex to SC Duplex Std. IL - 13 Meters | PC | 1 | 1 | 1 | 1 | 57.98
07498381417 | F923PSNSNSNM014 | OS2,2-Fiber,3mmPC,PLEM,SC-SC,14M | OS2 2 Fiber 3mm Jacket Patchcord Plenum SC Duplex to SC Duplex Std. IL - 14 Meters | PC | 1 | 1 | 1 | 1 | 58.74
07498381418 | F923PSNSNSNM015 | OS2,2-Fiber,3mmPC,PLEM,SC-SC,15M | OS2 2 Fiber 3mm Jacket Patchcord Plenum SC Duplex to SC Duplex Std. IL - 15 Meters | PC | 1 | 1 | 1 | 1 | 59.5
07498381419 | F923PSNSNSNM016 | OS2,2-Fiber,3mmPC,PLEM,SC-SC,16M | OS2 2 Fiber 3mm Jacket Patchcord Plenum SC Duplex to SC Duplex Std. IL - 16 Meters | PC | 1 | 1 | 1 | 1 | 60.26
07498381420 | F923PSNSNSNM017 | OS2,2-Fiber,3mmPC,PLEM,SC-SC,17M | OS2 2 Fiber 3mm Jacket Patchcord Plenum SC Duplex to SC Duplex Std. IL - 17 Meters | PC | 1 | 1 | 1 | 1 | 61.02
07498381421 | F923PSNSNSNM018 | OS2,2-Fiber,3mmPC,PLEM,SC-SC,18M | OS2 2 Fiber 3mm Jacket Patchcord Plenum SC Duplex to SC Duplex Std. IL - 18 Meters | PC | 1 | 1 | 1 | 1 | 61.78
07498381423 | F923PSNSNSNM019 | OS2,2-Fiber,3mmPC,PLEM,SC-SC,19M | OS2 2 Fiber 3mm Jacket Patchcord Plenum SC Duplex to SC Duplex Std. IL - 19 Meters | PC | 1 | 1 | 1 | 1 | 62.54
07498381425 | F923PSNSNSNM020 | OS2,2-Fiber,3mmPC,PLEM,SC-SC,20M | OS2 2 Fiber 3mm Jacket Patchcord Plenum SC Duplex to SC Duplex Std. IL - 20 Meters | PC | 1 | 1 | 1 | 1 | 63.3
07498381427 | F923PSNSNSNM021 | OS2,2-Fiber,3mmPC,PLEM,SC-SC,21M | OS2 2 Fiber 3mm Jacket Patchcord Plenum SC Duplex to SC Duplex Std. IL - 21 Meters | PC | 1 | 1 | 1 | 1 | 64.06
07498381435 | F923PSNSNSNM022 | OS2,2-Fiber,3mmPC,PLEM,SC-SC,22M | OS2 2 Fiber 3mm Jacket Patchcord Plenum SC Duplex to SC Duplex Std. IL - 22 Meters | PC | 1 | 1 | 1 | 1 | 64.82
07498381459 | F923PSNSNSNM023 | OS2,2-Fiber,3mmPC,PLEM,SC-SC,23M | OS2 2 Fiber 3mm Jacket Patchcord Plenum SC Duplex to SC Duplex Std. IL - 23 Meters | PC | 1 | 1 | 1 | 1 | 65.58
07498381475 | F923PSNSNSNM024 | OS2,2-Fiber,3mmPC,PLEM,SC-SC,24M | OS2 2 Fiber 3mm Jacket Patchcord Plenum SC Duplex to SC Duplex Std. IL - 24 Meters | PC | 1 | 1 | 1 | 1 | 66.34
07498381486 | F923PSNSNSNM025 | OS2,2-Fiber,3mmPC,PLEM,SC-SC,25M | OS2 2 Fiber 3mm Jacket Patchcord Plenum SC Duplex to SC Duplex Std. IL - 25 Meters | PC | 1 | 1 | 1 | 1 | 67.1
07498381487 | F923PSNSNSNM026 | OS2,2-Fiber,3mmPC,PLEM,SC-SC,26M | OS2 2 Fiber 3mm Jacket Patchcord Plenum SC Duplex to SC Duplex Std. IL - 26 Meters | PC | 1 | 1 | 1 | 1 | 67.86
07498381488 | F923PSNSNSNM027 | OS2,2-Fiber,3mmPC,PLEM,SC-SC,27M | OS2 2 Fiber 3mm Jacket Patchcord Plenum SC Duplex to SC Duplex Std. IL - 27 Meters | PC | 1 | 1 | 1 | 1 | 68.62
07498381489 | F923PSNSNSNM028 | OS2,2-Fiber,3mmPC,PLEM,SC-SC,28M | OS2 2 Fiber 3mm Jacket Patchcord Plenum SC Duplex to SC Duplex Std. IL - 28 Meters | PC | 1 | 1 | 1 | 1 | 69.38
07498381490 | F923PSNSNSNM029 | OS2,2-Fiber,3mmPC,PLEM,SC-SC,29M | OS2 2 Fiber 3mm Jacket Patchcord Plenum SC Duplex to SC Duplex Std. IL - 29 Meters | PC | 1 | 1 | 1 | 1 | 70.14
07498381491 | F923PSNSNSNM030 | OS2,2-Fiber,3mmPC,PLEM,SC-SC,30M | OS2 2 Fiber 3mm Jacket Patchcord Plenum SC Duplex to SC Duplex Std. IL - 30 Meters | PC | 1 | 1 | 1 | 1 | 70.9
07498381492 | F923PSNSNSNM031 | OS2,2-Fiber,3mmPC,PLEM,SC-SC,31M | OS2 2 Fiber 3mm Jacket Patchcord Plenum SC Duplex to SC Duplex Std. IL - 31 Meters | PC | 1 | 1 | 1 | 1 | 71.66
07498381493 | F923PSNSNSNM032 | OS2,2-Fiber,3mmPC,PLEM,SC-SC,32M | OS2 2 Fiber 3mm Jacket Patchcord Plenum SC Duplex to SC Duplex Std. IL - 32 Meters | PC | 1 | 1 | 1 | 1 | 72.42
07498381494 | F923PSNSNSNM033 | OS2,2-Fiber,3mmPC,PLEM,SC-SC,33M | OS2 2 Fiber 3mm Jacket Patchcord Plenum SC Duplex to SC Duplex Std. IL - 33 Meters | PC | 1 | 1 | 1 | 1 | 73.18
07498381495 | F923PSNSNSNM034 | OS2,2-Fiber,3mmPC,PLEM,SC-SC,34M | OS2 2 Fiber 3mm Jacket Patchcord Plenum SC Duplex to SC Duplex Std. IL - 34 Meters | PC | 1 | 1 | 1 | 1 | 73.94
07498381496 | F923PSNSNSNM035 | OS2,2-Fiber,3mmPC,PLEM,SC-SC,35M | OS2 2 Fiber 3mm Jacket Patchcord Plenum SC Duplex to SC Duplex Std. IL - 35 Meters | PC | 1 | 1 | 1 | 1 | 74.7
07498381497 | F923PSNSNSNM036 | OS2,2-Fiber,3mmPC,PLEM,SC-SC,36M | OS2 2 Fiber 3mm Jacket Patchcord Plenum SC Duplex to SC Duplex Std. IL - 36 Meters | PC | 1 | 1 | 1 | 1 | 75.46
07498381498 | F923PSNSNSNM037 | OS2,2-Fiber,3mmPC,PLEM,SC-SC,37M | OS2 2 Fiber 3mm Jacket Patchcord Plenum SC Duplex to SC Duplex Std. IL - 37 Meters | PC | 1 | 1 | 1 | 1 | 76.22
07498381499 | F923PSNSNSNM038 | OS2,2-Fiber,3mmPC,PLEM,SC-SC,38M | OS2 2 Fiber 3mm Jacket Patchcord Plenum SC Duplex to SC Duplex Std. IL - 38 Meters | PC | 1 | 1 | 1 | 1 | 76.98
07498381500 | F923PSNSNSNM039 | OS2,2-Fiber,3mmPC,PLEM,SC-SC,39M | OS2 2 Fiber 3mm Jacket Patchcord Plenum SC Duplex to SC Duplex Std. IL - 39 Meters | PC | 1 | 1 | 1 | 1 | 77.74
07498381501 | F923PSNSNSNM040 | OS2,2-Fiber,3mmPC,PLEM,SC-SC,40M | OS2 2 Fiber 3mm Jacket Patchcord Plenum SC Duplex to SC Duplex Std. IL - 40 Meters | PC | 1 | 1 | 1 | 1 | 78.5
07498381502 | F923PSNSNSNM041 | OS2,2-Fiber,3mmPC,PLEM,SC-SC,41M | OS2 2 Fiber 3mm Jacket Patchcord Plenum SC Duplex to SC Duplex Std. IL - 41 Meters | PC | 1 | 1 | 1 | 1 | 79.26
07498381503 | F923PSNSNSNM042 | OS2,2-Fiber,3mmPC,PLEM,SC-SC,42M | OS2 2 Fiber 3mm Jacket Patchcord Plenum SC Duplex to SC Duplex Std. IL - 42 Meters | PC | 1 | 1 | 1 | 1 | 80.02
07498381504 | F923PSNSNSNM043 | OS2,2-Fiber,3mmPC,PLEM,SC-SC,43M | OS2 2 Fiber 3mm Jacket Patchcord Plenum SC Duplex to SC Duplex Std. IL - 43 Meters | PC | 1 | 1 | 1 | 1 | 80.78
07498381505 | F923PSNSNSNM044 | OS2,2-Fiber,3mmPC,PLEM,SC-SC,44M | OS2 2 Fiber 3mm Jacket Patchcord Plenum SC Duplex to SC Duplex Std. IL - 44 Meters | PC | 1 | 1 | 1 | 1 | 81.54
07498381506 | F923PSNSNSNM045 | OS2,2-Fiber,3mmPC,PLEM,SC-SC,45M | OS2 2 Fiber 3mm Jacket Patchcord Plenum SC Duplex to SC Duplex Std. IL - 45 Meters | PC | 1 | 1 | 1 | 1 | 82.3
07498381507 | F923PSNSNSNM046 | OS2,2-Fiber,3mmPC,PLEM,SC-SC,46M | OS2 2 Fiber 3mm Jacket Patchcord Plenum SC Duplex to SC Duplex Std. IL - 46 Meters | PC | 1 | 1 | 1 | 1 | 83.06
07498381508 | F923PSNSNSNM047 | OS2,2-Fiber,3mmPC,PLEM,SC-SC,47M | OS2 2 Fiber 3mm Jacket Patchcord Plenum SC Duplex to SC Duplex Std. IL - 47 Meters | PC | 1 | 1 | 1 | 1 | 83.82
07498381509 | F923PSNSNSNM048 | OS2,2-Fiber,3mmPC,PLEM,SC-SC,48M | OS2 2 Fiber 3mm Jacket Patchcord Plenum SC Duplex to SC Duplex Std. IL - 48 Meters | PC | 1 | 1 | 1 | 1 | 84.58
07498381510 | F923PSNSNSNM049 | OS2,2-Fiber,3mmPC,PLEM,SC-SC,49M | OS2 2 Fiber 3mm Jacket Patchcord Plenum SC Duplex to SC Duplex Std. IL - 49 Meters | PC | 1 | 1 | 1 | 1 | 85.34
07498381511 | F923PSNSNSNM050 | OS2,2-Fiber,3mmPC,PLEM,SC-SC,50M | OS2 2 Fiber 3mm Jacket Patchcord Plenum SC Duplex to SC Duplex Std. IL - 50 Meters | PC | 1 | 1 | 1 | 1 | 86.1
07498383309 | F923RANANSNM001 | OS2,2-Fiber,PC,SC-APC duplex,Riser,1M | 2 fiber OS2, SC APC duplex to SC APC duplex patch cord, 3mm jacket, riser (OFNR) rated, Std IL 1 meters | PC | 1 | 10 | 1 | 1 | 53.46
07498383310 | F923RANANSNM002 | OS2,2-Fiber,PC,SC-APC duplex,Riser,2M | 2 fiber OS2, SC APC duplex to SC APC duplex patch cord, 3mm jacket, riser (OFNR) rated, Std IL 2 meters | PC | 1 | 10 | 1 | 1 | 54.22
07498383311 | F923RANANSNM003 | OS2,2-Fiber,PC,SC-APC duplex,Riser,3M | 2 fiber OS2, SC APC duplex to SC APC duplex patch cord, 3mm jacket, riser (OFNR) rated, Std IL 3 meters | PC | 1 | 10 | 1 | 1 | 54.98
07498383312 | F923RANANSNM004 | OS2,2-Fiber,PC,SC-APC duplex,Riser,4M | 2 fiber OS2, SC APC duplex to SC APC duplex patch cord, 3mm jacket, riser (OFNR) rated, Std IL 4 meters | PC | 1 | 10 | 1 | 1 | 55.74
07498383737 | F923RANANSNM005 | OS2,2-Fiber,PC,SC-APC duplex,Riser,5M | 2 fiber OS2, SC APC duplex to SC APC duplex patch cord, 3mm jacket, riser (OFNR) rated, Std IL 5 meters | PC | 1 | 10 | 1 | 1 | 56.5
07498383313 | F923RANANSNM006 | OS2,2-Fiber,PC,SC-APC duplex,Riser,6M | 2 fiber OS2, SC APC duplex to SC APC duplex patch cord, 3mm jacket, riser (OFNR) rated, Std IL 6 meters | PC | 1 | 10 | 1 | 1 | 57.26
07498383314 | F923RANANSNM007 | OS2,2-Fiber,PC,SC-APC duplex,Riser,7M | 2 fiber OS2, SC APC duplex to SC APC duplex patch cord, 3mm jacket, riser (OFNR) rated, Std IL 7 meters | PC | 1 | 10 | 1 | 1 | 58.02
07498383315 | F923RANANSNM008 | OS2,2-Fiber,PC,SC-APC duplex,Riser,8M | 2 fiber OS2, SC APC duplex to SC APC duplex patch cord, 3mm jacket, riser (OFNR) rated, Std IL 8 meters | PC | 1 | 10 | 1 | 1 | 58.78
07498383316 | F923RANANSNM009 | OS2,2-Fiber,PC,SC-APC duplex,Riser,9M | 2 fiber OS2, SC APC duplex to SC APC duplex patch cord, 3mm jacket, riser (OFNR) rated, Std IL 9 meters | PC | 1 | 10 | 1 | 1 | 59.54
07498383697 | F923RANANSNM010 | OS2,2-Fiber,PC,SC-APC duplex,Riser,10M | 2 fiber OS2, SC APC duplex to SC APC duplex patch cord, 3mm jacket, riser (OFNR) rated, Std IL 10 meters | PC | 1 | 10 | 1 | 1 | 60.3
07498383317 | F923RANANSNM011 | OS2,2-Fiber,PC,SC-APC duplex,Riser,11M | 2 fiber OS2, SC APC duplex to SC APC duplex patch cord, 3mm jacket, riser (OFNR) rated, Std IL 11 meters | PC | 1 | 1 | 1 | 1 | 61.06
07498383318 | F923RANANSNM012 | OS2,2-Fiber,PC,SC-APC duplex,Riser,12M | 2 fiber OS2, SC APC duplex to SC APC duplex patch cord, 3mm jacket, riser (OFNR) rated, Std IL 12 meters | PC | 1 | 1 | 1 | 1 | 61.82
07498383329 | F923RANANSNM013 | OS2,2-Fiber,PC,SC-APC duplex,Riser,13M | 2 fiber OS2, SC APC duplex to SC APC duplex patch cord, 3mm jacket, riser (OFNR) rated, Std IL 13 meters | PC | 1 | 1 | 1 | 1 | 62.58
07498383333 | F923RANANSNM014 | OS2,2-Fiber,PC,SC-APC duplex,Riser,14M | 2 fiber OS2, SC APC duplex to SC APC duplex patch cord, 3mm jacket, riser (OFNR) rated, Std IL 14 meters | PC | 1 | 1 | 1 | 1 | 63.34
61305630737 | F923RANANSNM015 | OS2 2 Fiber 3mm Jacket Patchcord Riser S |  | PC | 1 | 1 | 1 | 1 | 64.1
07498383334 | F923RANANSNM016 | OS2,2-Fiber,PC,SC-APC duplex,Riser,16M | 2 fiber OS2, SC APC duplex to SC APC duplex patch cord, 3mm jacket, riser (OFNR) rated, Std IL 16 meters | PC | 1 | 1 | 1 | 1 | 64.86
07498383335 | F923RANANSNM017 | OS2,2-Fiber,PC,SC-APC duplex,Riser,17M | 2 fiber OS2, SC APC duplex to SC APC duplex patch cord, 3mm jacket, riser (OFNR) rated, Std IL 17 meters | PC | 1 | 1 | 1 | 1 | 65.62
07498383336 | F923RANANSNM018 | OS2,2-Fiber,PC,SC-APC duplex,Riser,18M | 2 fiber OS2, SC APC duplex to SC APC duplex patch cord, 3mm jacket, riser (OFNR) rated, Std IL 18 meters | PC | 1 | 1 | 1 | 1 | 66.38
07498383337 | F923RANANSNM019 | OS2,2-Fiber,PC,SC-APC duplex,Riser,19M | 2 fiber OS2, SC APC duplex to SC APC duplex patch cord, 3mm jacket, riser (OFNR) rated, Std IL 19 meters | PC | 1 | 1 | 1 | 1 | 67.14
07498383338 | F923RANANSNM020 | OS2,2-Fiber,PC,SC-APC duplex,Riser,20M | 2 fiber OS2, SC APC duplex to SC APC duplex patch cord, 3mm jacket, riser (OFNR) rated, Std IL 20 meters | PC | 1 | 1 | 1 | 1 | 67.9
07498383339 | F923RANANSNM021 | OS2,2-Fiber,PC,SC-APC duplex,Riser,21M | 2 fiber OS2, SC APC duplex to SC APC duplex patch cord, 3mm jacket, riser (OFNR) rated, Std IL 21 meters | PC | 1 | 1 | 1 | 1 | 68.66
07498383340 | F923RANANSNM022 | OS2,2-Fiber,PC,SC-APC duplex,Riser,22M | 2 fiber OS2, SC APC duplex to SC APC duplex patch cord, 3mm jacket, riser (OFNR) rated, Std IL 22 meters | PC | 1 | 1 | 1 | 1 | 69.42
07498383341 | F923RANANSNM023 | OS2,2-Fiber,PC,SC-APC duplex,Riser,23M | 2 fiber OS2, SC APC duplex to SC APC duplex patch cord, 3mm jacket, riser (OFNR) rated, Std IL 23 meters | PC | 1 | 1 | 1 | 1 | 70.18
07498383342 | F923RANANSNM024 | OS2,2-Fiber,PC,SC-APC duplex,Riser,24M | 2 fiber OS2, SC APC duplex to SC APC duplex patch cord, 3mm jacket, riser (OFNR) rated, Std IL 24 meters | PC | 1 | 1 | 1 | 1 | 70.94
07498383343 | F923RANANSNM025 | OS2,2-Fiber,PC,SC-APC duplex,Riser,25M | 2 fiber OS2, SC APC duplex to SC APC duplex patch cord, 3mm jacket, riser (OFNR) rated, Std IL 25 meters | PC | 1 | 1 | 1 | 1 | 71.7
07498383344 | F923RANANSNM026 | OS2,2-Fiber,PC,SC-APC duplex,Riser,26M | 2 fiber OS2, SC APC duplex to SC APC duplex patch cord, 3mm jacket, riser (OFNR) rated, Std IL 26 meters | PC | 1 | 1 | 1 | 1 | 72.46
07498383345 | F923RANANSNM027 | OS2,2-Fiber,PC,SC-APC duplex,Riser,27M | 2 fiber OS2, SC APC duplex to SC APC duplex patch cord, 3mm jacket, riser (OFNR) rated, Std IL 27 meters | PC | 1 | 1 | 1 | 1 | 73.22
07498383346 | F923RANANSNM028 | OS2,2-Fiber,PC,SC-APC duplex,Riser,28M | 2 fiber OS2, SC APC duplex to SC APC duplex patch cord, 3mm jacket, riser (OFNR) rated, Std IL 28 meters | PC | 1 | 1 | 1 | 1 | 73.98
07498383354 | F923RANANSNM029 | OS2,2-Fiber,PC,SC-APC duplex,Riser,29M | 2 fiber OS2, SC APC duplex to SC APC duplex patch cord, 3mm jacket, riser (OFNR) rated, Std IL 29 meters | PC | 1 | 1 | 1 | 1 | 74.74
07498383735 | F923RANANSNM030 | OS2,2-Fiber,PC,SC-APC duplex,Riser,30M | 2 fiber OS2, SC APC duplex to SC APC duplex patch cord, 3mm jacket, riser (OFNR) rated, Std IL 30 meters | PC | 1 | 1 | 1 | 1 | 75.5
07498383355 | F923RANANSNM031 | OS2,2-Fiber,PC,SC-APC duplex,Riser,31M | 2 fiber OS2, SC APC duplex to SC APC duplex patch cord, 3mm jacket, riser (OFNR) rated, Std IL 31 meters | PC | 1 | 1 | 1 | 1 | 76.26
07498383356 | F923RANANSNM032 | OS2,2-Fiber,PC,SC-APC duplex,Riser,32M | 2 fiber OS2, SC APC duplex to SC APC duplex patch cord, 3mm jacket, riser (OFNR) rated, Std IL 32 meters | PC | 1 | 1 | 1 | 1 | 77.02
07498383359 | F923RANANSNM033 | OS2,2-Fiber,PC,SC-APC duplex,Riser,33M | 2 fiber OS2, SC APC duplex to SC APC duplex patch cord, 3mm jacket, riser (OFNR) rated, Std IL 33 meters | PC | 1 | 1 | 1 | 1 | 77.78
07498383360 | F923RANANSNM034 | OS2,2-Fiber,PC,SC-APC duplex,Riser,34M | 2 fiber OS2, SC APC duplex to SC APC duplex patch cord, 3mm jacket, riser (OFNR) rated, Std IL 34 meters | PC | 1 | 1 | 1 | 1 | 78.54
07498383361 | F923RANANSNM035 | OS2,2-Fiber,PC,SC-APC duplex,Riser,35M | 2 fiber OS2, SC APC duplex to SC APC duplex patch cord, 3mm jacket, riser (OFNR) rated, Std IL 35 meters | PC | 1 | 1 | 1 | 1 | 79.3
07498383362 | F923RANANSNM036 | OS2,2-Fiber,PC,SC-APC duplex,Riser,36M | 2 fiber OS2, SC APC duplex to SC APC duplex patch cord, 3mm jacket, riser (OFNR) rated, Std IL 36 meters | PC | 1 | 1 | 1 | 1 | 80.06
07498383365 | F923RANANSNM037 | OS2,2-Fiber,PC,SC-APC duplex,Riser,37M | 2 fiber OS2, SC APC duplex to SC APC duplex patch cord, 3mm jacket, riser (OFNR) rated, Std IL 37 meters | PC | 1 | 1 | 1 | 1 | 80.82
07498383367 | F923RANANSNM038 | OS2,2-Fiber,PC,SC-APC duplex,Riser,38M | 2 fiber OS2, SC APC duplex to SC APC duplex patch cord, 3mm jacket, riser (OFNR) rated, Std IL 38 meters | PC | 1 | 1 | 1 | 1 | 81.58
07498383368 | F923RANANSNM039 | OS2,2-Fiber,PC,SC-APC duplex,Riser,39M | 2 fiber OS2, SC APC duplex to SC APC duplex patch cord, 3mm jacket, riser (OFNR) rated, Std IL 39 meters | PC | 1 | 1 | 1 | 1 | 82.34
07498383369 | F923RANANSNM040 | OS2,2-Fiber,PC,SC-APC duplex,Riser,40M | 2 fiber OS2, SC APC duplex to SC APC duplex patch cord, 3mm jacket, riser (OFNR) rated, Std IL 40 meters | PC | 1 | 1 | 1 | 1 | 83.1
07498383370 | F923RANANSNM041 | OS2,2-Fiber,PC,SC-APC duplex,Riser,41M | 2 fiber OS2, SC APC duplex to SC APC duplex patch cord, 3mm jacket, riser (OFNR) rated, Std IL 41 meters | PC | 1 | 1 | 1 | 1 | 83.86
07498383371 | F923RANANSNM042 | OS2,2-Fiber,PC,SC-APC duplex,Riser,42M | 2 fiber OS2, SC APC duplex to SC APC duplex patch cord, 3mm jacket, riser (OFNR) rated, Std IL 42 meters | PC | 1 | 1 | 1 | 1 | 84.62
07498383372 | F923RANANSNM043 | OS2,2-Fiber,PC,SC-APC duplex,Riser,43M | 2 fiber OS2, SC APC duplex to SC APC duplex patch cord, 3mm jacket, riser (OFNR) rated, Std IL 43 meters | PC | 1 | 1 | 1 | 1 | 85.38
07498383377 | F923RANANSNM044 | OS2,2-Fiber,PC,SC-APC duplex,Riser,44M | 2 fiber OS2, SC APC duplex to SC APC duplex patch cord, 3mm jacket, riser (OFNR) rated, Std IL 44 meters | PC | 1 | 1 | 1 | 1 | 86.14
07498383383 | F923RANANSNM045 | OS2,2-Fiber,PC,SC-APC duplex,Riser,45M | 2 fiber OS2, SC APC duplex to SC APC duplex patch cord, 3mm jacket, riser (OFNR) rated, Std IL 45 meters | PC | 1 | 1 | 1 | 1 | 86.9
07498383388 | F923RANANSNM046 | OS2,2-Fiber,PC,SC-APC duplex,Riser,46M | 2 fiber OS2, SC APC duplex to SC APC duplex patch cord, 3mm jacket, riser (OFNR) rated, Std IL 46 meters | PC | 1 | 1 | 1 | 1 | 87.66
07498383389 | F923RANANSNM047 | OS2,2-Fiber,PC,SC-APC duplex,Riser,47M | 2 fiber OS2, SC APC duplex to SC APC duplex patch cord, 3mm jacket, riser (OFNR) rated, Std IL 47 meters | PC | 1 | 1 | 1 | 1 | 88.42
07498383399 | F923RANANSNM048 | OS2,2-Fiber,PC,SC-APC duplex,Riser,48M | 2 fiber OS2, SC APC duplex to SC APC duplex patch cord, 3mm jacket, riser (OFNR) rated, Std IL 48 meters | PC | 1 | 1 | 1 | 1 | 89.18
07498383406 | F923RANANSNM049 | OS2,2-Fiber,PC,SC-APC duplex,Riser,49M | 2 fiber OS2, SC APC duplex to SC APC duplex patch cord, 3mm jacket, riser (OFNR) rated, Std IL 49 meters | PC | 1 | 1 | 1 | 1 | 89.94
07498383407 | F923RANANSNM050 | OS2,2-Fiber,PC,SC-APC duplex,Riser,50M | 2 fiber OS2, SC APC duplex to SC APC duplex patch cord, 3mm jacket, riser (OFNR) rated, Std IL 50 meters | PC | 1 | 1 | 1 | 1 | 90.7
07498383419 | F923RANSNSNM001 | OS2,2-Fiber,PC,SC-APC/SC Duplex,Riser,1M | 2 fiber OS2, SC APC duplex to SC duplex patch cord, 3mm jacket, riser (OFNR) rated, Std IL 1 meters | PC | 1 | 10 | 1 | 1 | 51.16
07498383736 | F923RANSNSNM002 | OS2,2-Fiber,PC,SC-APC/SC Duplex,Riser,2M | 2 fiber OS2, SC APC duplex to SC duplex patch cord, 3mm jacket, riser (OFNR) rated, Std IL 2 meters | PC | 1 | 10 | 1 | 1 | 51.92
07498383420 | F923RANSNSNM003 | OS2,2-Fiber,PC,SC-APC/SC Duplex,Riser,3M | 2 fiber OS2, SC APC duplex to SC duplex patch cord, 3mm jacket, riser (OFNR) rated, Std IL 3 meters | PC | 1 | 10 | 1 | 1 | 52.68
07498383425 | F923RANSNSNM004 | OS2,2-Fiber,PC,SC-APC/SC Duplex,Riser,4M | 2 fiber OS2, SC APC duplex to SC duplex patch cord, 3mm jacket, riser (OFNR) rated, Std IL 4 meters | PC | 1 | 10 | 1 | 1 | 53.44
07498383426 | F923RANSNSNM005 | OS2,2-Fiber,PC,SC-APC/SC Duplex,Riser,5M | 2 fiber OS2, SC APC duplex to SC duplex patch cord, 3mm jacket, riser (OFNR) rated, Std IL 5 meters | PC | 1 | 10 | 1 | 1 | 54.2
07498383427 | F923RANSNSNM006 | OS2,2-Fiber,PC,SC-APC/SC Duplex,Riser,6M | 2 fiber OS2, SC APC duplex to SC duplex patch cord, 3mm jacket, riser (OFNR) rated, Std IL 6 meters | PC | 1 | 10 | 1 | 1 | 54.96
07498383428 | F923RANSNSNM007 | OS2,2-Fiber,PC,SC-APC/SC Duplex,Riser,7M | 2 fiber OS2, SC APC duplex to SC duplex patch cord, 3mm jacket, riser (OFNR) rated, Std IL 7 meters | PC | 1 | 10 | 1 | 1 | 55.72
07498383429 | F923RANSNSNM008 | OS2,2-Fiber,PC,SC-APC/SC Duplex,Riser,8M | 2 fiber OS2, SC APC duplex to SC duplex patch cord, 3mm jacket, riser (OFNR) rated, Std IL 8 meters | PC | 1 | 10 | 1 | 1 | 56.48
07498383430 | F923RANSNSNM009 | OS2,2-Fiber,PC,SC-APC/SC Duplex,Riser,9M | 2 fiber OS2, SC APC duplex to SC duplex patch cord, 3mm jacket, riser (OFNR) rated, Std IL 9 meters | PC | 1 | 10 | 1 | 1 | 57.24
07498383431 | F923RANSNSNM010 | OS2,2-Fiber,PC,SC-APC/SCDuplex,Riser,10M | 2 fiber OS2, SC APC duplex to SC duplex patch cord, 3mm jacket, riser (OFNR) rated, Std IL 10 meters | PC | 1 | 10 | 1 | 1 | 58
07498383432 | F923RANSNSNM011 | OS2,2-Fiber,PC,SC-APC/SCDuplex,Riser,11M | 2 fiber OS2, SC APC duplex to SC duplex patch cord, 3mm jacket, riser (OFNR) rated, Std IL 11 meters | PC | 1 | 1 | 1 | 1 | 58.76
07498383433 | F923RANSNSNM012 | OS2,2-Fiber,PC,SC-APC/SCDuplex,Riser,12M | 2 fiber OS2, SC APC duplex to SC duplex patch cord, 3mm jacket, riser (OFNR) rated, Std IL 12 meters | PC | 1 | 1 | 1 | 1 | 59.52
07498383434 | F923RANSNSNM013 | OS2,2-Fiber,PC,SC-APC/SCDuplex,Riser,13M | 2 fiber OS2, SC APC duplex to SC duplex patch cord, 3mm jacket, riser (OFNR) rated, Std IL 13 meters | PC | 1 | 1 | 1 | 1 | 60.28
07498383435 | F923RANSNSNM014 | OS2,2-Fiber,PC,SC-APC/SCDuplex,Riser,14M | 2 fiber OS2, SC APC duplex to SC duplex patch cord, 3mm jacket, riser (OFNR) rated, Std IL 14 meters | PC | 1 | 1 | 1 | 1 | 61.04
07498383437 | F923RANSNSNM015 | OS2,2-Fiber,PC,SC-APC/SCDuplex,Riser,15M | 2 fiber OS2, SC APC duplex to SC duplex patch cord, 3mm jacket, riser (OFNR) rated, Std IL 15 meters | PC | 1 | 1 | 1 | 1 | 61.8
07498383438 | F923RANSNSNM016 | OS2,2-Fiber,PC,SC-APC/SCDuplex,Riser,16M | 2 fiber OS2, SC APC duplex to SC duplex patch cord, 3mm jacket, riser (OFNR) rated, Std IL 16 meters | PC | 1 | 1 | 1 | 1 | 62.56
07498383439 | F923RANSNSNM017 | OS2,2-Fiber,PC,SC-APC/SCDuplex,Riser,17M | 2 fiber OS2, SC APC duplex to SC duplex patch cord, 3mm jacket, riser (OFNR) rated, Std IL 17 meters | PC | 1 | 1 | 1 | 1 | 63.32
07498383440 | F923RANSNSNM018 | OS2,2-Fiber,PC,SC-APC/SCDuplex,Riser,18M | 2 fiber OS2, SC APC duplex to SC duplex patch cord, 3mm jacket, riser (OFNR) rated, Std IL 18 meters | PC | 1 | 1 | 1 | 1 | 64.08
07498383441 | F923RANSNSNM019 | OS2,2-Fiber,PC,SC-APC/SCDuplex,Riser,19M | 2 fiber OS2, SC APC duplex to SC duplex patch cord, 3mm jacket, riser (OFNR) rated, Std IL 19 meters | PC | 1 | 1 | 1 | 1 | 64.84
07498383442 | F923RANSNSNM020 | OS2,2-Fiber,PC,SC-APC/SCDuplex,Riser,20M | 2 fiber OS2, SC APC duplex to SC duplex patch cord, 3mm jacket, riser (OFNR) rated, Std IL 20 meters | PC | 1 | 1 | 1 | 1 | 65.6
07498383447 | F923RANSNSNM021 | OS2,2-Fiber,PC,SC-APC/SCDuplex,Riser,21M | 2 fiber OS2, SC APC duplex to SC duplex patch cord, 3mm jacket, riser (OFNR) rated, Std IL 21 meters | PC | 1 | 1 | 1 | 1 | 66.36
07498383448 | F923RANSNSNM022 | OS2,2-Fiber,PC,SC-APC/SCDuplex,Riser,22M | 2 fiber OS2, SC APC duplex to SC duplex patch cord, 3mm jacket, riser (OFNR) rated, Std IL 22 meters | PC | 1 | 1 | 1 | 1 | 67.12
07498383456 | F923RANSNSNM023 | OS2,2-Fiber,PC,SC-APC/SCDuplex,Riser,23M | 2 fiber OS2, SC APC duplex to SC duplex patch cord, 3mm jacket, riser (OFNR) rated, Std IL 23 meters | PC | 1 | 1 | 1 | 1 | 67.88
07498383457 | F923RANSNSNM024 | OS2,2-Fiber,PC,SC-APC/SCDuplex,Riser,24M | 2 fiber OS2, SC APC duplex to SC duplex patch cord, 3mm jacket, riser (OFNR) rated, Std IL 24 meters | PC | 1 | 1 | 1 | 1 | 68.64
07498383458 | F923RANSNSNM025 | OS2,2-Fiber,PC,SC-APC/SCDuplex,Riser,25M | 2 fiber OS2, SC APC duplex to SC duplex patch cord, 3mm jacket, riser (OFNR) rated, Std IL 25 meters | PC | 1 | 1 | 1 | 1 | 69.4
07498383459 | F923RANSNSNM026 | OS2,2-Fiber,PC,SC-APC/SCDuplex,Riser,26M | 2 fiber OS2, SC APC duplex to SC duplex patch cord, 3mm jacket, riser (OFNR) rated, Std IL 26 meters | PC | 1 | 1 | 1 | 1 | 70.16
07498383460 | F923RANSNSNM027 | OS2,2-Fiber,PC,SC-APC/SCDuplex,Riser,27M | 2 fiber OS2, SC APC duplex to SC duplex patch cord, 3mm jacket, riser (OFNR) rated, Std IL 27 meters | PC | 1 | 1 | 1 | 1 | 70.92
07498383461 | F923RANSNSNM028 | OS2,2-Fiber,PC,SC-APC/SCDuplex,Riser,28M | 2 fiber OS2, SC APC duplex to SC duplex patch cord, 3mm jacket, riser (OFNR) rated, Std IL 28 meters | PC | 1 | 1 | 1 | 1 | 71.68
07498383462 | F923RANSNSNM029 | OS2,2-Fiber,PC,SC-APC/SCDuplex,Riser,29M | 2 fiber OS2, SC APC duplex to SC duplex patch cord, 3mm jacket, riser (OFNR) rated, Std IL 29 meters | PC | 1 | 1 | 1 | 1 | 72.44
07498383463 | F923RANSNSNM030 | OS2,2-Fiber,PC,SC-APC/SCDuplex,Riser,30M | 2 fiber OS2, SC APC duplex to SC duplex patch cord, 3mm jacket, riser (OFNR) rated, Std IL 30 meters | PC | 1 | 1 | 1 | 1 | 73.2
07498383464 | F923RANSNSNM031 | OS2,2-Fiber,PC,SC-APC/SCDuplex,Riser,31M | 2 fiber OS2, SC APC duplex to SC duplex patch cord, 3mm jacket, riser (OFNR) rated, Std IL 31 meters | PC | 1 | 1 | 1 | 1 | 73.96
07498383465 | F923RANSNSNM032 | OS2,2-Fiber,PC,SC-APC/SCDuplex,Riser,32M | 2 fiber OS2, SC APC duplex to SC duplex patch cord, 3mm jacket, riser (OFNR) rated, Std IL 32 meters | PC | 1 | 1 | 1 | 1 | 74.72
07498383466 | F923RANSNSNM033 | OS2,2-Fiber,PC,SC-APC/SCDuplex,Riser,33M | 2 fiber OS2, SC APC duplex to SC duplex patch cord, 3mm jacket, riser (OFNR) rated, Std IL 33 meters | PC | 1 | 1 | 1 | 1 | 75.48
07498383467 | F923RANSNSNM034 | OS2,2-Fiber,PC,SC-APC/SCDuplex,Riser,34M | 2 fiber OS2, SC APC duplex to SC duplex patch cord, 3mm jacket, riser (OFNR) rated, Std IL 34 meters | PC | 1 | 1 | 1 | 1 | 76.24
07498383468 | F923RANSNSNM035 | OS2,2-Fiber,PC,SC-APC/SCDuplex,Riser,35M | 2 fiber OS2, SC APC duplex to SC duplex patch cord, 3mm jacket, riser (OFNR) rated, Std IL 35 meters | PC | 1 | 1 | 1 | 1 | 77
07498383469 | F923RANSNSNM036 | OS2,2-Fiber,PC,SC-APC/SCDuplex,Riser,36M | 2 fiber OS2, SC APC duplex to SC duplex patch cord, 3mm jacket, riser (OFNR) rated, Std IL 36 meters | PC | 1 | 1 | 1 | 1 | 77.76
07498383470 | F923RANSNSNM037 | OS2,2-Fiber,PC,SC-APC/SCDuplex,Riser,37M | 2 fiber OS2, SC APC duplex to SC duplex patch cord, 3mm jacket, riser (OFNR) rated, Std IL 37 meters | PC | 1 | 1 | 1 | 1 | 78.52
07498383471 | F923RANSNSNM038 | OS2,2-Fiber,PC,SC-APC/SCDuplex,Riser,38M | 2 fiber OS2, SC APC duplex to SC duplex patch cord, 3mm jacket, riser (OFNR) rated, Std IL 38 meters | PC | 1 | 1 | 1 | 1 | 79.28
07498383472 | F923RANSNSNM039 | OS2,2-Fiber,PC,SC-APC/SCDuplex,Riser,39M | 2 fiber OS2, SC APC duplex to SC duplex patch cord, 3mm jacket, riser (OFNR) rated, Std IL 39 meters | PC | 1 | 1 | 1 | 1 | 80.04
07498383473 | F923RANSNSNM040 | OS2,2-Fiber,PC,SC-APC/SCDuplex,Riser,40M | 2 fiber OS2, SC APC duplex to SC duplex patch cord, 3mm jacket, riser (OFNR) rated, Std IL 40 meters | PC | 1 | 1 | 1 | 1 | 80.8
07498383474 | F923RANSNSNM041 | OS2,2-Fiber,PC,SC-APC/SCDuplex,Riser,41M | 2 fiber OS2, SC APC duplex to SC duplex patch cord, 3mm jacket, riser (OFNR) rated, Std IL 41 meters | PC | 1 | 1 | 1 | 1 | 81.56
07498383475 | F923RANSNSNM042 | OS2,2-Fiber,PC,SC-APC/SCDuplex,Riser,42M | 2 fiber OS2, SC APC duplex to SC duplex patch cord, 3mm jacket, riser (OFNR) rated, Std IL 42 meters | PC | 1 | 1 | 1 | 1 | 82.32
07498383476 | F923RANSNSNM043 | OS2,2-Fiber,PC,SC-APC/SCDuplex,Riser,43M | 2 fiber OS2, SC APC duplex to SC duplex patch cord, 3mm jacket, riser (OFNR) rated, Std IL 43 meters | PC | 1 | 1 | 1 | 1 | 83.08
07498383477 | F923RANSNSNM044 | OS2,2-Fiber,PC,SC-APC/SCDuplex,Riser,44M | 2 fiber OS2, SC APC duplex to SC duplex patch cord, 3mm jacket, riser (OFNR) rated, Std IL 44 meters | PC | 1 | 1 | 1 | 1 | 83.84
07498383478 | F923RANSNSNM045 | OS2,2-Fiber,PC,SC-APC/SCDuplex,Riser,45M | 2 fiber OS2, SC APC duplex to SC duplex patch cord, 3mm jacket, riser (OFNR) rated, Std IL 45 meters | PC | 1 | 1 | 1 | 1 | 84.6
07498383480 | F923RANSNSNM046 | OS2,2-Fiber,PC,SC-APC/SCDuplex,Riser,46M | 2 fiber OS2, SC APC duplex to SC duplex patch cord, 3mm jacket, riser (OFNR) rated, Std IL 46 meters | PC | 1 | 1 | 1 | 1 | 85.36
07498383481 | F923RANSNSNM047 | OS2,2-Fiber,PC,SC-APC/SCDuplex,Riser,47M | 2 fiber OS2, SC APC duplex to SC duplex patch cord, 3mm jacket, riser (OFNR) rated, Std IL 47 meters | PC | 1 | 1 | 1 | 1 | 86.12
07498383482 | F923RANSNSNM048 | OS2,2-Fiber,PC,SC-APC/SCDuplex,Riser,48M | 2 fiber OS2, SC APC duplex to SC duplex patch cord, 3mm jacket, riser (OFNR) rated, Std IL 48 meters | PC | 1 | 1 | 1 | 1 | 86.88
07498383483 | F923RANSNSNM049 | OS2,2-Fiber,PC,SC-APC/SCDuplex,Riser,49M | 2 fiber OS2, SC APC duplex to SC duplex patch cord, 3mm jacket, riser (OFNR) rated, Std IL 49 meters | PC | 1 | 1 | 1 | 1 | 87.64
07498383484 | F923RANSNSNM050 | OS2,2-Fiber,PC,SC-APC/SCDuplex,Riser,50M | 2 fiber OS2, SC APC duplex to SC duplex patch cord, 3mm jacket, riser (OFNR) rated, Std IL 50 meters | PC | 1 | 1 | 1 | 1 | 88.4
61305616636 | F923RSNSNSNF001 | OS2 2 Fiber 3mm Jacket Patchcord Riser S |  | PC | 1 | 10 | 1 | 1 | 48.34
61305616681 | F923RSNSNSNF002 | OS2 2 Fiber 3mm Jacket Patchcord Riser S |  | PC | 1 | 10 | 1 | 1 | 48.56
61305616682 | F923RSNSNSNF003 | OS2 2 Fiber 3mm Jacket Patchcord Riser S |  | PC | 1 | 10 | 1 | 1 | 48.8
61305616683 | F923RSNSNSNF004 | OS2 2 Fiber 3mm Jacket Patchcord Riser S |  | PC | 1 | 10 | 1 | 1 | 49.02
61305616684 | F923RSNSNSNF005 | OS2 2 Fiber 3mm Jacket Patchcord Riser S |  | PC | 1 | 10 | 1 | 1 | 49.26
61305616685 | F923RSNSNSNF006 | OS2 2 Fiber 3mm Jacket Patchcord Riser S |  | PC | 1 | 10 | 1 | 1 | 49.48
61305616686 | F923RSNSNSNF007 | OS2 2 Fiber 3mm Jacket Patchcord Riser S |  | PC | 1 | 10 | 1 | 1 | 49.72
61305616687 | F923RSNSNSNF008 | OS2 2 Fiber 3mm Jacket Patchcord Riser S |  | PC | 1 | 10 | 1 | 1 | 49.96
61305616688 | F923RSNSNSNF009 | OS2 2 Fiber 3mm Jacket Patchcord Riser S |  | PC | 1 | 10 | 1 | 1 | 50.18
61305616689 | F923RSNSNSNF010 | OS2 2 Fiber 3mm Jacket Patchcord Riser S |  | PC | 1 | 10 | 1 | 1 | 50.42
61305616690 | F923RSNSNSNF011 | OS2 2 Fiber 3mm Jacket Patchcord Riser S |  | PC | 1 | 1 | 1 | 1 | 50.64
61305616691 | F923RSNSNSNF012 | OS2 2 Fiber 3mm Jacket Patchcord Riser S |  | PC | 1 | 1 | 1 | 1 | 50.88
61305616692 | F923RSNSNSNF013 | OS2 2 Fiber 3mm Jacket Patchcord Riser S |  | PC | 1 | 1 | 1 | 1 | 51.12
61305616693 | F923RSNSNSNF014 | OS2 2 Fiber 3mm Jacket Patchcord Riser S |  | PC | 1 | 1 | 1 | 1 | 51.34
61305616694 | F923RSNSNSNF015 | OS2 2 Fiber 3mm Jacket Patchcord Riser S |  | PC | 1 | 1 | 1 | 1 | 51.58
61305616695 | F923RSNSNSNF016 | OS2 2 Fiber 3mm Jacket Patchcord Riser S |  | PC | 1 | 1 | 1 | 1 | 51.8
61305616696 | F923RSNSNSNF017 | OS2 2 Fiber 3mm Jacket Patchcord Riser S |  | PC | 1 | 1 | 1 | 1 | 52.04
61305616697 | F923RSNSNSNF018 | OS2 2 Fiber 3mm Jacket Patchcord Riser S |  | PC | 1 | 1 | 1 | 1 | 52.26
61305616698 | F923RSNSNSNF019 | OS2 2 Fiber 3mm Jacket Patchcord Riser S |  | PC | 1 | 1 | 1 | 1 | 52.5
61305616699 | F923RSNSNSNF020 | OS2 2 Fiber 3mm Jacket Patchcord Riser S |  | PC | 1 | 1 | 1 | 1 | 52.74
61305644463 | F923RSNSNSNF021 | OS2 2f 3mm PC OFNR SC Dup/SC Dup Std Pol |  | PC | 1 | 1 | 1 | 1 | 52.96
61305644474 | F923RSNSNSNF022 | OS2 2f 3mm PC OFNR SC Dup/SC Dup Std Pol |  | PC | 1 | 1 | 1 | 1 | 53.2
61305644475 | F923RSNSNSNF023 | OS2 2f 3mm PC OFNR SC Dup/SC Dup Std Pol |  | PC | 1 | 1 | 1 | 1 | 53.42
61305644476 | F923RSNSNSNF024 | OS2 2f 3mm PC OFNR SC Dup/SC Dup Std Pol |  | PC | 1 | 1 | 1 | 1 | 53.66
61305616700 | F923RSNSNSNF025 | OS2 2 Fiber 3mm Jacket Patchcord Riser S |  | PC | 1 | 1 | 1 | 1 | 53.9
61305616701 | F923RSNSNSNF030 | OS2 2 Fiber 3mm Jacket Patchcord Riser S |  | PC | 1 | 1 | 1 | 1 | 55.04
61305616702 | F923RSNSNSNF035 | OS2 2 Fiber 3mm Jacket Patchcord Riser S |  | PC | 1 | 1 | 1 | 1 | 56.2
61305616703 | F923RSNSNSNF040 | OS2 2 Fiber 3mm Jacket Patchcord Riser S |  | PC | 1 | 1 | 1 | 1 | 57.36
61305616704 | F923RSNSNSNF045 | OS2 2 Fiber 3mm Jacket Patchcord Riser S |  | PC | 1 | 1 | 1 | 1 | 58.52
61305616705 | F923RSNSNSNF050 | OS2 2 Fiber 3mm Jacket Patchcord Riser S |  | PC | 1 | 1 | 1 | 1 | 59.68
61305616706 | F923RSNSNSNF055 | OS2 2 Fiber 3mm Jacket Patchcord Riser S |  | PC | 1 | 1 | 1 | 1 | 60.84
61305616707 | F923RSNSNSNF060 | OS2 2 Fiber 3mm Jacket Patchcord Riser S |  | PC | 1 | 1 | 1 | 1 | 62
61305616708 | F923RSNSNSNF065 | OS2 2 Fiber 3mm Jacket Patchcord Riser S |  | PC | 1 | 1 | 1 | 1 | 63.16
61305616709 | F923RSNSNSNF070 | OS2 2 Fiber 3mm Jacket Patchcord Riser S |  | PC | 1 | 1 | 1 | 1 | 64.32
61305616710 | F923RSNSNSNF075 | OS2 2 Fiber 3mm Jacket Patchcord Riser S |  | PC | 1 | 1 | 1 | 1 | 65.48
61305616711 | F923RSNSNSNF080 | OS2 2 Fiber 3mm Jacket Patchcord Riser S |  | PC | 1 | 1 | 1 | 1 | 66.64
61305616712 | F923RSNSNSNF085 | OS2 2 Fiber 3mm Jacket Patchcord Riser S |  | PC | 1 | 1 | 1 | 1 | 67.78
61305616713 | F923RSNSNSNF090 | OS2 2 Fiber 3mm Jacket Patchcord Riser S |  | PC | 1 | 1 | 1 | 1 | 68.94
61305616714 | F923RSNSNSNF095 | OS2 2 Fiber 3mm Jacket Patchcord Riser S |  | PC | 1 | 1 | 1 | 1 | 70.1
61305616715 | F923RSNSNSNF100 | OS2 2 Fiber 3mm Jacket Patchcord Riser S |  | PC | 1 | 1 | 1 | 1 | 71.26
61305644477 | F923RSNSNSNM0.5 | OS2 2f 3mm PC OFNR SC Dup/SC Dup Std Pol |  | PC | 1 | 10 | 1 | 1 | 48.48
07498382520 | F923RSNSNSNM001 | OS2 2 Fiber 3mm Jacket Patchcord Riser S |  | PC | 1 | 10 | 1 | 1 | 48.86
07498382521 | F923RSNSNSNM002 | OS2,2-Fiber,3mm,PC,Risr,SC-SC,2M | 2 fiber OS2, SC duplex to SC duplex patch cord, 3mm jacket, riser (OFNR) rated, Std IL 2 meters | PC | 1 | 10 | 1 | 1 | 49.62
07498382522 | F923RSNSNSNM003 | OS2,2-Fiber,3mm,PC,Risr,SC-SC,3M | 2 fiber OS2, SC duplex to SC duplex patch cord, 3mm jacket, riser (OFNR) rated, Std IL 3 meters | PC | 1 | 10 | 1 | 1 | 50.38
07498382523 | F923RSNSNSNM004 | OS2,2-Fiber,3mm,PC,Risr,SC-SC,4M | 2 fiber OS2, SC duplex to SC duplex patch cord, 3mm jacket, riser (OFNR) rated, Std IL 4 meters | PC | 1 | 10 | 1 | 1 | 51.14
07498382524 | F923RSNSNSNM005 | OS2,2-Fiber,3mm,PC,Risr,SC-SC,5M | 2 fiber OS2, SC duplex to SC duplex patch cord, 3mm jacket, riser (OFNR) rated, Std IL 5 meters | PC | 1 | 10 | 1 | 1 | 51.9
07498382525 | F923RSNSNSNM006 | OS2,2-Fiber,3mm,PC,Risr,SC-SC,6M | 2 fiber OS2, SC duplex to SC duplex patch cord, 3mm jacket, riser (OFNR) rated, Std IL 6 meters | PC | 1 | 10 | 1 | 1 | 52.66
07498382526 | F923RSNSNSNM007 | OS2,2-Fiber,3mm,PC,Risr,SC-SC,7M | 2 fiber OS2, SC duplex to SC duplex patch cord, 3mm jacket, riser (OFNR) rated, Std IL 7 meters | PC | 1 | 10 | 1 | 1 | 53.42
07498382527 | F923RSNSNSNM008 | OS2,2-Fiber,3mm,PC,Risr,SC-SC,8M | 2 fiber OS2, SC duplex to SC duplex patch cord, 3mm jacket, riser (OFNR) rated, Std IL 8 meters | PC | 1 | 10 | 1 | 1 | 54.18
07498382528 | F923RSNSNSNM009 | OS2,2-Fiber,3mm,PC,Risr,SC-SC,9M | 2 fiber OS2, SC duplex to SC duplex patch cord, 3mm jacket, riser (OFNR) rated, Std IL 9 meters | PC | 1 | 10 | 1 | 1 | 54.94
07498382529 | F923RSNSNSNM010 | OS2,2-Fiber,3mm,PC,Risr,SC-SC,10M | 2 fiber OS2, SC duplex to SC duplex patch cord, 3mm jacket, riser (OFNR) rated, Std IL 10 meters | PC | 1 | 10 | 1 | 1 | 55.7
07498382530 | F923RSNSNSNM011 | OS2,2-Fiber,3mm,PC,Risr,SC-SC,11M | 2 fiber OS2, SC duplex to SC duplex patch cord, 3mm jacket, riser (OFNR) rated, Std IL 11 meters | PC | 1 | 1 | 1 | 1 | 56.46
07498382531 | F923RSNSNSNM012 | OS2,2-Fiber,3mm,PC,Risr,SC-SC,12M | 2 fiber OS2, SC duplex to SC duplex patch cord, 3mm jacket, riser (OFNR) rated, Std IL 12 meters | PC | 1 | 1 | 1 | 1 | 57.22
07498382532 | F923RSNSNSNM013 | OS2,2-Fiber,3mm,PC,Risr,SC-SC,13M | 2 fiber OS2, SC duplex to SC duplex patch cord, 3mm jacket, riser (OFNR) rated, Std IL 13 meters | PC | 1 | 1 | 1 | 1 | 57.98
07498382533 | F923RSNSNSNM014 | OS2,2-Fiber,3mm,PC,Risr,SC-SC,14M | 2 fiber OS2, SC duplex to SC duplex patch cord, 3mm jacket, riser (OFNR) rated, Std IL 14 meters | PC | 1 | 1 | 1 | 1 | 58.74
07498382534 | F923RSNSNSNM015 | OS2,2-Fiber,3mm,PC,Risr,SC-SC,15M | 2 fiber OS2, SC duplex to SC duplex patch cord, 3mm jacket, riser (OFNR) rated, Std IL 15 meters | PC | 1 | 1 | 1 | 1 | 59.5
07498382535 | F923RSNSNSNM016 | OS2,2-Fiber,3mm,PC,Risr,SC-SC,16M | 2 fiber OS2, SC duplex to SC duplex patch cord, 3mm jacket, riser (OFNR) rated, Std IL 16 meters | PC | 1 | 1 | 1 | 1 | 60.26
07498382536 | F923RSNSNSNM017 | OS2,2-Fiber,3mm,PC,Risr,SC-SC,17M | 2 fiber OS2, SC duplex to SC duplex patch cord, 3mm jacket, riser (OFNR) rated, Std IL 17 meters | PC | 1 | 1 | 1 | 1 | 61.02
07498382539 | F923RSNSNSNM018 | OS2,2-Fiber,3mm,PC,Risr,SC-SC,18M | 2 fiber OS2, SC duplex to SC duplex patch cord, 3mm jacket, riser (OFNR) rated, Std IL 18 meters | PC | 1 | 1 | 1 | 1 | 61.78
07498382542 | F923RSNSNSNM019 | OS2,2-Fiber,3mm,PC,Risr,SC-SC,19M | 2 fiber OS2, SC duplex to SC duplex patch cord, 3mm jacket, riser (OFNR) rated, Std IL 19 meters | PC | 1 | 1 | 1 | 1 | 62.54
07498382545 | F923RSNSNSNM020 | OS2,2-Fiber,3mm,PC,Risr,SC-SC,20M | 2 fiber OS2, SC duplex to SC duplex patch cord, 3mm jacket, riser (OFNR) rated, Std IL 20 meters | PC | 1 | 1 | 1 | 1 | 63.3
07498382546 | F923RSNSNSNM021 | OS2,2-Fiber,3mm,PC,Risr,SC-SC,21M | 2 fiber OS2, SC duplex to SC duplex patch cord, 3mm jacket, riser (OFNR) rated, Std IL 21 meters | PC | 1 | 1 | 1 | 1 | 64.06
07498382547 | F923RSNSNSNM022 | OS2,2-Fiber,3mm,PC,Risr,SC-SC,22M | 2 fiber OS2, SC duplex to SC duplex patch cord, 3mm jacket, riser (OFNR) rated, Std IL 22 meters | PC | 1 | 1 | 1 | 1 | 64.82
07498382549 | F923RSNSNSNM023 | OS2,2-Fiber,3mm,PC,Risr,SC-SC,23M | 2 fiber OS2, SC duplex to SC duplex patch cord, 3mm jacket, riser (OFNR) rated, Std IL 23 meters | PC | 1 | 1 | 1 | 1 | 65.58
07498382554 | F923RSNSNSNM024 | OS2,2-Fiber,3mm,PC,Risr,SC-SC,24M | 2 fiber OS2, SC duplex to SC duplex patch cord, 3mm jacket, riser (OFNR) rated, Std IL 24 meters | PC | 1 | 1 | 1 | 1 | 66.34
07498382558 | F923RSNSNSNM025 | OS2,2-Fiber,3mm,PC,Risr,SC-SC,25M | 2 fiber OS2, SC duplex to SC duplex patch cord, 3mm jacket, riser (OFNR) rated, Std IL 25 meters | PC | 1 | 1 | 1 | 1 | 67.1
07498382563 | F923RSNSNSNM026 | OS2,2-Fiber,3mm,PC,Risr,SC-SC,26M | 2 fiber OS2, SC duplex to SC duplex patch cord, 3mm jacket, riser (OFNR) rated, Std IL 26 meters | PC | 1 | 1 | 1 | 1 | 67.86
07498382565 | F923RSNSNSNM027 | OS2,2-Fiber,3mm,PC,Risr,SC-SC,27M | 2 fiber OS2, SC duplex to SC duplex patch cord, 3mm jacket, riser (OFNR) rated, Std IL 27 meters | PC | 1 | 1 | 1 | 1 | 68.62
07498382570 | F923RSNSNSNM028 | OS2,2-Fiber,3mm,PC,Risr,SC-SC,28M | 2 fiber OS2, SC duplex to SC duplex patch cord, 3mm jacket, riser (OFNR) rated, Std IL 28 meters | PC | 1 | 1 | 1 | 1 | 69.38
07498382571 | F923RSNSNSNM029 | OS2,2-Fiber,3mm,PC,Risr,SC-SC,29M | 2 fiber OS2, SC duplex to SC duplex patch cord, 3mm jacket, riser (OFNR) rated, Std IL 29 meters | PC | 1 | 1 | 1 | 1 | 70.14
07498382572 | F923RSNSNSNM030 | OS2,2-Fiber,3mm,PC,Risr,SC-SC,30M | 2 fiber OS2, SC duplex to SC duplex patch cord, 3mm jacket, riser (OFNR) rated, Std IL 30 meters | PC | 1 | 1 | 1 | 1 | 70.9
07498382574 | F923RSNSNSNM031 | OS2,2-Fiber,3mm,PC,Risr,SC-SC,31M | 2 fiber OS2, SC duplex to SC duplex patch cord, 3mm jacket, riser (OFNR) rated, Std IL 31 meters | PC | 1 | 1 | 1 | 1 | 71.66
07498382575 | F923RSNSNSNM032 | OS2,2-Fiber,3mm,PC,Risr,SC-SC,32M | 2 fiber OS2, SC duplex to SC duplex patch cord, 3mm jacket, riser (OFNR) rated, Std IL 32 meters | PC | 1 | 1 | 1 | 1 | 72.42
07498382576 | F923RSNSNSNM033 | OS2,2-Fiber,3mm,PC,Risr,SC-SC,33M | 2 fiber OS2, SC duplex to SC duplex patch cord, 3mm jacket, riser (OFNR) rated, Std IL 33 meters | PC | 1 | 1 | 1 | 1 | 73.18
07498382580 | F923RSNSNSNM034 | OS2,2-Fiber,3mm,PC,Risr,SC-SC,34M | 2 fiber OS2, SC duplex to SC duplex patch cord, 3mm jacket, riser (OFNR) rated, Std IL 34 meters | PC | 1 | 1 | 1 | 1 | 73.94
07498382584 | F923RSNSNSNM035 | OS2,2-Fiber,3mm,PC,Risr,SC-SC,35M | 2 fiber OS2, SC duplex to SC duplex patch cord, 3mm jacket, riser (OFNR) rated, Std IL 35 meters | PC | 1 | 1 | 1 | 1 | 74.7
07498382589 | F923RSNSNSNM036 | OS2,2-Fiber,3mm,PC,Risr,SC-SC,36M | 2 fiber OS2, SC duplex to SC duplex patch cord, 3mm jacket, riser (OFNR) rated, Std IL 36 meters | PC | 1 | 1 | 1 | 1 | 75.46
07498382596 | F923RSNSNSNM037 | OS2,2-Fiber,3mm,PC,Risr,SC-SC,37M | 2 fiber OS2, SC duplex to SC duplex patch cord, 3mm jacket, riser (OFNR) rated, Std IL 37 meters | PC | 1 | 1 | 1 | 1 | 76.22
07498382597 | F923RSNSNSNM038 | OS2,2-Fiber,3mm,PC,Risr,SC-SC,38M | 2 fiber OS2, SC duplex to SC duplex patch cord, 3mm jacket, riser (OFNR) rated, Std IL 38 meters | PC | 1 | 1 | 1 | 1 | 76.98
07498382598 | F923RSNSNSNM039 | OS2,2-Fiber,3mm,PC,Risr,SC-SC,39M | 2 fiber OS2, SC duplex to SC duplex patch cord, 3mm jacket, riser (OFNR) rated, Std IL 39 meters | PC | 1 | 1 | 1 | 1 | 77.74
07498382599 | F923RSNSNSNM040 | OS2,2-Fiber,3mm,PC,Risr,SC-SC,40M | 2 fiber OS2, SC duplex to SC duplex patch cord, 3mm jacket, riser (OFNR) rated, Std IL 40 meters | PC | 1 | 1 | 1 | 1 | 78.5
07498382600 | F923RSNSNSNM041 | OS2,2-Fiber,3mm,PC,Risr,SC-SC,41M | 2 fiber OS2, SC duplex to SC duplex patch cord, 3mm jacket, riser (OFNR) rated, Std IL 41 meters | PC | 1 | 1 | 1 | 1 | 79.26
07498382603 | F923RSNSNSNM042 | OS2,2-Fiber,3mm,PC,Risr,SC-SC,42M | 2 fiber OS2, SC duplex to SC duplex patch cord, 3mm jacket, riser (OFNR) rated, Std IL 42 meters | PC | 1 | 1 | 1 | 1 | 80.02
07498382605 | F923RSNSNSNM043 | OS2,2-Fiber,3mm,PC,Risr,SC-SC,43M | 2 fiber OS2, SC duplex to SC duplex patch cord, 3mm jacket, riser (OFNR) rated, Std IL 43 meters | PC | 1 | 1 | 1 | 1 | 80.78
07498382606 | F923RSNSNSNM044 | OS2,2-Fiber,3mm,PC,Risr,SC-SC,44M | 2 fiber OS2, SC duplex to SC duplex patch cord, 3mm jacket, riser (OFNR) rated, Std IL 44 meters | PC | 1 | 1 | 1 | 1 | 81.54
07498382607 | F923RSNSNSNM045 | OS2,2-Fiber,3mm,PC,Risr,SC-SC,45M | 2 fiber OS2, SC duplex to SC duplex patch cord, 3mm jacket, riser (OFNR) rated, Std IL 45 meters | PC | 1 | 1 | 1 | 1 | 82.3
07498382610 | F923RSNSNSNM046 | OS2,2-Fiber,3mm,PC,Risr,SC-SC,46M | 2 fiber OS2, SC duplex to SC duplex patch cord, 3mm jacket, riser (OFNR) rated, Std IL 46 meters | PC | 1 | 1 | 1 | 1 | 83.06
07498382614 | F923RSNSNSNM047 | OS2,2-Fiber,3mm,PC,Risr,SC-SC,47M | 2 fiber OS2, SC duplex to SC duplex patch cord, 3mm jacket, riser (OFNR) rated, Std IL 47 meters | PC | 1 | 1 | 1 | 1 | 83.82
07498382632 | F923RSNSNSNM048 | OS2,2-Fiber,3mm,PC,Risr,SC-SC,48M | 2 fiber OS2, SC duplex to SC duplex patch cord, 3mm jacket, riser (OFNR) rated, Std IL 48 meters | PC | 1 | 1 | 1 | 1 | 84.58
07498382633 | F923RSNSNSNM049 | OS2,2-Fiber,3mm,PC,Risr,SC-SC,49M | 2 fiber OS2, SC duplex to SC duplex patch cord, 3mm jacket, riser (OFNR) rated, Std IL 49 meters | PC | 1 | 1 | 1 | 1 | 85.34
07498382634 | F923RSNSNSNM050 | OS2,2-Fiber,3mm,PC,Risr,SC-SC,50M | 2 fiber OS2, SC duplex to SC duplex patch cord, 3mm jacket, riser (OFNR) rated, Std IL 50 meters | PC | 1 | 1 | 1 | 1 | 86.1
61305644478 | F923RSNSNSNM1.5 | OS2 2f 3mm PC OFNR SC Dup/SC Dup Std Pol |  | PC | 1 | 10 | 1 | 1 | 49.24
61305644479 | F923RSNSNSNM2.5 | OS2 2f 3mm PC OFNR SC Dup/SC Dup Std Pol |  | PC | 1 | 10 | 1 | 1 | 50
61305644480 | F923RSNSNSNM3.5 | OS2 2f 3mm PC OFNR SC Dup/SC Dup Std Pol |  | PC | 1 | 10 | 1 | 1 | 50.76
61305644481 | F923RSNSNSNM4.5 | OS2 2f 3mm PC OFNR SC Dup/SC Dup Std Pol |  | PC | 1 | 10 | 1 | 1 | 51.52
61305644482 | F923RSNSNSNM5.5 | OS2 2f 3mm PC OFNR SC Dup/SC Dup Std Pol |  | PC | 1 | 10 | 1 | 1 | 52.28
61305644483 | F923RSNSNSNM6.5 | OS2 2f 3mm PC OFNR SC Dup/SC Dup Std Pol |  | PC | 1 | 10 | 1 | 1 | 53.04
61305644484 | F923RSNSNSNM7.5 | OS2 2f 3mm PC OFNR SC Dup/SC Dup Std Pol |  | PC | 1 | 10 | 1 | 1 | 53.8
61305644485 | F923RSNSNSNM8.5 | OS2 2f 3mm PC OFNR SC Dup/SC Dup Std Pol |  | PC | 1 | 10 | 1 | 1 | 54.56
61305644486 | F923RSNSNSNM9.5 | OS2 2f 3mm PC OFNR SC Dup/SC Dup Std Pol |  | PC | 1 | 10 | 1 | 1 | 55.32
07498392117 | F92ELLNLNSNM001 | 2-Fiber,OS2,LC-LC,1.6mm,LSZH,1M | The duplex fiber patch cord is OS2 with a 1.6mm cable jacket. It is Low Smoke Zero Halogen (LSZH), features LC Duplex to LC Duplex connectors, has standard insertion loss and is 1 meter in length. | PC | 1 | 10 | 1 | 1 | 51.86
07498392162 | F92ELLNLNSNM002 | 2-Fiber,OS2,LC-LC,1.6mm,LSZH,2M | The duplex fiber patch cord is OS2 with a 1.6mm cable jacket. It is Low Smoke Zero Halogen (LSZH), features LC Duplex to LC Duplex connectors, has standard insertion loss and is 2 meters in length. | PC | 1 | 10 | 1 | 1 | 52.62
07498392163 | F92ELLNLNSNM003 | 2-Fiber,OS2,LC-LC,1.6mm,LSZH,3M | The duplex fiber patch cord is OS2 with a 1.6mm cable jacket. It is Low Smoke Zero Halogen (LSZH), features LC Duplex to LC Duplex connectors, has standard insertion loss and is 3 meters in length. | PC | 1 | 10 | 1 | 1 | 53.38
07498392164 | F92ELLNLNSNM004 | 2-Fiber,OS2,LC-LC,1.6mm,LSZH,4M | 2 fiber OS2 patch cord, low smoke zero halogen (LSZH) rated, LC duplex to LC duplex with 16mm jacketed cable, Std IL 4 meters | PC | 1 | 10 | 1 | 1 | 54.14
07498392165 | F92ELLNLNSNM005 | 2-Fiber,OS2,LC-LC,1.6mm,LSZH,5M | The duplex fiber patch cord is OS2 with a 1.6mm cable jacket. It is Low Smoke Zero Halogen (LSZH), features LC Duplex to LC Duplex connectors, has standard insertion loss and is 5 meters in length. | PC | 1 | 10 | 1 | 1 | 54.9
07498392166 | F92ELLNLNSNM006 | 2-Fiber,OS2,LC-LC,1.6mm,LSZH,6M | 2 fiber OS2 patch cord, low smoke zero halogen (LSZH) rated, LC duplex to LC duplex with 16mm jacketed cable, Std IL 6 meters | PC | 1 | 10 | 1 | 1 | 55.66
07498392167 | F92ELLNLNSNM007 | 2-Fiber,OS2,LC-LC,1.6mm,LSZH,7M | 2 fiber OS2 patch cord, low smoke zero halogen (LSZH) rated, LC duplex to LC duplex with 16mm jacketed cable, Std IL 7 meters | PC | 1 | 10 | 1 | 1 | 56.42
07498392168 | F92ELLNLNSNM008 | 2-Fiber,OS2,LC-LC,1.6mm,LSZH,8M | 2 fiber OS2 patch cord, low smoke zero halogen (LSZH) rated, LC duplex to LC duplex with 16mm jacketed cable, Std IL 8 meters | PC | 1 | 10 | 1 | 1 | 57.18
07498392169 | F92ELLNLNSNM009 | 2-Fiber,OS2,LC-LC,1.6mm,LSZH,9M | 2 fiber OS2 patch cord, low smoke zero halogen (LSZH) rated, LC duplex to LC duplex with 16mm jacketed cable, Std IL 9 meters | PC | 1 | 10 | 1 | 1 | 57.94
07498392170 | F92ELLNLNSNM010 | 2-Fiber,OS2,LC-LC,1.6mm,LSZH,10M | The duplex fiber patch cord is OS2 with a 1.6mm cable jacket. It is Low Smoke Zero Halogen (LSZH), features LC Duplex to LC Duplex connectors, has standard insertion loss and is 10 meters in length. | PC | 1 | 10 | 1 | 1 | 58.7
07498392171 | F92ELLNLNSNM011 | 2-Fiber,OS2,LC-LC,1.6mm,LSZH,11M | 2 fiber OS2 patch cord, low smoke zero halogen (LSZH) rated, LC duplex to LC duplex with 16mm jacketed cable, Std IL 11 meters | PC | 1 | 1 | 1 | 1 | 59.46
07498392172 | F92ELLNLNSNM012 | 2-Fiber,OS2,LC-LC,1.6mm,LSZH,12M | 2 fiber OS2 patch cord, low smoke zero halogen (LSZH) rated, LC duplex to LC duplex with 16mm jacketed cable, Std IL 12 meters | PC | 1 | 1 | 1 | 1 | 60.22
07498392173 | F92ELLNLNSNM013 | 2-Fiber,OS2,LC-LC,1.6mm,LSZH,13M | 2 fiber OS2 patch cord, low smoke zero halogen (LSZH) rated, LC duplex to LC duplex with 16mm jacketed cable, Std IL 13 meters | PC | 1 | 1 | 1 | 1 | 60.98
07498392174 | F92ELLNLNSNM014 | 2-Fiber,OS2,LC-LC,1.6mm,LSZH,14M | 2 fiber OS2 patch cord, low smoke zero halogen (LSZH) rated, LC duplex to LC duplex with 16mm jacketed cable, Std IL 14 meters | PC | 1 | 1 | 1 | 1 | 61.74
07498392175 | F92ELLNLNSNM015 | 2-Fiber,OS2,LC-LC,1.6mm,LSZH,15M | The duplex fiber patch cord is OS2 with a 1.6mm cable jacket. It is Low Smoke Zero Halogen (LSZH), features LC Duplex to LC Duplex connectors, has standard insertion loss and is 15 meters in length. | PC | 1 | 10 | 1 | 1 | 62.5
07498392176 | F92ELLNLNSNM016 | 2-Fiber,OS2,LC-LC,1.6mm,LSZH,16M | 2 fiber OS2 patch cord, low smoke zero halogen (LSZH) rated, LC duplex to LC duplex with 16mm jacketed cable, Std IL 16 meters | PC | 1 | 1 | 1 | 1 | 63.26
07498392177 | F92ELLNLNSNM017 | 2-Fiber,OS2,LC-LC,1.6mm,LSZH,17M | 2 fiber OS2 patch cord, low smoke zero halogen (LSZH) rated, LC duplex to LC duplex with 16mm jacketed cable, Std IL 17 meters | PC | 1 | 1 | 1 | 1 | 64.02
07498392178 | F92ELLNLNSNM018 | 2-Fiber,OS2,LC-LC,1.6mm,LSZH,18M | 2 fiber OS2 patch cord, low smoke zero halogen (LSZH) rated, LC duplex to LC duplex with 16mm jacketed cable, Std IL 18 meters | PC | 1 | 1 | 1 | 1 | 64.78
07498392179 | F92ELLNLNSNM019 | 2-Fiber,OS2,LC-LC,1.6mm,LSZH,19M | 2 fiber OS2 patch cord, low smoke zero halogen (LSZH) rated, LC duplex to LC duplex with 16mm jacketed cable, Std IL 19 meters | PC | 1 | 1 | 1 | 1 | 65.54
07498392180 | F92ELLNLNSNM020 | 2-Fiber,OS2,LC-LC,1.6mm,LSZH,20M | The duplex fiber patch cord is OS2 with a 1.6mm cable jacket. It is Low Smoke Zero Halogen (LSZH), features LC Duplex to LC Duplex connectors, has standard insertion loss and is 20 meters in length. | PC | 1 | 1 | 1 | 1 | 66.3
07498378842 | F92ELLNLNSNM021 | 2-Fiber,OS2,LC-LC,1.6mm,LSZH,21M | 2 fiber OS2 patch cord, low smoke zero halogen (LSZH) rated, LC duplex to LC duplex with 16mm jacketed cable, Std IL 21 meters | PC | 1 | 1 | 1 | 1 | 67.06
07498378925 | F92ELLNLNSNM022 | 2-Fiber,OS2,LC-LC,1.6mm,LSZH,22M | 2 fiber OS2 patch cord, low smoke zero halogen (LSZH) rated, LC duplex to LC duplex with 16mm jacketed cable, Std IL 22 meters | PC | 1 | 1 | 1 | 1 | 67.82
07498378934 | F92ELLNLNSNM023 | 2-Fiber,OS2,LC-LC,1.6mm,LSZH,23M | 2 fiber OS2 patch cord, low smoke zero halogen (LSZH) rated, LC duplex to LC duplex with 16mm jacketed cable, Std IL 23 meters | PC | 1 | 1 | 1 | 1 | 68.58
07498378937 | F92ELLNLNSNM024 | 2-Fiber,OS2,LC-LC,1.6mm,LSZH,24M | 2 fiber OS2 patch cord, low smoke zero halogen (LSZH) rated, LC duplex to LC duplex with 16mm jacketed cable, Std IL 24 meters | PC | 1 | 1 | 1 | 1 | 69.34
07498378938 | F92ELLNLNSNM025 | 2-Fiber,OS2,LC-LC,1.6mm,LSZH,25M | 2 fiber OS2 patch cord, low smoke zero halogen (LSZH) rated, LC duplex to LC duplex with 16mm jacketed cable, Std IL 25 meters | PC | 1 | 1 | 1 | 1 | 70.1
07498378941 | F92ELLNLNSNM026 | 2-Fiber,OS2,LC-LC,1.6mm,LSZH,26M | 2 fiber OS2 patch cord, low smoke zero halogen (LSZH) rated, LC duplex to LC duplex with 16mm jacketed cable, Std IL 26 meters | PC | 1 | 1 | 1 | 1 | 70.86
07498378946 | F92ELLNLNSNM027 | 2-Fiber,OS2,LC-LC,1.6mm,LSZH,27M | 2 fiber OS2 patch cord, low smoke zero halogen (LSZH) rated, LC duplex to LC duplex with 16mm jacketed cable, Std IL 27 meters | PC | 1 | 1 | 1 | 1 | 71.62
07498378950 | F92ELLNLNSNM028 | 2-Fiber,OS2,LC-LC,1.6mm,LSZH,28M | 2 fiber OS2 patch cord, low smoke zero halogen (LSZH) rated, LC duplex to LC duplex with 16mm jacketed cable, Std IL 28 meters | PC | 1 | 1 | 1 | 1 | 72.38
07498378956 | F92ELLNLNSNM029 | 2-Fiber,OS2,LC-LC,1.6mm,LSZH,29M | 2 fiber OS2 patch cord, low smoke zero halogen (LSZH) rated, LC duplex to LC duplex with 16mm jacketed cable, Std IL 29 meters | PC | 1 | 1 | 1 | 1 | 73.14
07498378960 | F92ELLNLNSNM030 | 2-Fiber,OS2,LC-LC,1.6mm,LSZH,30M | 2 fiber OS2 patch cord, low smoke zero halogen (LSZH) rated, LC duplex to LC duplex with 16mm jacketed cable, Std IL 30 meters | PC | 1 | 1 | 1 | 1 | 73.9
07498378961 | F92ELLNLNSNM031 | 2-Fiber,OS2,LC-LC,1.6mm,LSZH,31M | 2 fiber OS2 patch cord, low smoke zero halogen (LSZH) rated, LC duplex to LC duplex with 16mm jacketed cable, Std IL 31 meters | PC | 1 | 1 | 1 | 1 | 74.66
07498378962 | F92ELLNLNSNM032 | 2-Fiber,OS2,LC-LC,1.6mm,LSZH,32M | 2 fiber OS2 patch cord, low smoke zero halogen (LSZH) rated, LC duplex to LC duplex with 16mm jacketed cable, Std IL 32 meters | PC | 1 | 1 | 1 | 1 | 75.42
07498378963 | F92ELLNLNSNM033 | 2-Fiber,OS2,LC-LC,1.6mm,LSZH,33M | 2 fiber OS2 patch cord, low smoke zero halogen (LSZH) rated, LC duplex to LC duplex with 16mm jacketed cable, Std IL 33 meters | PC | 1 | 1 | 1 | 1 | 76.18
07498378964 | F92ELLNLNSNM034 | 2-Fiber,OS2,LC-LC,1.6mm,LSZH,34M | 2 fiber OS2 patch cord, low smoke zero halogen (LSZH) rated, LC duplex to LC duplex with 16mm jacketed cable, Std IL 34 meters | PC | 1 | 1 | 1 | 1 | 76.94
07498378965 | F92ELLNLNSNM035 | 2-Fiber,OS2,LC-LC,1.6mm,LSZH,35M | 2 fiber OS2 patch cord, low smoke zero halogen (LSZH) rated, LC duplex to LC duplex with 16mm jacketed cable, Std IL 35 meters | PC | 1 | 1 | 1 | 1 | 77.7
07498378966 | F92ELLNLNSNM036 | 2-Fiber,OS2,LC-LC,1.6mm,LSZH,36M | 2 fiber OS2 patch cord, low smoke zero halogen (LSZH) rated, LC duplex to LC duplex with 16mm jacketed cable, Std IL 36 meters | PC | 1 | 1 | 1 | 1 | 78.46
07498378968 | F92ELLNLNSNM037 | 2-Fiber,OS2,LC-LC,1.6mm,LSZH,37M | 2 fiber OS2 patch cord, low smoke zero halogen (LSZH) rated, LC duplex to LC duplex with 16mm jacketed cable, Std IL 37 meters | PC | 1 | 1 | 1 | 1 | 79.22
07498378969 | F92ELLNLNSNM038 | 2-Fiber,OS2,LC-LC,1.6mm,LSZH,38M | 2 fiber OS2 patch cord, low smoke zero halogen (LSZH) rated, LC duplex to LC duplex with 16mm jacketed cable, Std IL 38 meters | PC | 1 | 1 | 1 | 1 | 79.98
07498378970 | F92ELLNLNSNM039 | 2-Fiber,OS2,LC-LC,1.6mm,LSZH,39M | 2 fiber OS2 patch cord, low smoke zero halogen (LSZH) rated, LC duplex to LC duplex with 16mm jacketed cable, Std IL 39 meters | PC | 1 | 1 | 1 | 1 | 80.74
07498379480 | F92ELLNLNSNM040 | 2-Fiber,OS2,LC-LC,1.6mm,LSZH,40M | 2 fiber OS2 patch cord, low smoke zero halogen (LSZH) rated, LC duplex to LC duplex with 16mm jacketed cable, Std IL 40 meters | PC | 1 | 1 | 1 | 1 | 81.5
07498378974 | F92ELLNLNSNM041 | 2-Fiber,OS2,LC-LC,1.6mm,LSZH,41M | 2 fiber OS2 patch cord, low smoke zero halogen (LSZH) rated, LC duplex to LC duplex with 16mm jacketed cable, Std IL 41 meters | PC | 1 | 1 | 1 | 1 | 82.26
07498378975 | F92ELLNLNSNM042 | 2-Fiber,OS2,LC-LC,1.6mm,LSZH,42M | 2 fiber OS2 patch cord, low smoke zero halogen (LSZH) rated, LC duplex to LC duplex with 16mm jacketed cable, Std IL 42 meters | PC | 1 | 1 | 1 | 1 | 83.02
07498378977 | F92ELLNLNSNM043 | 2-Fiber,OS2,LC-LC,1.6mm,LSZH,43M | 2 fiber OS2 patch cord, low smoke zero halogen (LSZH) rated, LC duplex to LC duplex with 16mm jacketed cable, Std IL 43 meters | PC | 1 | 1 | 1 | 1 | 83.78
07498378978 | F92ELLNLNSNM044 | 2-Fiber,OS2,LC-LC,1.6mm,LSZH,44M | 2 fiber OS2 patch cord, low smoke zero halogen (LSZH) rated, LC duplex to LC duplex with 16mm jacketed cable, Std IL 44 meters | PC | 1 | 1 | 1 | 1 | 84.54
07498378980 | F92ELLNLNSNM045 | 2-Fiber,OS2,LC-LC,1.6mm,LSZH,45M | 2 fiber OS2 patch cord, low smoke zero halogen (LSZH) rated, LC duplex to LC duplex with 16mm jacketed cable, Std IL 45 meters | PC | 1 | 1 | 1 | 1 | 85.3
07498378981 | F92ELLNLNSNM046 | 2-Fiber,OS2,LC-LC,1.6mm,LSZH,46M | 2 fiber OS2 patch cord, low smoke zero halogen (LSZH) rated, LC duplex to LC duplex with 16mm jacketed cable, Std IL 46 meters | PC | 1 | 1 | 1 | 1 | 86.06
07498378982 | F92ELLNLNSNM047 | 2-Fiber,OS2,LC-LC,1.6mm,LSZH,47M | 2 fiber OS2 patch cord, low smoke zero halogen (LSZH) rated, LC duplex to LC duplex with 16mm jacketed cable, Std IL 47 meters | PC | 1 | 1 | 1 | 1 | 86.82
07498378985 | F92ELLNLNSNM048 | 2-Fiber,OS2,LC-LC,1.6mm,LSZH,48M | 2 fiber OS2 patch cord, low smoke zero halogen (LSZH) rated, LC duplex to LC duplex with 16mm jacketed cable, Std IL 48 meters | PC | 1 | 1 | 1 | 1 | 87.58
07498378991 | F92ELLNLNSNM049 | 2-Fiber,OS2,LC-LC,1.6mm,LSZH,49M | 2 fiber OS2 patch cord, low smoke zero halogen (LSZH) rated, LC duplex to LC duplex with 16mm jacketed cable, Std IL 49 meters | PC | 1 | 1 | 1 | 1 | 88.34
07498378992 | F92ELLNLNSNM050 | 2-Fiber,OS2,LC-LC,1.6mm,LSZH,50M | 2 fiber OS2 patch cord, low smoke zero halogen (LSZH) rated, LC duplex to LC duplex with 16mm jacketed cable, Std IL 50 meters | PC | 1 | 1 | 1 | 1 | 89.1
07498374082 | F92ELLNSNSNM001 | OS2 2f 1.6mm PC LSZH LC Dup/SC Dup Std P | The duplex fiber patch cord is OS1/OS2 with a 1.6mm cable jacket. It is Low Smoke Zero Halogen (LSZH), features LC Duplex to SC Duplex connectors, has standard insertion loss and is 1 meter in length. | PC | 1 | 10 | 1 | 1 | 50.36
07498373941 | F92ELLNSNSNM002 | OS2 2f 1.6mm PC LSZH LC Dup/SC Dup Std P | OS1/OS2 2-fiber 1.6mm jacket, patchcord, Low Smoke Zero Halogen (LSZH) rated, LC duplex to SC duplex, Std. IL. | PC | 1 | 10 | 1 | 1 | 51.12
07498373957 | F92ELLNSNSNM003 | OS2 2f 1.6mm PC LSZH LC Dup/SC Dup Std P | The duplex fiber patch cord is OS1/OS2 with a 1.6mm cable jacket. It is Low Smoke Zero Halogen (LSZH), features LC Duplex to SC Duplex connectors, has standard insertion loss and is 3 meters in length. | PC | 1 | 10 | 1 | 1 | 51.88
07498373958 | F92ELLNSNSNM004 | OS2 2f 1.6mm PC LSZH LC Dup/SC Dup Std P | OS1/OS2 2-fiber 1.6mm jacket, patchcord, Low Smoke Zero Halogen (LSZH) rated, LC duplex to SC duplex, Std. IL. | PC | 1 | 10 | 1 | 1 | 52.64
07498373969 | F92ELLNSNSNM005 | OS2 2f 1.6mm PC LSZH LC Dup/SC Dup Std P | OS1/OS2 2-fiber 1.6mm jacket, patchcord, Low Smoke Zero Halogen (LSZH) rated, LC duplex to SC duplex, Std. IL. | PC | 1 | 10 | 1 | 1 | 53.4
07498374011 | F92ELLNSNSNM006 | OS2 2f 1.6mm PC LSZH LC Dup/SC Dup Std P | OS1/OS2 2-fiber 1.6mm jacket, patchcord, Low Smoke Zero Halogen (LSZH) rated, LC duplex to SC duplex, Std. IL. | PC | 1 | 10 | 1 | 1 | 54.16
07498374012 | F92ELLNSNSNM007 | OS2 2f 1.6mm PC LSZH LC Dup/SC Dup Std P | OS1/OS2 2-fiber 1.6mm jacket, patchcord, Low Smoke Zero Halogen (LSZH) rated, LC duplex to SC duplex, Std. IL. | PC | 1 | 10 | 1 | 1 | 54.92
07498374013 | F92ELLNSNSNM008 | OS2 2f 1.6mm PC LSZH LC Dup/SC Dup Std P | OS1/OS2 2-fiber 1.6mm jacket, patchcord, Low Smoke Zero Halogen (LSZH) rated, LC duplex to SC duplex, Std. IL. | PC | 1 | 10 | 1 | 1 | 55.68
07498374017 | F92ELLNSNSNM009 | OS2 2f 1.6mm PC LSZH LC Dup/SC Dup Std P | OS1/OS2 2-fiber 1.6mm jacket, patchcord, Low Smoke Zero Halogen (LSZH) rated, LC duplex to SC duplex, Std. IL. | PC | 1 | 10 | 1 | 1 | 56.44
07498374018 | F92ELLNSNSNM010 | OS2 2f 1.6mm PC LSZH LC Dup/SC Dup Std P | OS1/OS2 2-fiber 1.6mm jacket, patchcord, Low Smoke Zero Halogen (LSZH) rated, LC duplex to SC duplex, Std. IL. | PC | 1 | 10 | 1 | 1 | 57.2
07498374036 | F92ELLNSNSNM011 | OS2 2f 1.6mm PC LSZH LC Dup/SC Dup Std P | OS1/OS2 2-fiber 1.6mm jacket, patchcord, Low Smoke Zero Halogen (LSZH) rated, LC duplex to SC duplex, Std. IL. | PC | 1 | 1 | 1 | 1 | 57.96
07498374037 | F92ELLNSNSNM012 | OS2 2f 1.6mm PC LSZH LC Dup/SC Dup Std P | OS1/OS2 2-fiber 1.6mm jacket, patchcord, Low Smoke Zero Halogen (LSZH) rated, LC duplex to SC duplex, Std. IL. | PC | 1 | 10 | 1 | 1 | 58.72
07498374038 | F92ELLNSNSNM013 | OS2 2f 1.6mm PC LSZH LC Dup/SC Dup Std P | OS1/OS2 2-fiber 1.6mm jacket, patchcord, Low Smoke Zero Halogen (LSZH) rated, LC duplex to SC duplex, Std. IL. | PC | 1 | 1 | 1 | 1 | 59.48
07498374039 | F92ELLNSNSNM014 | OS2 2f 1.6mm PC LSZH LC Dup/SC Dup Std P | OS1/OS2 2-fiber 1.6mm jacket, patchcord, Low Smoke Zero Halogen (LSZH) rated, LC duplex to SC duplex, Std. IL. | PC | 1 | 1 | 1 | 1 | 60.24
07498374040 | F92ELLNSNSNM015 | OS2 2f 1.6mm PC LSZH LC Dup/SC Dup Std P | OS1/OS2 2-fiber 1.6mm jacket, patchcord, Low Smoke Zero Halogen (LSZH) rated, LC duplex to SC duplex, Std. IL. | PC | 1 | 1 | 1 | 1 | 61
07498374042 | F92ELLNSNSNM016 | OS2 2f 1.6mm PC LSZH LC Dup/SC Dup Std P | OS1/OS2 2-fiber 1.6mm jacket, patchcord, Low Smoke Zero Halogen (LSZH) rated, LC duplex to SC duplex, Std. IL. | PC | 1 | 10 | 1 | 1 | 61.76
07498374043 | F92ELLNSNSNM017 | OS2 2f 1.6mm PC LSZH LC Dup/SC Dup Std P | OS1/OS2 2-fiber 1.6mm jacket, patchcord, Low Smoke Zero Halogen (LSZH) rated, LC duplex to SC duplex, Std. IL. | PC | 1 | 1 | 1 | 1 | 62.52
07498374044 | F92ELLNSNSNM018 | OS2 2f 1.6mm PC LSZH LC Dup/SC Dup Std P | OS1/OS2 2-fiber 1.6mm jacket, patchcord, Low Smoke Zero Halogen (LSZH) rated, LC duplex to SC duplex, Std. IL. | PC | 1 | 1 | 1 | 1 | 63.28
07498374045 | F92ELLNSNSNM019 | OS2 2f 1.6mm PC LSZH LC Dup/SC Dup Std P | OS1/OS2 2-fiber 1.6mm jacket, patchcord, Low Smoke Zero Halogen (LSZH) rated, LC duplex to SC duplex, Std. IL. | PC | 1 | 1 | 1 | 1 | 64.04
07498374046 | F92ELLNSNSNM020 | OS2 2f 1.6mm PC LSZH LC Dup/SC Dup Std P | OS1/OS2 2-fiber 1.6mm jacket, patchcord, Low Smoke Zero Halogen (LSZH) rated, LC duplex to SC duplex, Std. IL. | PC | 1 | 1 | 1 | 1 | 64.8
07498374047 | F92ELLNSNSNM021 | OS2 2f 1.6mm PC LSZH LC Dup/SC Dup Std P | OS1/OS2 2-fiber 1.6mm jacket, patchcord, Low Smoke Zero Halogen (LSZH) rated, LC duplex to SC duplex, Std. IL. | PC | 1 | 1 | 1 | 1 | 65.56
07498374048 | F92ELLNSNSNM022 | OS2 2f 1.6mm PC LSZH LC Dup/SC Dup Std P | OS1/OS2 2-fiber 1.6mm jacket, patchcord, Low Smoke Zero Halogen (LSZH) rated, LC duplex to SC duplex, Std. IL. | PC | 1 | 1 | 1 | 1 | 66.32
07498374049 | F92ELLNSNSNM023 | OS2 2f 1.6mm PC LSZH LC Dup/SC Dup Std P | OS1/OS2 2-fiber 1.6mm jacket, patchcord, Low Smoke Zero Halogen (LSZH) rated, LC duplex to SC duplex, Std. IL. | PC | 1 | 1 | 1 | 1 | 67.08
07498374050 | F92ELLNSNSNM024 | OS2 2f 1.6mm PC LSZH LC Dup/SC Dup Std P | OS1/OS2 2-fiber 1.6mm jacket, patchcord, Low Smoke Zero Halogen (LSZH) rated, LC duplex to SC duplex, Std. IL. | PC | 1 | 1 | 1 | 1 | 67.84
07498374051 | F92ELLNSNSNM025 | OS2 2f 1.6mm PC LSZH LC Dup/SC Dup Std P | OS1/OS2 2-fiber 1.6mm jacket, patchcord, Low Smoke Zero Halogen (LSZH) rated, LC duplex to SC duplex, Std. IL. | PC | 1 | 1 | 1 | 1 | 68.6
07498374056 | F92ELLNSNSNM026 | OS2 2f 1.6mm PC LSZH LC Dup/SC Dup Std P | OS1/OS2 2-fiber 1.6mm jacket, patchcord, Low Smoke Zero Halogen (LSZH) rated, LC duplex to SC duplex, Std. IL. | PC | 1 | 1 | 1 | 1 | 69.36
07498374057 | F92ELLNSNSNM027 | OS2 2f 1.6mm PC LSZH LC Dup/SC Dup Std P | OS1/OS2 2-fiber 1.6mm jacket, patchcord, Low Smoke Zero Halogen (LSZH) rated, LC duplex to SC duplex, Std. IL. | PC | 1 | 1 | 1 | 1 | 70.12
07498374059 | F92ELLNSNSNM028 | OS2 2f 1.6mm PC LSZH LC Dup/SC Dup Std P | OS1/OS2 2-fiber 1.6mm jacket, patchcord, Low Smoke Zero Halogen (LSZH) rated, LC duplex to SC duplex, Std. IL. | PC | 1 | 1 | 1 | 1 | 70.88
07498374060 | F92ELLNSNSNM029 | OS2 2f 1.6mm PC LSZH LC Dup/SC Dup Std P | OS1/OS2 2-fiber 1.6mm jacket, patchcord, Low Smoke Zero Halogen (LSZH) rated, LC duplex to SC duplex, Std. IL. | PC | 1 | 1 | 1 | 1 | 71.64
07498374061 | F92ELLNSNSNM030 | OS2 2f 1.6mm PC LSZH LC Dup/SC Dup Std P | OS1/OS2 2-fiber 1.6mm jacket, patchcord, Low Smoke Zero Halogen (LSZH) rated, LC duplex to SC duplex, Std. IL. | PC | 1 | 1 | 1 | 1 | 72.4
07498374062 | F92ELLNSNSNM031 | OS2 2f 1.6mm PC LSZH LC Dup/SC Dup Std P | OS1/OS2 2-fiber 1.6mm jacket, patchcord, Low Smoke Zero Halogen (LSZH) rated, LC duplex to SC duplex, Std. IL. | PC | 1 | 1 | 1 | 1 | 73.16
07498374063 | F92ELLNSNSNM032 | OS2 2f 1.6mm PC LSZH LC Dup/SC Dup Std P | OS1/OS2 2-fiber 1.6mm jacket, patchcord, Low Smoke Zero Halogen (LSZH) rated, LC duplex to SC duplex, Std. IL. | PC | 1 | 1 | 1 | 1 | 73.92
07498374064 | F92ELLNSNSNM033 | OS2 2f 1.6mm PC LSZH LC Dup/SC Dup Std P | OS1/OS2 2-fiber 1.6mm jacket, patchcord, Low Smoke Zero Halogen (LSZH) rated, LC duplex to SC duplex, Std. IL. | PC | 1 | 10 | 1 | 1 | 74.68
07498374065 | F92ELLNSNSNM034 | OS2 2f 1.6mm PC LSZH LC Dup/SC Dup Std P | OS1/OS2 2-fiber 1.6mm jacket, patchcord, Low Smoke Zero Halogen (LSZH) rated, LC duplex to SC duplex, Std. IL. | PC | 1 | 1 | 1 | 1 | 75.44
07498374066 | F92ELLNSNSNM035 | OS2 2f 1.6mm PC LSZH LC Dup/SC Dup Std P | OS1/OS2 2-fiber 1.6mm jacket, patchcord, Low Smoke Zero Halogen (LSZH) rated, LC duplex to SC duplex, Std. IL. | PC | 1 | 10 | 1 | 1 | 76.2
07498374067 | F92ELLNSNSNM036 | OS2 2f 1.6mm PC LSZH LC Dup/SC Dup Std P | OS1/OS2 2-fiber 1.6mm jacket, patchcord, Low Smoke Zero Halogen (LSZH) rated, LC duplex to SC duplex, Std. IL. | PC | 1 | 1 | 1 | 1 | 76.96
07498374068 | F92ELLNSNSNM037 | OS2 2f 1.6mm PC LSZH LC Dup/SC Dup Std P | OS1/OS2 2-fiber 1.6mm jacket, patchcord, Low Smoke Zero Halogen (LSZH) rated, LC duplex to SC duplex, Std. IL. | PC | 1 | 1 | 1 | 1 | 77.72
07498374069 | F92ELLNSNSNM038 | OS2 2f 1.6mm PC LSZH LC Dup/SC Dup Std P | OS1/OS2 2-fiber 1.6mm jacket, patchcord, Low Smoke Zero Halogen (LSZH) rated, LC duplex to SC duplex, Std. IL. | PC | 1 | 1 | 1 | 1 | 78.48
07498374070 | F92ELLNSNSNM039 | OS2 2f 1.6mm PC LSZH LC Dup/SC Dup Std P | OS1/OS2 2-fiber 1.6mm jacket, patchcord, Low Smoke Zero Halogen (LSZH) rated, LC duplex to SC duplex, Std. IL. | PC | 1 | 1 | 1 | 1 | 79.24
07498374071 | F92ELLNSNSNM040 | OS2 2f 1.6mm PC LSZH LC Dup/SC Dup Std P | OS1/OS2 2-fiber 1.6mm jacket, patchcord, Low Smoke Zero Halogen (LSZH) rated, LC duplex to SC duplex, Std. IL. | PC | 1 | 1 | 1 | 1 | 80
07498374072 | F92ELLNSNSNM041 | OS2 2f 1.6mm PC LSZH LC Dup/SC Dup Std P | OS1/OS2 2-fiber 1.6mm jacket, patchcord, Low Smoke Zero Halogen (LSZH) rated, LC duplex to SC duplex, Std. IL. | PC | 1 | 1 | 1 | 1 | 80.76
07498374073 | F92ELLNSNSNM042 | OS2 2f 1.6mm PC LSZH LC Dup/SC Dup Std P | OS1/OS2 2-fiber 1.6mm jacket, patchcord, Low Smoke Zero Halogen (LSZH) rated, LC duplex to SC duplex, Std. IL. | PC | 1 | 1 | 1 | 1 | 81.52
07498374074 | F92ELLNSNSNM043 | OS2 2f 1.6mm PC LSZH LC Dup/SC Dup Std P | OS1/OS2 2-fiber 1.6mm jacket, patchcord, Low Smoke Zero Halogen (LSZH) rated, LC duplex to SC duplex, Std. IL. | PC | 1 | 1 | 1 | 1 | 82.28
07498374075 | F92ELLNSNSNM044 | OS2 2f 1.6mm PC LSZH LC Dup/SC Dup Std P | OS1/OS2 2-fiber 1.6mm jacket, patchcord, Low Smoke Zero Halogen (LSZH) rated, LC duplex to SC duplex, Std. IL. | PC | 1 | 1 | 1 | 1 | 83.04
07498374076 | F92ELLNSNSNM045 | OS2 2f 1.6mm PC LSZH LC Dup/SC Dup Std P | OS1/OS2 2-fiber 1.6mm jacket, patchcord, Low Smoke Zero Halogen (LSZH) rated, LC duplex to SC duplex, Std. IL. | PC | 1 | 1 | 1 | 1 | 83.8
07498374077 | F92ELLNSNSNM046 | OS2 2f 1.6mm PC LSZH LC Dup/SC Dup Std P | OS1/OS2 2-fiber 1.6mm jacket, patchcord, Low Smoke Zero Halogen (LSZH) rated, LC duplex to SC duplex, Std. IL. | PC | 1 | 1 | 1 | 1 | 84.56
07498374078 | F92ELLNSNSNM047 | OS2 2f 1.6mm PC LSZH LC Dup/SC Dup Std P | OS1/OS2 2-fiber 1.6mm jacket, patchcord, Low Smoke Zero Halogen (LSZH) rated, LC duplex to SC duplex, Std. IL. | PC | 1 | 1 | 1 | 1 | 85.32
07498374079 | F92ELLNSNSNM048 | OS2 2f 1.6mm PC LSZH LC Dup/SC Dup Std P | OS1/OS2 2-fiber 1.6mm jacket, patchcord, Low Smoke Zero Halogen (LSZH) rated, LC duplex to SC duplex, Std. IL. | PC | 1 | 1 | 1 | 1 | 86.08
07498374080 | F92ELLNSNSNM049 | OS2 2f 1.6mm PC LSZH LC Dup/SC Dup Std P | OS1/OS2 2-fiber 1.6mm jacket, patchcord, Low Smoke Zero Halogen (LSZH) rated, LC duplex to SC duplex, Std. IL. | PC | 1 | 1 | 1 | 1 | 86.84
07498374081 | F92ELLNSNSNM050 | OS2 2f 1.6mm PC LSZH LC Dup/SC Dup Std P | OS1/OS2 2-fiber 1.6mm jacket, patchcord, Low Smoke Zero Halogen (LSZH) rated, LC duplex to SC duplex, Std. IL. | PC | 1 | 1 | 1 | 1 | 87.6
61305643840 | F92ELLNSNSNM4.5 | OS2 2f 1.6mm PC LSZH LC Dup/SC Dup Std P |  | PC | 1 | 10 | 1 | 1 | 53.02
61305643842 | F92ELLNSNSNM5.5 | OS2 2f 1.6mm PC LSZH LC Dup/SC Dup Std P |  | PC | 1 | 10 | 1 | 1 | 53.78
61305643841 | F92ELLNSNSNM6.5 | OS2 2f 1.6mm PC LSZH LC Dup/SC Dup Std P |  | PC | 1 | 10 | 1 | 1 | 54.54
61305643843 | F92ELLNSNSNM7.5 | OS2 2f 1.6mm PC LSZH LC Dup/SC Dup Std P |  | PC | 1 | 10 | 1 | 1 | 55.3
61305643844 | F92ELLNSNSNM8.5 | OS2 2f 1.6mm PC LSZH LC Dup/SC Dup Std P |  | PC | 1 | 10 | 1 | 1 | 56.06
61305643845 | F92ELLNSNSNM9.5 | OS2 2f 1.6mm PC LSZH LC Dup/SC Dup Std P |  | PC | 1 | 10 | 1 | 1 | 56.82
07498303191 | F92ELQ1Q1SNM001 | OS2,2-Fiber,PC,LC P/P,LC P/P,LSZH,1M | The duplex fiber patch cord is OS2 with a 1.6mm cable jacket. It is Low Smoke Zero Halogen (LSZH), features LC push pull connectors, has standard insertion loss and is 1 meter in length. | PC | 1 | 10 | 1 | 1 | 52.26
07498306987 | F92ELQ1Q1SNM002 | OS2,2-Fiber,PC,LC P/P,LC P/P,LSZH,2M | The duplex fiber patch cord is OS2 with a 1.6mm cable jacket. It is Low Smoke Zero Halogen (LSZH), features LC push pull connectors, has standard insertion loss and is 2 meters in length. | PC | 1 | 10 | 1 | 1 | 53.02
07498306993 | F92ELQ1Q1SNM003 | OS2,2-Fiber,PC,LC P/P,LC P/P,LSZH,3M | The duplex fiber patch cord is OS2 with a 1.6mm cable jacket. It is Low Smoke Zero Halogen (LSZH), features LC push pull connectors, has standard insertion loss and is 3 meters in length. | PC | 1 | 10 | 1 | 1 | 53.78
07498306995 | F92ELQ1Q1SNM004 | OS2,2-Fiber,PC,LC P/P,LC P/P,LSZH,4M | 2 fiber OS2 patch cord, LC push pull to LC push pull, low smoke zero halogen (LSZH) rated, 16mm jacket, Standard IL 4 meters | PC | 1 | 10 | 1 | 1 | 54.54
07498307001 | F92ELQ1Q1SNM005 | OS2,2-Fiber,PC,LC P/P,LC P/P,LSZH,5M | The duplex fiber patch cord is OS2 with a 1.6mm cable jacket. It is Low Smoke Zero Halogen (LSZH), features LC push pull connectors, has standard insertion loss and is 5 meters in length. | PC | 1 | 10 | 1 | 1 | 55.3
07498307070 | F92ELQ1Q1SNM006 | OS2,2-Fiber,PC,LC P/P,LC P/P,LSZH,6M | 2 fiber OS2 patch cord, LC push pull to LC push pull, low smoke zero halogen (LSZH) rated, 16mm jacket, Standard IL 6 meters | PC | 1 | 10 | 1 | 1 | 56.06
07498307080 | F92ELQ1Q1SNM008 | OS2,2-Fiber,PC,LC P/P,LC P/P,LSZH,8M | 2 fiber OS2 patch cord, LC push pull to LC push pull, low smoke zero halogen (LSZH) rated, 16mm jacket, Standard IL 8 meters | PC | 1 | 10 | 1 | 1 | 57.58
07498307086 | F92ELQ1Q1SNM009 | OS2,2-Fiber,PC,LC P/P,LC P/P,LSZH,9M | 2 fiber OS2 patch cord, LC push pull to LC push pull, low smoke zero halogen (LSZH) rated, 16mm jacket, Standard IL 9 meters | PC | 1 | 10 | 1 | 1 | 58.34
07498307099 | F92ELQ1Q1SNM010 | OS2,2-Fiber,PC,LC P/P,LC P/P,LSZH,10M | 2 fiber OS2 patch cord, LC push pull to LC push pull, low smoke zero halogen (LSZH) rated, 16mm jacket, Standard IL 10 meters | PC | 1 | 10 | 1 | 1 | 59.1
07498307168 | F92ELQ1Q1SNM011 | OS2,2-Fiber,PC,LC P/P,LC P/P,LSZH,11M | 2 fiber OS2 patch cord, LC push pull to LC push pull, low smoke zero halogen (LSZH) rated, 16mm jacket, Standard IL 11 meters | PC | 1 | 1 | 1 | 1 | 59.86
07498307170 | F92ELQ1Q1SNM012 | OS2,2-Fiber,PC,LC P/P,LC P/P,LSZH,12M | 2 fiber OS2 patch cord, LC push pull to LC push pull, low smoke zero halogen (LSZH) rated, 16mm jacket, Standard IL 12 meters | PC | 1 | 1 | 1 | 1 | 60.62
07498303214 | F92ELQ1Q1SNM013 | OS2,2-Fiber,PC,LC P/P,LC P/P,LSZH,13M | 2 fiber OS2 patch cord, LC push pull to LC push pull, low smoke zero halogen (LSZH) rated, 16mm jacket, Standard IL 13 meters | PC | 1 | 1 | 1 | 1 | 61.38
07498307174 | F92ELQ1Q1SNM014 | OS2,2-Fiber,PC,LC P/P,LC P/P,LSZH,14M | 2 fiber OS2 patch cord, LC push pull to LC push pull, low smoke zero halogen (LSZH) rated, 16mm jacket, Standard IL 14 meters | PC | 1 | 1 | 1 | 1 | 62.14
07498307176 | F92ELQ1Q1SNM015 | OS2,2-Fiber,PC,LC P/P,LC P/P,LSZH,15M | 2 fiber OS2 patch cord, LC push pull to LC push pull, low smoke zero halogen (LSZH) rated, 16mm jacket, Standard IL 15 meters. | PC | 1 | 1 | 1 | 1 | 62.9
07498307180 | F92ELQ1Q1SNM016 | OS2,2-Fiber,PC,LC P/P,LC P/P,LSZH,16M | 2 fiber OS2 patch cord, LC push pull to LC push pull, low smoke zero halogen (LSZH) rated, 16mm jacket, Standard IL 16 meters | PC | 1 | 1 | 1 | 1 | 63.66
07498307186 | F92ELQ1Q1SNM017 | OS2,2-Fiber,PC,LC P/P,LC P/P,LSZH,17M | 2 fiber OS2 patch cord, LC push pull to LC push pull, low smoke zero halogen (LSZH) rated, 16mm jacket, Standard IL 17 meters | PC | 1 | 1 | 1 | 1 | 64.42
07498307188 | F92ELQ1Q1SNM018 | OS2,2-Fiber,PC,LC P/P,LC P/P,LSZH,18M | 2 fiber OS2 patch cord, LC push pull to LC push pull, low smoke zero halogen (LSZH) rated, 16mm jacket, Standard IL 18 meters | PC | 1 | 1 | 1 | 1 | 65.18
07498307192 | F92ELQ1Q1SNM019 | OS2,2-Fiber,PC,LC P/P,LC P/P,LSZH,19M | 2 fiber OS2 patch cord, LC push pull to LC push pull, low smoke zero halogen (LSZH) rated, 16mm jacket, Standard IL 19 meters | PC | 1 | 1 | 1 | 1 | 65.94
07498307194 | F92ELQ1Q1SNM020 | OS2,2-Fiber,PC,LC P/P,LC P/P,LSZH,20M | 2 fiber OS2 patch cord, LC push pull to LC push pull, low smoke zero halogen (LSZH) rated, 16mm jacket, Standard IL 20 meters | PC | 1 | 1 | 1 | 1 | 66.7
07498303215 | F92ELQ1Q1SNM021 | OS2,2-Fiber,PC,LC P/P,LC P/P,LSZH,21M | 2 fiber OS2 patch cord, LC push pull to LC push pull, low smoke zero halogen (LSZH) rated, 16mm jacket, Standard IL 21 meters | PC | 1 | 1 | 1 | 1 | 67.46
07498307262 | F92ELQ1Q1SNM022 | OS2,2-Fiber,PC,LC P/P,LC P/P,LSZH,22M | 2 fiber OS2 patch cord, LC push pull to LC push pull, low smoke zero halogen (LSZH) rated, 16mm jacket, Standard IL 22 meters | PC | 1 | 1 | 1 | 1 | 68.22
07498307265 | F92ELQ1Q1SNM023 | OS2,2-Fiber,PC,LC P/P,LC P/P,LSZH,23M | 2 fiber OS2 patch cord, LC push pull to LC push pull, low smoke zero halogen (LSZH) rated, 16mm jacket, Standard IL 23 meters | PC | 1 | 1 | 1 | 1 | 68.98
07498307267 | F92ELQ1Q1SNM024 | OS2,2-Fiber,PC,LC P/P,LC P/P,LSZH,24M | 2 fiber OS2 patch cord, LC push pull to LC push pull, low smoke zero halogen (LSZH) rated, 16mm jacket, Standard IL 24 meters | PC | 1 | 1 | 1 | 1 | 69.74
07498307270 | F92ELQ1Q1SNM025 | OS2,2-Fiber,PC,LC P/P,LC P/P,LSZH,25M | 2 fiber OS2 patch cord, LC push pull to LC push pull, low smoke zero halogen (LSZH) rated, 16mm jacket, Standard IL 25 meters. | PC | 1 | 1 | 1 | 1 | 70.5
07498307272 | F92ELQ1Q1SNM026 | OS2,2-Fiber,PC,LC P/P,LC P/P,LSZH,26M | 2 fiber OS2 patch cord, LC push pull to LC push pull, low smoke zero halogen (LSZH) rated, 16mm jacket, Standard IL 26 meters | PC | 1 | 1 | 1 | 1 | 71.26
07498307275 | F92ELQ1Q1SNM027 | OS2,2-Fiber,PC,LC P/P,LC P/P,LSZH,27M | 2 fiber OS2 patch cord, LC push pull to LC push pull, low smoke zero halogen (LSZH) rated, 16mm jacket, Standard IL 27 meters | PC | 1 | 1 | 1 | 1 | 72.02
07498307277 | F92ELQ1Q1SNM028 | OS2,2-Fiber,PC,LC P/P,LC P/P,LSZH,28M | 2 fiber OS2 patch cord, LC push pull to LC push pull, low smoke zero halogen (LSZH) rated, 16mm jacket, Standard IL 28 meters | PC | 1 | 1 | 1 | 1 | 72.78
07498307280 | F92ELQ1Q1SNM029 | OS2,2-Fiber,PC,LC P/P,LC P/P,LSZH,29M | 2 fiber OS2 patch cord, LC push pull to LC push pull, low smoke zero halogen (LSZH) rated, 16mm jacket, Standard IL 29 meters | PC | 1 | 1 | 1 | 1 | 73.54
07498307282 | F92ELQ1Q1SNM030 | OS2,2-Fiber,PC,LC P/P,LC P/P,LSZH,30M | 2 fiber OS2 patch cord, LC push pull to LC push pull, low smoke zero halogen (LSZH) rated, 16mm jacket, Standard IL 30 meters | PC | 1 | 1 | 1 | 1 | 74.3
07498307285 | F92ELQ1Q1SNM031 | OS2,2-Fiber,PC,LC P/P,LC P/P,LSZH,31M | 2 fiber OS2 patch cord, LC push pull to LC push pull, low smoke zero halogen (LSZH) rated, 16mm jacket, Standard IL 31 meters | PC | 1 | 1 | 1 | 1 | 75.06
07498307287 | F92ELQ1Q1SNM032 | OS2,2-Fiber,PC,LC P/P,LC P/P,LSZH,32M | 2 fiber OS2 patch cord, LC push pull to LC push pull, low smoke zero halogen (LSZH) rated, 16mm jacket, Standard IL 32 meters | PC | 1 | 1 | 1 | 1 | 75.82
07498307326 | F92ELQ1Q1SNM033 | OS2,2-Fiber,PC,LC P/P,LC P/P,LSZH,33M | 2 fiber OS2 patch cord, LC push pull to LC push pull, low smoke zero halogen (LSZH) rated, 16mm jacket, Standard IL 33 meters | PC | 1 | 1 | 1 | 1 | 76.58
07498307328 | F92ELQ1Q1SNM034 | OS2,2-Fiber,PC,LC P/P,LC P/P,LSZH,34M | 2 fiber OS2 patch cord, LC push pull to LC push pull, low smoke zero halogen (LSZH) rated, 16mm jacket, Standard IL 34 meters | PC | 1 | 1 | 1 | 1 | 77.34
07498307332 | F92ELQ1Q1SNM035 | OS2,2-Fiber,PC,LC P/P,LC P/P,LSZH,35M | 2 fiber OS2 patch cord, LC push pull to LC push pull, low smoke zero halogen (LSZH) rated, 16mm jacket, Standard IL 35 meters. | PC | 1 | 1 | 1 | 1 | 78.1
07498307334 | F92ELQ1Q1SNM036 | OS2,2-Fiber,PC,LC P/P,LC P/P,LSZH,36M | 2 fiber OS2 patch cord, LC push pull to LC push pull, low smoke zero halogen (LSZH) rated, 16mm jacket, Standard IL 36 meters | PC | 1 | 1 | 1 | 1 | 78.86
07498307338 | F92ELQ1Q1SNM037 | OS2,2-Fiber,PC,LC P/P,LC P/P,LSZH,37M | 2 fiber OS2 patch cord, LC push pull to LC push pull, low smoke zero halogen (LSZH) rated, 16mm jacket, Standard IL 37 meters | PC | 1 | 1 | 1 | 1 | 79.62
07498307340 | F92ELQ1Q1SNM038 | OS2,2-Fiber,PC,LC P/P,LC P/P,LSZH,38M | 2 fiber OS2 patch cord, LC push pull to LC push pull, low smoke zero halogen (LSZH) rated, 16mm jacket, Standard IL 38 meters | PC | 1 | 1 | 1 | 1 | 80.38
07498307344 | F92ELQ1Q1SNM039 | OS2,2-Fiber,PC,LC P/P,LC P/P,LSZH,39M | 2 fiber OS2 patch cord, LC push pull to LC push pull, low smoke zero halogen (LSZH) rated, 16mm jacket, Standard IL 39 meters | PC | 1 | 1 | 1 | 1 | 81.14
07498307346 | F92ELQ1Q1SNM040 | OS2,2-Fiber,PC,LC P/P,LC P/P,LSZH,40M | 2 fiber OS2 patch cord, LC push pull to LC push pull, low smoke zero halogen (LSZH) rated, 16mm jacket, Standard IL 40 meters | PC | 1 | 1 | 1 | 1 | 81.9
07498307350 | F92ELQ1Q1SNM041 | OS2,2-Fiber,PC,LC P/P,LC P/P,LSZH,41M | 2 fiber OS2 patch cord, LC push pull to LC push pull, low smoke zero halogen (LSZH) rated, 16mm jacket, Standard IL 41 meters | PC | 1 | 1 | 1 | 1 | 82.66
07498307352 | F92ELQ1Q1SNM042 | OS2,2-Fiber,PC,LC P/P,LC P/P,LSZH,42M | 2 fiber OS2 patch cord, LC push pull to LC push pull, low smoke zero halogen (LSZH) rated, 16mm jacket, Standard IL 42 meters | PC | 1 | 1 | 1 | 1 | 83.42
07498307356 | F92ELQ1Q1SNM043 | OS2,2-Fiber,PC,LC P/P,LC P/P,LSZH,43M | 2 fiber OS2 patch cord, LC push pull to LC push pull, low smoke zero halogen (LSZH) rated, 16mm jacket, Standard IL 43 meters | PC | 1 | 1 | 1 | 1 | 84.18
07498307358 | F92ELQ1Q1SNM044 | OS2,2-Fiber,PC,LC P/P,LC P/P,LSZH,44M | 2 fiber OS2 patch cord, LC push pull to LC push pull, low smoke zero halogen (LSZH) rated, 16mm jacket, Standard IL 44 meters | PC | 1 | 1 | 1 | 1 | 84.94
07498307425 | F92ELQ1Q1SNM045 | OS2,2-Fiber,PC,LC P/P,LC P/P,LSZH,45M | 2 fiber OS2 patch cord, LC push pull to LC push pull, low smoke zero halogen (LSZH) rated, 16mm jacket, Standard IL 45 meters. | PC | 1 | 1 | 1 | 1 | 85.7
07498307427 | F92ELQ1Q1SNM046 | OS2,2-Fiber,PC,LC P/P,LC P/P,LSZH,46M | 2 fiber OS2 patch cord, LC push pull to LC push pull, low smoke zero halogen (LSZH) rated, 16mm jacket, Standard IL 46 meters | PC | 1 | 1 | 1 | 1 | 86.46
07498307431 | F92ELQ1Q1SNM047 | OS2,2-Fiber,PC,LC P/P,LC P/P,LSZH,47M | 2 fiber OS2 patch cord, LC push pull to LC push pull, low smoke zero halogen (LSZH) rated, 16mm jacket, Standard IL 47 meters | PC | 1 | 1 | 1 | 1 | 87.22
07498307433 | F92ELQ1Q1SNM048 | OS2,2-Fiber,PC,LC P/P,LC P/P,LSZH,48M | 2 fiber OS2 patch cord, LC push pull to LC push pull, low smoke zero halogen (LSZH) rated, 16mm jacket, Standard IL 48 meters | PC | 1 | 1 | 1 | 1 | 87.98
07498307437 | F92ELQ1Q1SNM049 | OS2,2-Fiber,PC,LC P/P,LC P/P,LSZH,49M | 2 fiber OS2 patch cord, LC push pull to LC push pull, low smoke zero halogen (LSZH) rated, 16mm jacket, Standard IL 49 meters | PC | 1 | 1 | 1 | 1 | 88.74
07498307443 | F92ELQ1Q1SNM050 | OS2,2-Fiber,PC,LC P/P,LC P/P,LSZH,50M | 2 fiber OS2 patch cord, LC push pull to LC push pull, low smoke zero halogen (LSZH) rated, 16mm jacket, Standard IL 50 meters | PC | 1 | 1 | 1 | 1 | 89.5
07498306984 | F92ELQ1Q1SNM1.5 | OS2,2-Fiber,PC,LC P/P,LC P/P,LSZH,1.5M | 2 fiber OS2 patch cord, LC push pull to LC push pull, low smoke zero halogen (LSZH) rated, 16mm jacket, Standard IL 15 meters | PC | 1 | 10 | 1 | 1 | 52.64
07498306989 | F92ELQ1Q1SNM2.5 | OS2,2-Fiber,PC,LC P/P,LC P/P,LSZH,2.5M | 2 fiber OS2 patch cord, LC push pull to LC push pull, low smoke zero halogen (LSZH) rated, 16mm jacket, Standard IL 25 meters | PC | 1 | 10 | 1 | 1 | 53.4
07498303211 | F92ELQ1Q1SNM3.5 | OS2,2-Fiber,PC,LC P/P,LC P/P,LSZH,3.5M | 2 fiber OS2 patch cord, LC push pull to LC push pull, low smoke zero halogen (LSZH) rated, 16mm jacket, Standard IL 35 meters | PC | 1 | 10 | 1 | 1 | 54.16
07498306999 | F92ELQ1Q1SNM4.5 | OS2,2-Fiber,PC,LC P/P,LC P/P,LSZH,4.5M | 2 fiber OS2 patch cord, LC push pull to LC push pull, low smoke zero halogen (LSZH) rated, 16mm jacket, Standard IL 45 meters | PC | 1 | 10 | 1 | 1 | 54.92
07498307068 | F92ELQ1Q1SNM5.5 | OS2,2-Fiber,PC,LC P/P,LC P/P,LSZH,5.5M | 2 fiber OS2 patch cord, LC push pull to LC push pull, low smoke zero halogen (LSZH) rated, 16mm jacket, Standard IL 55 meters | PC | 1 | 10 | 1 | 1 | 55.68
07498303212 | F92ELQ1Q1SNM6.5 | OS2,2-Fiber,PC,LC P/P,LC P/P,LSZH,6.5M | 2 fiber OS2 patch cord, LC push pull to LC push pull, low smoke zero halogen (LSZH) rated, 16mm jacket, Standard IL 65 meters | PC | 1 | 10 | 1 | 1 | 56.44
07498307076 | F92ELQ1Q1SNM7.5 | OS2,2-Fiber,PC,LC P/P,LC P/P,LSZH,7.5M | 2 fiber OS2 patch cord, LC push pull to LC push pull, low smoke zero halogen (LSZH) rated, 16mm jacket, Standard IL 75 meters | PC | 1 | 10 | 1 | 1 | 57.2
07498303213 | F92ELQ1Q1SNM8.5 | OS2,2-Fiber,PC,LC P/P,LC P/P,LSZH,8.5M | 2 fiber OS2 patch cord, LC push pull to LC push pull, low smoke zero halogen (LSZH) rated, 16mm jacket, Standard IL 85 meters | PC | 1 | 10 | 1 | 1 | 57.96
07498307093 | F92ELQ1Q1SNM9.5 | OS2,2-Fiber,PC,LC P/P,LC P/P,LSZH,9.5M | 2 fiber OS2 patch cord, LC push pull to LC push pull, low smoke zero halogen (LSZH) rated, 16mm jacket, Standard IL 95 meters | PC | 1 | 10 | 1 | 1 | 58.72
61305647565 | F92ELQ1SNSNM0.5 | OS2 2f 1.6mm PC LSZH PushPull LC/SC Dup |  | PC | 1 | 1 | 1 | 1 | 50.18
61305647566 | F92ELQ1SNSNM001 | OS2 2f 1.6mm PC LSZH PushPull LC/SC Dup |  | PC | 1 | 10 | 1 | 1 | 50.56
61305647568 | F92ELQ1SNSNM002 | OS2 2f 1.6mm PC LSZH PushPull LC/SC Dup |  | PC | 1 | 10 | 1 | 1 | 51.32
61305647570 | F92ELQ1SNSNM003 | OS2 2f 1.6mm PC LSZH PushPull LC/SC Dup |  | PC | 1 | 10 | 1 | 1 | 52.08
61305647572 | F92ELQ1SNSNM004 | OS2 2f 1.6mm PC LSZH PushPull LC/SC Dup |  | PC | 1 | 10 | 1 | 1 | 52.84
61305647574 | F92ELQ1SNSNM005 | OS2 2f 1.6mm PC LSZH PushPull LC/SC Dup |  | PC | 1 | 10 | 1 | 1 | 53.6
61305647576 | F92ELQ1SNSNM006 | OS2 2f 1.6mm PC LSZH PushPull LC/SC Dup |  | PC | 1 | 10 | 1 | 1 | 54.36
61305647578 | F92ELQ1SNSNM007 | OS2 2f 1.6mm PC LSZH PushPull LC/SC Dup |  | PC | 1 | 10 | 1 | 1 | 55.12
61305647580 | F92ELQ1SNSNM008 | OS2 2f 1.6mm PC LSZH PushPull LC/SC Dup |  | PC | 1 | 10 | 1 | 1 | 55.88
61305647582 | F92ELQ1SNSNM009 | OS2 2f 1.6mm PC LSZH PushPull LC/SC Dup |  | PC | 1 | 10 | 1 | 1 | 56.64
61305647584 | F92ELQ1SNSNM010 | OS2 2f 1.6mm PC LSZH PushPull LC/SC Dup |  | PC | 1 | 10 | 1 | 1 | 57.4
61305647585 | F92ELQ1SNSNM011 | OS2 2f 1.6mm PC LSZH PushPull LC/SC Dup |  | PC | 1 | 1 | 1 | 1 | 58.16
61305647586 | F92ELQ1SNSNM012 | OS2 2f 1.6mm PC LSZH PushPull LC/SC Dup |  | PC | 1 | 1 | 1 | 1 | 58.92
61305647587 | F92ELQ1SNSNM013 | OS2 2f 1.6mm PC LSZH PushPull LC/SC Dup |  | PC | 1 | 1 | 1 | 1 | 59.68
61305647588 | F92ELQ1SNSNM014 | OS2 2f 1.6mm PC LSZH PushPull LC/SC Dup |  | PC | 1 | 1 | 1 | 1 | 60.44
61305647589 | F92ELQ1SNSNM015 | OS2 2f 1.6mm PC LSZH PushPull LC/SC Dup |  | PC | 1 | 1 | 1 | 1 | 61.2
61305647591 | F92ELQ1SNSNM016 | OS2 2f 1.6mm PC LSZH PushPull LC/SC Dup |  | PC | 1 | 1 | 1 | 1 | 61.96
61305647593 | F92ELQ1SNSNM017 | OS2 2f 1.6mm PC LSZH PushPull LC/SC Dup |  | PC | 1 | 1 | 1 | 1 | 62.72
61305647595 | F92ELQ1SNSNM018 | OS2 2f 1.6mm PC LSZH PushPull LC/SC Dup |  | PC | 1 | 1 | 1 | 1 | 63.48
61305647597 | F92ELQ1SNSNM019 | OS2 2f 1.6mm PC LSZH PushPull LC/SC Dup |  | PC | 1 | 1 | 1 | 1 | 64.24
61305647599 | F92ELQ1SNSNM020 | OS2 2f 1.6mm PC LSZH PushPull LC/SC Dup |  | PC | 1 | 1 | 1 | 1 | 65
61305647601 | F92ELQ1SNSNM021 | OS2 2f 1.6mm PC LSZH PushPull LC/SC Dup |  | PC | 1 | 1 | 1 | 1 | 65.76
61305647603 | F92ELQ1SNSNM022 | OS2 2f 1.6mm PC LSZH PushPull LC/SC Dup |  | PC | 1 | 1 | 1 | 1 | 66.52
61305647605 | F92ELQ1SNSNM023 | OS2 2f 1.6mm PC LSZH PushPull LC/SC Dup |  | PC | 1 | 1 | 1 | 1 | 67.28
61305647606 | F92ELQ1SNSNM024 | OS2 2f 1.6mm PC LSZH PushPull LC/SC Dup |  | PC | 1 | 1 | 1 | 1 | 68.04
61305647607 | F92ELQ1SNSNM025 | OS2 2f 1.6mm PC LSZH PushPull LC/SC Dup |  | PC | 1 | 1 | 1 | 1 | 68.8
61305647608 | F92ELQ1SNSNM026 | OS2 2f 1.6mm PC LSZH PushPull LC/SC Dup |  | PC | 1 | 1 | 1 | 1 | 69.56
61305647609 | F92ELQ1SNSNM027 | OS2 2f 1.6mm PC LSZH PushPull LC/SC Dup |  | PC | 1 | 1 | 1 | 1 | 70.32
61305647610 | F92ELQ1SNSNM028 | OS2 2f 1.6mm PC LSZH PushPull LC/SC Dup |  | PC | 1 | 1 | 1 | 1 | 71.08
61305647611 | F92ELQ1SNSNM029 | OS2 2f 1.6mm PC LSZH PushPull LC/SC Dup |  | PC | 1 | 1 | 1 | 1 | 71.84
61305647612 | F92ELQ1SNSNM030 | OS2 2f 1.6mm PC LSZH PushPull LC/SC Dup |  | PC | 1 | 1 | 1 | 1 | 72.6
61305647613 | F92ELQ1SNSNM031 | OS2 2f 1.6mm PC LSZH PushPull LC/SC Dup |  | PC | 1 | 1 | 1 | 1 | 73.36
61305647614 | F92ELQ1SNSNM032 | OS2 2f 1.6mm PC LSZH PushPull LC/SC Dup |  | PC | 1 | 1 | 1 | 1 | 74.12
61305647615 | F92ELQ1SNSNM033 | OS2 2f 1.6mm PC LSZH PushPull LC/SC Dup |  | PC | 1 | 1 | 1 | 1 | 74.88
61305647616 | F92ELQ1SNSNM034 | OS2 2f 1.6mm PC LSZH PushPull LC/SC Dup |  | PC | 1 | 1 | 1 | 1 | 75.64
61305647617 | F92ELQ1SNSNM035 | OS2 2f 1.6mm PC LSZH PushPull LC/SC Dup |  | PC | 1 | 1 | 1 | 1 | 76.4
61305647618 | F92ELQ1SNSNM036 | OS2 2f 1.6mm PC LSZH PushPull LC/SC Dup |  | PC | 1 | 1 | 1 | 1 | 77.16
61305647619 | F92ELQ1SNSNM037 | OS2 2f 1.6mm PC LSZH PushPull LC/SC Dup |  | PC | 1 | 1 | 1 | 1 | 77.92
61305647620 | F92ELQ1SNSNM038 | OS2 2f 1.6mm PC LSZH PushPull LC/SC Dup |  | PC | 1 | 1 | 1 | 1 | 78.68
61305647621 | F92ELQ1SNSNM039 | OS2 2f 1.6mm PC LSZH PushPull LC/SC Dup |  | PC | 1 | 1 | 1 | 1 | 79.44
61305647622 | F92ELQ1SNSNM040 | OS2 2f 1.6mm PC LSZH PushPull LC/SC Dup |  | PC | 1 | 1 | 1 | 1 | 80.2
61305647624 | F92ELQ1SNSNM041 | OS2 2f 1.6mm PC LSZH PushPull LC/SC Dup |  | PC | 1 | 1 | 1 | 1 | 80.96
61305647625 | F92ELQ1SNSNM042 | OS2 2f 1.6mm PC LSZH PushPull LC/SC Dup |  | PC | 1 | 1 | 1 | 1 | 81.72
61305647626 | F92ELQ1SNSNM043 | OS2 2f 1.6mm PC LSZH PushPull LC/SC Dup |  | PC | 1 | 1 | 1 | 1 | 82.48
61305647627 | F92ELQ1SNSNM044 | OS2 2f 1.6mm PC LSZH PushPull LC/SC Dup |  | PC | 1 | 1 | 1 | 1 | 83.24
61305647628 | F92ELQ1SNSNM045 | OS2 2f 1.6mm PC LSZH PushPull LC/SC Dup |  | PC | 1 | 1 | 1 | 1 | 84
61305647629 | F92ELQ1SNSNM046 | OS2 2f 1.6mm PC LSZH PushPull LC/SC Dup |  | PC | 1 | 1 | 1 | 1 | 84.76
61305647630 | F92ELQ1SNSNM047 | OS2 2f 1.6mm PC LSZH PushPull LC/SC Dup |  | PC | 1 | 1 | 1 | 1 | 85.52
61305647632 | F92ELQ1SNSNM048 | OS2 2f 1.6mm PC LSZH PushPull LC/SC Dup |  | PC | 1 | 1 | 1 | 1 | 86.28
61305647633 | F92ELQ1SNSNM049 | OS2 2f 1.6mm PC LSZH PushPull LC/SC Dup |  | PC | 1 | 1 | 1 | 1 | 87.04
61305647634 | F92ELQ1SNSNM050 | OS2 2f 1.6mm PC LSZH PushPull LC/SC Dup |  | PC | 1 | 1 | 1 | 1 | 87.8
61305647567 | F92ELQ1SNSNM1.5 | OS2 2f 1.6mm PC LSZH PushPull LC/SC Dup |  | PC | 1 | 10 | 1 | 1 | 50.94
61305647569 | F92ELQ1SNSNM2.5 | OS2 2f 1.6mm PC LSZH PushPull LC/SC Dup |  | PC | 1 | 10 | 1 | 1 | 51.7
61305647571 | F92ELQ1SNSNM3.5 | OS2 2f 1.6mm PC LSZH PushPull LC/SC Dup |  | PC | 1 | 10 | 1 | 1 | 52.46
61305647573 | F92ELQ1SNSNM4.5 | OS2 2f 1.6mm PC LSZH PushPull LC/SC Dup |  | PC | 1 | 10 | 1 | 1 | 53.22
61305647575 | F92ELQ1SNSNM5.5 | OS2 2f 1.6mm PC LSZH PushPull LC/SC Dup |  | PC | 1 | 10 | 1 | 1 | 53.98
61305647577 | F92ELQ1SNSNM6.5 | OS2 2f 1.6mm PC LSZH PushPull LC/SC Dup |  | PC | 1 | 10 | 1 | 1 | 54.74
61305647579 | F92ELQ1SNSNM7.5 | OS2 2f 1.6mm PC LSZH PushPull LC/SC Dup |  | PC | 1 | 10 | 1 | 1 | 55.5
61305647581 | F92ELQ1SNSNM8.5 | OS2 2f 1.6mm PC LSZH PushPull LC/SC Dup |  | PC | 1 | 10 | 1 | 1 | 56.26
61305647583 | F92ELQ1SNSNM9.5 | OS2 2f 1.6mm PC LSZH PushPull LC/SC Dup |  | PC | 1 | 10 | 1 | 1 | 57.02
07498392116 | F92ERLNLNSNM001 | 2-Fiber,OS2,LC-LC duplex,1.6mm,Riser,1M | The duplex fiber patch cord is OS1/OS2 with 1.6mm cable jacket. It is Riser (OFNR), features LC Duplex connectors, has standard insertion loss and is 1 meter in length. | PC | 1 | 10 | 1 | 1 | 51.86
07498392138 | F92ERLNLNSNM002 | 2-Fiber,OS2,LC-LC duplex,1.6mm,Riser,2M | The duplex fiber patch cord is OS1/OS2 with 1.6mm cable jacket. It is Riser (OFNR), features LC Duplex connectors, has standard insertion loss and is 2 meters in length. | PC | 1 | 10 | 1 | 1 | 52.62
07498392141 | F92ERLNLNSNM003 | 2-Fiber,OS2,LC-LC duplex,1.6mm,Riser,3M | The duplex fiber patch cord is OS1/OS2 with 1.6mm cable jacket. It is Riser (OFNR), features LC Duplex connectors, has standard insertion loss and is 3 meters in length. | PC | 1 | 10 | 1 | 1 | 53.38
07498392145 | F92ERLNLNSNM004 | 2-Fiber,OS2,LC-LC duplex,1.6mm,Riser,4M | The duplex fiber patch cord is OS1/OS2 with 1.6mm cable jacket. It is Riser (OFNR), features LC Duplex connectors, has standard insertion loss and is 4 meters in length. | PC | 1 | 10 | 1 | 1 | 54.14
07498392146 | F92ERLNLNSNM005 | 2-Fiber,OS2,LC-LC duplex,1.6mm,Riser,5M | The duplex fiber patch cord is OS1/OS2 with 1.6mm cable jacket. It is Riser (OFNR), features LC Duplex connectors, has standard insertion loss and is 5 meters in length. | PC | 1 | 10 | 1 | 1 | 54.9
07498392147 | F92ERLNLNSNM006 | 2-Fiber,OS2,LC-LC duplex,1.6mm,Riser,6M | The duplex fiber patch cord is OS1/OS2 with 1.6mm cable jacket. It is Riser (OFNR), features LC Duplex connectors, has standard insertion loss and is 6 meters in length. | PC | 1 | 10 | 1 | 1 | 55.66
07498392148 | F92ERLNLNSNM007 | 2-Fiber,OS2,LC-LC duplex,1.6mm,Riser,7M | The duplex fiber patch cord is OS1/OS2 with 1.6mm cable jacket. It is Riser (OFNR), features LC Duplex connectors, has standard insertion loss and is 7 meters in length. | PC | 1 | 10 | 1 | 1 | 56.42
07498392149 | F92ERLNLNSNM008 | 2-Fiber,OS2,LC-LC duplex,1.6mm,Riser,8M | The duplex fiber patch cord is OS1/OS2 with 1.6mm cable jacket. It is Riser (OFNR), features LC Duplex connectors, has standard insertion loss and is 8 meters in length. | PC | 1 | 10 | 1 | 1 | 57.18
07498392150 | F92ERLNLNSNM009 | 2-Fiber,OS2,LC-LC duplex,1.6mm,Riser,9M | The duplex fiber patch cord is OS1/OS2 with 1.6mm cable jacket. It is Riser (OFNR), features LC Duplex connectors, has standard insertion loss and is 9 meters in length. | PC | 1 | 10 | 1 | 1 | 57.94
07498392151 | F92ERLNLNSNM010 | 2-Fiber,OS2,LC-LC duplex,1.6mm,Riser,10M | The duplex fiber patch cord is OS1/OS2 with 1.6mm cable jacket. It is Riser (OFNR), features LC Duplex connectors, has standard insertion loss and is 10 meters in length. | PC | 1 | 10 | 1 | 1 | 58.7
07498392152 | F92ERLNLNSNM011 | 2-Fiber,OS2,LC-LC duplex,1.6mm,Riser,11M | 2 fiber OS2, LC duplex to LC duplex patch cord, riser (OFNR) rated, 16mm jacketed cable, Std IL 11 meters | PC | 1 | 1 | 1 | 1 | 59.46
07498392153 | F92ERLNLNSNM012 | 2-Fiber,OS2,LC-LC duplex,1.6mm,Riser,12M | 2 fiber OS2, LC duplex to LC duplex patch cord, riser (OFNR) rated, 16mm jacketed cable, Std IL 12 meters | PC | 1 | 1 | 1 | 1 | 60.22
07498392154 | F92ERLNLNSNM013 | 2-Fiber,OS2,LC-LC duplex,1.6mm,Riser,13M | 2 fiber OS2, LC duplex to LC duplex patch cord, riser (OFNR) rated, 16mm jacketed cable, Std IL 13 meters | PC | 1 | 1 | 1 | 1 | 60.98
07498392155 | F92ERLNLNSNM014 | 2-Fiber,OS2,LC-LC duplex,1.6mm,Riser,14M | 2 fiber OS2, LC duplex to LC duplex patch cord, riser (OFNR) rated, 16mm jacketed cable, Std IL 14 meters | PC | 1 | 1 | 1 | 1 | 61.74
07498392156 | F92ERLNLNSNM015 | 2-Fiber,OS2,LC-LC duplex,1.6mm,Riser,15M | 2 fiber OS2, LC duplex to LC duplex patch cord, riser (OFNR) rated, 16mm jacketed cable, Std IL 15 meters | PC | 1 | 1 | 1 | 1 | 62.5
07498392157 | F92ERLNLNSNM016 | 2-Fiber,OS2,LC-LC duplex,1.6mm,Riser,16M | 2 fiber OS2, LC duplex to LC duplex patch cord, riser (OFNR) rated, 16mm jacketed cable, Std IL 16 meters | PC | 1 | 1 | 1 | 1 | 63.26
07498392158 | F92ERLNLNSNM017 | 2-Fiber,OS2,LC-LC duplex,1.6mm,Riser,17M | 2 fiber OS2, LC duplex to LC duplex patch cord, riser (OFNR) rated, 16mm jacketed cable, Std IL 17 meters | PC | 1 | 1 | 1 | 1 | 64.02
07498392159 | F92ERLNLNSNM018 | 2-Fiber,OS2,LC-LC duplex,1.6mm,Riser,18M | 2 fiber OS2, LC duplex to LC duplex patch cord, riser (OFNR) rated, 16mm jacketed cable, Std IL 18 meters | PC | 1 | 1 | 1 | 1 | 64.78
07498392160 | F92ERLNLNSNM019 | 2-Fiber,OS2,LC-LC duplex,1.6mm,Riser,19M | 2 fiber OS2, LC duplex to LC duplex patch cord, riser (OFNR) rated, 16mm jacketed cable, Std IL 19 meters | PC | 1 | 1 | 1 | 1 | 65.54
07498392161 | F92ERLNLNSNM020 | 2-Fiber,OS2,LC-LC duplex,1.6mm,Riser,20M | 2 fiber OS2, LC duplex to LC duplex patch cord, riser (OFNR) rated, 16mm jacketed cable, Std IL 20 meters | PC | 1 | 10 | 1 | 1 | 66.3
07498379010 | F92ERLNLNSNM021 | 2-Fiber,OS2,LC-LC duplex,1.6mm,Riser,21M | 2 fiber OS2, LC duplex to LC duplex patch cord, riser (OFNR) rated, 16mm jacketed cable, Std IL | PC | 1 | 1 | 1 | 1 | 67.06
07498379011 | F92ERLNLNSNM022 | 2-Fiber,OS2,LC-LC duplex,1.6mm,Riser,22M | 2 fiber OS2, LC duplex to LC duplex patch cord, riser (OFNR) rated, 16mm jacketed cable, Std IL | PC | 1 | 1 | 1 | 1 | 67.82
07498379014 | F92ERLNLNSNM023 | 2-Fiber,OS2,LC-LC duplex,1.6mm,Riser,23M | 2 fiber OS2, LC duplex to LC duplex patch cord, riser (OFNR) rated, 16mm jacketed cable, Std IL | PC | 1 | 1 | 1 | 1 | 68.58
07498379018 | F92ERLNLNSNM024 | 2-Fiber,OS2,LC-LC duplex,1.6mm,Riser,24M | 2 fiber OS2, LC duplex to LC duplex patch cord, riser (OFNR) rated, 16mm jacketed cable, Std IL | PC | 1 | 1 | 1 | 1 | 69.34
07498379019 | F92ERLNLNSNM025 | 2-Fiber,OS2,LC-LC duplex,1.6mm,Riser,25M | 2 fiber OS2, LC duplex to LC duplex patch cord, riser (OFNR) rated, 16mm jacketed cable, Std IL | PC | 1 | 10 | 1 | 1 | 70.1
07498379022 | F92ERLNLNSNM026 | 2-Fiber,OS2,LC-LC duplex,1.6mm,Riser,26M | 2 fiber OS2, LC duplex to LC duplex patch cord, riser (OFNR) rated, 16mm jacketed cable, Std IL | PC | 1 | 1 | 1 | 1 | 70.86
07498379040 | F92ERLNLNSNM027 | 2-Fiber,OS2,LC-LC duplex,1.6mm,Riser,27M | 2 fiber OS2, LC duplex to LC duplex patch cord, riser (OFNR) rated, 16mm jacketed cable, Std IL | PC | 1 | 1 | 1 | 1 | 71.62
07498379041 | F92ERLNLNSNM028 | 2-Fiber,OS2,LC-LC duplex,1.6mm,Riser,28M | 2 fiber OS2, LC duplex to LC duplex patch cord, riser (OFNR) rated, 16mm jacketed cable, Std IL | PC | 1 | 1 | 1 | 1 | 72.38
07498379042 | F92ERLNLNSNM029 | 2-Fiber,OS2,LC-LC duplex,1.6mm,Riser,29M | 2 fiber OS2, LC duplex to LC duplex patch cord, riser (OFNR) rated, 16mm jacketed cable, Std IL | PC | 1 | 1 | 1 | 1 | 73.14
07498379046 | F92ERLNLNSNM030 | 2-Fiber,OS2,LC-LC duplex,1.6mm,Riser,30M | 2 fiber OS2, LC duplex to LC duplex patch cord, riser (OFNR) rated, 16mm jacketed cable, Std IL | PC | 1 | 10 | 1 | 1 | 73.9
07498379049 | F92ERLNLNSNM031 | 2-Fiber,OS2,LC-LC duplex,1.6mm,Riser,31M | 2 fiber OS2, LC duplex to LC duplex patch cord, riser (OFNR) rated, 16mm jacketed cable, Std IL | PC | 1 | 1 | 1 | 1 | 74.66
07498379051 | F92ERLNLNSNM032 | 2-Fiber,OS2,LC-LC duplex,1.6mm,Riser,32M | 2 fiber OS2, LC duplex to LC duplex patch cord, riser (OFNR) rated, 16mm jacketed cable, Std IL | PC | 1 | 1 | 1 | 1 | 75.42
07498379061 | F92ERLNLNSNM033 | 2-Fiber,OS2,LC-LC duplex,1.6mm,Riser,33M | 2 fiber OS2, LC duplex to LC duplex patch cord, riser (OFNR) rated, 16mm jacketed cable, Std IL | PC | 1 | 1 | 1 | 1 | 76.18
07498379065 | F92ERLNLNSNM034 | 2-Fiber,OS2,LC-LC duplex,1.6mm,Riser,34M | 2 fiber OS2, LC duplex to LC duplex patch cord, riser (OFNR) rated, 16mm jacketed cable, Std IL | PC | 1 | 1 | 1 | 1 | 76.94
07498379066 | F92ERLNLNSNM035 | 2-Fiber,OS2,LC-LC duplex,1.6mm,Riser,35M | 2 fiber OS2, LC duplex to LC duplex patch cord, riser (OFNR) rated, 16mm jacketed cable, Std IL | PC | 1 | 1 | 1 | 1 | 77.7
07498379069 | F92ERLNLNSNM036 | 2-Fiber,OS2,LC-LC duplex,1.6mm,Riser,36M | 2 fiber OS2, LC duplex to LC duplex patch cord, riser (OFNR) rated, 16mm jacketed cable, Std IL | PC | 1 | 1 | 1 | 1 | 78.46
07498379074 | F92ERLNLNSNM037 | 2-Fiber,OS2,LC-LC duplex,1.6mm,Riser,37M | 2 fiber OS2, LC duplex to LC duplex patch cord, riser (OFNR) rated, 16mm jacketed cable, Std IL | PC | 1 | 1 | 1 | 1 | 79.22
07498379076 | F92ERLNLNSNM038 | 2-Fiber,OS2,LC-LC duplex,1.6mm,Riser,38M | 2 fiber OS2, LC duplex to LC duplex patch cord, riser (OFNR) rated, 16mm jacketed cable, Std IL | PC | 1 | 1 | 1 | 1 | 79.98
07498379084 | F92ERLNLNSNM039 | 2-Fiber,OS2,LC-LC duplex,1.6mm,Riser,39M | 2 fiber OS2, LC duplex to LC duplex patch cord, riser (OFNR) rated, 16mm jacketed cable, Std IL | PC | 1 | 1 | 1 | 1 | 80.74
07498379514 | F92ERLNLNSNM040 | 2-Fiber,OS2,LC-LC duplex,1.6mm,Riser,40M | 2 fiber OS2, LC duplex to LC duplex patch cord, riser (OFNR) rated, 16mm jacketed cable, Std IL | PC | 1 | 1 | 1 | 1 | 81.5
07498379085 | F92ERLNLNSNM041 | 2-Fiber,OS2,LC-LC duplex,1.6mm,Riser,41M | 2 fiber OS2, LC duplex to LC duplex patch cord, riser (OFNR) rated, 16mm jacketed cable, Std IL | PC | 1 | 1 | 1 | 1 | 82.26
07498379086 | F92ERLNLNSNM042 | 2-Fiber,OS2,LC-LC duplex,1.6mm,Riser,42M | 2 fiber OS2, LC duplex to LC duplex patch cord, riser (OFNR) rated, 16mm jacketed cable, Std IL | PC | 1 | 1 | 1 | 1 | 83.02
07498379087 | F92ERLNLNSNM043 | 2-Fiber,OS2,LC-LC duplex,1.6mm,Riser,43M | 2 fiber OS2, LC duplex to LC duplex patch cord, riser (OFNR) rated, 16mm jacketed cable, Std IL | PC | 1 | 1 | 1 | 1 | 83.78
07498379089 | F92ERLNLNSNM044 | 2-Fiber,OS2,LC-LC duplex,1.6mm,Riser,44M | 2 fiber OS2, LC duplex to LC duplex patch cord, riser (OFNR) rated, 16mm jacketed cable, Std IL | PC | 1 | 1 | 1 | 1 | 84.54
07498379090 | F92ERLNLNSNM045 | 2-Fiber,OS2,LC-LC duplex,1.6mm,Riser,45M | 2 fiber OS2, LC duplex to LC duplex patch cord, riser (OFNR) rated, 16mm jacketed cable, Std IL | PC | 1 | 1 | 1 | 1 | 85.3
07498379091 | F92ERLNLNSNM046 | 2-Fiber,OS2,LC-LC duplex,1.6mm,Riser,46M | 2 fiber OS2, LC duplex to LC duplex patch cord, riser (OFNR) rated, 16mm jacketed cable, Std IL | PC | 1 | 1 | 1 | 1 | 86.06
07498379092 | F92ERLNLNSNM047 | 2-Fiber,OS2,LC-LC duplex,1.6mm,Riser,47M | 2 fiber OS2, LC duplex to LC duplex patch cord, riser (OFNR) rated, 16mm jacketed cable, Std IL | PC | 1 | 1 | 1 | 1 | 86.82
07498379093 | F92ERLNLNSNM048 | 2-Fiber,OS2,LC-LC duplex,1.6mm,Riser,48M | 2 fiber OS2, LC duplex to LC duplex patch cord, riser (OFNR) rated, 16mm jacketed cable, Std IL | PC | 1 | 1 | 1 | 1 | 87.58
07498379094 | F92ERLNLNSNM049 | 2-Fiber,OS2,LC-LC duplex,1.6mm,Riser,49M | 2 fiber OS2, LC duplex to LC duplex patch cord, riser (OFNR) rated, 16mm jacketed cable, Std IL | PC | 1 | 1 | 1 | 1 | 88.34
07498379095 | F92ERLNLNSNM050 | 2-Fiber,OS2,LC-LC duplex,1.6mm,Riser,50M | 2 fiber OS2, LC duplex to LC duplex patch cord, riser (OFNR) rated, 16mm jacketed cable, Std IL | PC | 1 | 1 | 1 | 1 | 89.1
61305643743 | F92ERLNSNSNF001 | OS2 2f 1.6mm PC OFNR LC Dup/SC Dup Std P |  | PC | 1 | 10 | 1 | 1 | 49.84
61305643814 | F92ERLNSNSNF003 | OS2 2f 1.6mm PC OFNR LC Dup/SC Dup Std P |  | PC | 1 | 10 | 1 | 1 | 50.3
61305643816 | F92ERLNSNSNF004 | OS2 2f 1.6mm PC OFNR LC Dup/SC Dup Std P |  | PC | 1 | 10 | 1 | 1 | 50.52
61305643818 | F92ERLNSNSNF009 | OS2 2f 1.6mm PC OFNR LC Dup/SC Dup Std P |  | PC | 1 | 10 | 1 | 1 | 51.68
61305643767 | F92ERLNSNSNF011 | OS2 2f 1.6mm PC OFNR LC Dup/SC Dup Std P |  | PC | 1 | 1 | 1 | 1 | 52.14
61305643820 | F92ERLNSNSNF012 | OS2 2f 1.6mm PC OFNR LC Dup/SC Dup Std P |  | PC | 1 | 1 | 1 | 1 | 52.38
61305643822 | F92ERLNSNSNF013 | OS2 2f 1.6mm PC OFNR LC Dup/SC Dup Std P |  | PC | 1 | 1 | 1 | 1 | 52.62
61305643823 | F92ERLNSNSNF014 | OS2 2f 1.6mm PC OFNR LC Dup/SC Dup Std P |  | PC | 1 | 1 | 1 | 1 | 52.84
61305643824 | F92ERLNSNSNF016 | OS2 2f 1.6mm PC OFNR LC Dup/SC Dup Std P |  | PC | 1 | 1 | 1 | 1 | 53.3
61305643825 | F92ERLNSNSNF018 | OS2 2f 1.6mm PC OFNR LC Dup/SC Dup Std P |  | PC | 1 | 1 | 1 | 1 | 53.76
61305643834 | F92ERLNSNSNF019 | OS2 2f 1.6mm PC OFNR LC Dup/SC Dup Std P |  | PC | 1 | 1 | 1 | 1 | 54
61305643768 | F92ERLNSNSNF021 | OS2 2f 1.6mm PC OFNR LC Dup/SC Dup Std P |  | PC | 1 | 1 | 1 | 1 | 54.46
61305643835 | F92ERLNSNSNF024 | OS2 2f 1.6mm PC OFNR LC Dup/SC Dup Std P |  | PC | 1 | 1 | 1 | 1 | 55.16
61305643836 | F92ERLNSNSNM0.5 | OS2 2f 1.6mm PC OFNR LC Dup/SC Dup Std P |  | PC | 1 | 1 | 1 | 1 | 49.98
07498373796 | F92ERLNSNSNM001 | OS2 2f 1.6mm PC OFNR LC Dup/SC Dup Std P | OS1/OS2 2-fiber 1.6mm jacket patchcord, Riser (OFNR) rated, LC duplex to SC duplex, Std. IL. | PC | 1 | 10 | 1 | 1 | 50.36
07498373797 | F92ERLNSNSNM002 | OS2 2f 1.6mm PC OFNR LC Dup/SC Dup Std P | OS1/OS2 2-fiber 1.6mm jacket patchcord, Riser (OFNR) rated, LC duplex to SC duplex, Std. IL. | PC | 1 | 10 | 1 | 1 | 51.12
07498373798 | F92ERLNSNSNM003 | OS2 2f 1.6mm PC OFNR LC Dup/SC Dup Std P | OS1/OS2 2-fiber 1.6mm jacket patchcord, Riser (OFNR) rated, LC duplex to SC duplex, Std. IL. | PC | 1 | 10 | 1 | 1 | 51.88
07498373927 | F92ERLNSNSNM004 | OS2 2f 1.6mm PC OFNR LC Dup/SC Dup Std P | OS1/OS2 2-fiber 1.6mm jacket patchcord, Riser (OFNR) rated, LC duplex to SC duplex, Std. IL. | PC | 1 | 10 | 1 | 1 | 52.64
07498373799 | F92ERLNSNSNM005 | OS2 2f 1.6mm PC OFNR LC Dup/SC Dup Std P | OS1/OS2 2-fiber 1.6mm jacket patchcord, Riser (OFNR) rated, LC duplex to SC duplex, Std. IL. | PC | 1 | 10 | 1 | 1 | 53.4
07498373800 | F92ERLNSNSNM006 | OS2 2f 1.6mm PC OFNR LC Dup/SC Dup Std P | OS1/OS2 2-fiber 1.6mm jacket patchcord, Riser (OFNR) rated, LC duplex to SC duplex, Std. IL. | PC | 1 | 10 | 1 | 1 | 54.16
07498373929 | F92ERLNSNSNM007 | OS2 2f 1.6mm PC OFNR LC Dup/SC Dup Std P | OS1/OS2 2-fiber 1.6mm jacket patchcord, Riser (OFNR) rated, LC duplex to SC duplex, Std. IL. | PC | 1 | 10 | 1 | 1 | 54.92
07498373930 | F92ERLNSNSNM008 | OS2 2f 1.6mm PC OFNR LC Dup/SC Dup Std P | OS1/OS2 2-fiber 1.6mm jacket patchcord, Riser (OFNR) rated, LC duplex to SC duplex, Std. IL. | PC | 1 | 10 | 1 | 1 | 55.68
07498373801 | F92ERLNSNSNM009 | OS2 2f 1.6mm PC OFNR LC Dup/SC Dup Std P | OS1/OS2 2-fiber 1.6mm jacket patchcord, Riser (OFNR) rated, LC duplex to SC duplex, Std. IL. | PC | 1 | 10 | 1 | 1 | 56.44
07498373937 | F92ERLNSNSNM010 | OS2 2f 1.6mm PC OFNR LC Dup/SC Dup Std P | OS1/OS2 2-fiber 1.6mm jacket patchcord, Riser (OFNR) rated, LC duplex to SC duplex, Std. IL. | PC | 1 | 10 | 1 | 1 | 57.2
07498373802 | F92ERLNSNSNM011 | OS2 2f 1.6mm PC OFNR LC Dup/SC Dup Std P | OS1/OS2 2-fiber 1.6mm jacket patchcord, Riser (OFNR) rated, LC duplex to SC duplex, Std. IL. | PC | 1 | 1 | 1 | 1 | 57.96
07498373803 | F92ERLNSNSNM012 | OS2 2f 1.6mm PC OFNR LC Dup/SC Dup Std P | OS1/OS2 2-fiber 1.6mm jacket patchcord, Riser (OFNR) rated, LC duplex to SC duplex, Std. IL. | PC | 1 | 1 | 1 | 1 | 58.72
07498373804 | F92ERLNSNSNM013 | OS2 2f 1.6mm PC OFNR LC Dup/SC Dup Std P | OS1/OS2 2-fiber 1.6mm jacket patchcord, Riser (OFNR) rated, LC duplex to SC duplex, Std. IL. | PC | 1 | 1 | 1 | 1 | 59.48
07498373805 | F92ERLNSNSNM014 | OS2 2f 1.6mm PC OFNR LC Dup/SC Dup Std P | OS1/OS2 2-fiber 1.6mm jacket patchcord, Riser (OFNR) rated, LC duplex to SC duplex, Std. IL. | PC | 1 | 1 | 1 | 1 | 60.24
07498373806 | F92ERLNSNSNM015 | OS2 2f 1.6mm PC OFNR LC Dup/SC Dup Std P | OS1/OS2 2-fiber 1.6mm jacket patchcord, Riser (OFNR) rated, LC duplex to SC duplex, Std. IL. | PC | 1 | 10 | 1 | 1 | 61
07498373807 | F92ERLNSNSNM016 | OS2 2f 1.6mm PC OFNR LC Dup/SC Dup Std P | OS1/OS2 2-fiber 1.6mm jacket patchcord, Riser (OFNR) rated, LC duplex to SC duplex, Std. IL. | PC | 1 | 1 | 1 | 1 | 61.76
07498373808 | F92ERLNSNSNM017 | OS2 2f 1.6mm PC OFNR LC Dup/SC Dup Std P | OS1/OS2 2-fiber 1.6mm jacket patchcord, Riser (OFNR) rated, LC duplex to SC duplex, Std. IL. | PC | 1 | 1 | 1 | 1 | 62.52
07498373809 | F92ERLNSNSNM018 | OS2 2f 1.6mm PC OFNR LC Dup/SC Dup Std P | OS1/OS2 2-fiber 1.6mm jacket patchcord, Riser (OFNR) rated, LC duplex to SC duplex, Std. IL. | PC | 1 | 1 | 1 | 1 | 63.28
07498373810 | F92ERLNSNSNM019 | OS2 2f 1.6mm PC OFNR LC Dup/SC Dup Std P | OS1/OS2 2-fiber 1.6mm jacket patchcord, Riser (OFNR) rated, LC duplex to SC duplex, Std. IL. | PC | 1 | 1 | 1 | 1 | 64.04
07498373811 | F92ERLNSNSNM020 | OS2 2f 1.6mm PC OFNR LC Dup/SC Dup Std P | OS1/OS2 2-fiber 1.6mm jacket patchcord, Riser (OFNR) rated, LC duplex to SC duplex, Std. IL. | PC | 1 | 10 | 1 | 1 | 64.8
07498373812 | F92ERLNSNSNM021 | OS2 2f 1.6mm PC OFNR LC Dup/SC Dup Std P | OS1/OS2 2-fiber 1.6mm jacket patchcord, Riser (OFNR) rated, LC duplex to SC duplex, Std. IL. | PC | 1 | 1 | 1 | 1 | 65.56
07498373813 | F92ERLNSNSNM022 | OS2 2f 1.6mm PC OFNR LC Dup/SC Dup Std P | OS1/OS2 2-fiber 1.6mm jacket patchcord, Riser (OFNR) rated, LC duplex to SC duplex, Std. IL. | PC | 1 | 1 | 1 | 1 | 66.32
07498373814 | F92ERLNSNSNM023 | OS2 2f 1.6mm PC OFNR LC Dup/SC Dup Std P | OS1/OS2 2-fiber 1.6mm jacket patchcord, Riser (OFNR) rated, LC duplex to SC duplex, Std. IL. | PC | 1 | 1 | 1 | 1 | 67.08
07498373815 | F92ERLNSNSNM024 | OS2 2f 1.6mm PC OFNR LC Dup/SC Dup Std P | OS1/OS2 2-fiber 1.6mm jacket patchcord, Riser (OFNR) rated, LC duplex to SC duplex, Std. IL. | PC | 1 | 1 | 1 | 1 | 67.84
07498373816 | F92ERLNSNSNM025 | OS2 2f 1.6mm PC OFNR LC Dup/SC Dup Std P | OS1/OS2 2-fiber 1.6mm jacket patchcord, Riser (OFNR) rated, LC duplex to SC duplex, Std. IL. | PC | 1 | 10 | 1 | 1 | 68.6
07498373817 | F92ERLNSNSNM026 | OS2 2f 1.6mm PC OFNR LC Dup/SC Dup Std P | OS1/OS2 2-fiber 1.6mm jacket patchcord, Riser (OFNR) rated, LC duplex to SC duplex, Std. IL. | PC | 1 | 1 | 1 | 1 | 69.36
07498373818 | F92ERLNSNSNM027 | OS2 2f 1.6mm PC OFNR LC Dup/SC Dup Std P | OS1/OS2 2-fiber 1.6mm jacket patchcord, Riser (OFNR) rated, LC duplex to SC duplex, Std. IL. | PC | 1 | 1 | 1 | 1 | 70.12
07498373819 | F92ERLNSNSNM028 | OS2 2f 1.6mm PC OFNR LC Dup/SC Dup Std P | OS1/OS2 2-fiber 1.6mm jacket patchcord, Riser (OFNR) rated, LC duplex to SC duplex, Std. IL. | PC | 1 | 1 | 1 | 1 | 70.88
07498373820 | F92ERLNSNSNM029 | OS2 2f 1.6mm PC OFNR LC Dup/SC Dup Std P | OS1/OS2 2-fiber 1.6mm jacket patchcord, Riser (OFNR) rated, LC duplex to SC duplex, Std. IL. | PC | 1 | 1 | 1 | 1 | 71.64
07498373821 | F92ERLNSNSNM030 | OS2 2f 1.6mm PC OFNR LC Dup/SC Dup Std P | OS1/OS2 2-fiber 1.6mm jacket patchcord, Riser (OFNR) rated, LC duplex to SC duplex, Std. IL. | PC | 1 | 1 | 1 | 1 | 72.4
07498373822 | F92ERLNSNSNM031 | OS2 2f 1.6mm PC OFNR LC Dup/SC Dup Std P | OS1/OS2 2-fiber 1.6mm jacket patchcord, Riser (OFNR) rated, LC duplex to SC duplex, Std. IL. | PC | 1 | 1 | 1 | 1 | 73.16
07498373833 | F92ERLNSNSNM032 | OS2 2f 1.6mm PC OFNR LC Dup/SC Dup Std P | OS1/OS2 2-fiber 1.6mm jacket patchcord, Riser (OFNR) rated, LC duplex to SC duplex, Std. IL. | PC | 1 | 1 | 1 | 1 | 73.92
07498373834 | F92ERLNSNSNM033 | OS2 2f 1.6mm PC OFNR LC Dup/SC Dup Std P | OS1/OS2 2-fiber 1.6mm jacket patchcord, Riser (OFNR) rated, LC duplex to SC duplex, Std. IL. | PC | 1 | 1 | 1 | 1 | 74.68
07498373835 | F92ERLNSNSNM034 | OS2 2f 1.6mm PC OFNR LC Dup/SC Dup Std P | OS1/OS2 2-fiber 1.6mm jacket patchcord, Riser (OFNR) rated, LC duplex to SC duplex, Std. IL. | PC | 1 | 1 | 1 | 1 | 75.44
07498373842 | F92ERLNSNSNM035 | OS2 2f 1.6mm PC OFNR LC Dup/SC Dup Std P | OS1/OS2 2-fiber 1.6mm jacket patchcord, Riser (OFNR) rated, LC duplex to SC duplex, Std. IL. | PC | 1 | 1 | 1 | 1 | 76.2
07498373844 | F92ERLNSNSNM036 | OS2 2f 1.6mm PC OFNR LC Dup/SC Dup Std P | OS1/OS2 2-fiber 1.6mm jacket patchcord, Riser (OFNR) rated, LC duplex to SC duplex, Std. IL. | PC | 1 | 1 | 1 | 1 | 76.96
07498373848 | F92ERLNSNSNM037 | OS2 2f 1.6mm PC OFNR LC Dup/SC Dup Std P | OS1/OS2 2-fiber 1.6mm jacket patchcord, Riser (OFNR) rated, LC duplex to SC duplex, Std. IL. | PC | 1 | 1 | 1 | 1 | 77.72
07498373852 | F92ERLNSNSNM038 | OS2 2f 1.6mm PC OFNR LC Dup/SC Dup Std P | OS1/OS2 2-fiber 1.6mm jacket patchcord, Riser (OFNR) rated, LC duplex to SC duplex, Std. IL. | PC | 1 | 1 | 1 | 1 | 78.48
07498373854 | F92ERLNSNSNM039 | OS2 2f 1.6mm PC OFNR LC Dup/SC Dup Std P | OS1/OS2 2-fiber 1.6mm jacket patchcord, Riser (OFNR) rated, LC duplex to SC duplex, Std. IL. | PC | 1 | 1 | 1 | 1 | 79.24
07498373860 | F92ERLNSNSNM040 | OS2 2f 1.6mm PC OFNR LC Dup/SC Dup Std P | OS1/OS2 2-fiber 1.6mm jacket patchcord, Riser (OFNR) rated, LC duplex to SC duplex, Std. IL. | PC | 1 | 1 | 1 | 1 | 80
07498373861 | F92ERLNSNSNM041 | OS2 2f 1.6mm PC OFNR LC Dup/SC Dup Std P | OS1/OS2 2-fiber 1.6mm jacket patchcord, Riser (OFNR) rated, LC duplex to SC duplex, Std. IL. | PC | 1 | 1 | 1 | 1 | 80.76
07498373876 | F92ERLNSNSNM042 | OS2 2f 1.6mm PC OFNR LC Dup/SC Dup Std P | OS1/OS2 2-fiber 1.6mm jacket patchcord, Riser (OFNR) rated, LC duplex to SC duplex, Std. IL. | PC | 1 | 1 | 1 | 1 | 81.52
07498373877 | F92ERLNSNSNM043 | OS2 2f 1.6mm PC OFNR LC Dup/SC Dup Std P | OS1/OS2 2-fiber 1.6mm jacket patchcord, Riser (OFNR) rated, LC duplex to SC duplex, Std. IL. | PC | 1 | 1 | 1 | 1 | 82.28
07498373880 | F92ERLNSNSNM044 | OS2 2f 1.6mm PC OFNR LC Dup/SC Dup Std P | OS1/OS2 2-fiber 1.6mm jacket patchcord, Riser (OFNR) rated, LC duplex to SC duplex, Std. IL. | PC | 1 | 1 | 1 | 1 | 83.04
07498373881 | F92ERLNSNSNM045 | OS2 2f 1.6mm PC OFNR LC Dup/SC Dup Std P | OS1/OS2 2-fiber 1.6mm jacket patchcord, Riser (OFNR) rated, LC duplex to SC duplex, Std. IL. | PC | 1 | 1 | 1 | 1 | 83.8
07498373883 | F92ERLNSNSNM046 | OS2 2f 1.6mm PC OFNR LC Dup/SC Dup Std P | OS1/OS2 2-fiber 1.6mm jacket patchcord, Riser (OFNR) rated, LC duplex to SC duplex, Std. IL. | PC | 1 | 1 | 1 | 1 | 84.56
07498373873 | F92ERLNSNSNM047 | OS2 2f 1.6mm PC OFNR LC Dup/SC Dup Std P | OS1/OS2 2-fiber 1.6mm jacket patchcord, Riser (OFNR) rated, LC duplex to SC duplex, Std. IL. | PC | 1 | 1 | 1 | 1 | 85.32
07498373868 | F92ERLNSNSNM048 | OS2 2f 1.6mm PC OFNR LC Dup/SC Dup Std P | OS1/OS2 2-fiber 1.6mm jacket patchcord, Riser (OFNR) rated, LC duplex to SC duplex, Std. IL. | PC | 1 | 1 | 1 | 1 | 86.08
07498373869 | F92ERLNSNSNM049 | OS2 2f 1.6mm PC OFNR LC Dup/SC Dup Std P | OS1/OS2 2-fiber 1.6mm jacket patchcord, Riser (OFNR) rated, LC duplex to SC duplex, Std. IL. | PC | 1 | 1 | 1 | 1 | 86.84
07498373872 | F92ERLNSNSNM050 | OS2 2f 1.6mm PC OFNR LC Dup/SC Dup Std P | OS1/OS2 2-fiber 1.6mm jacket patchcord, Riser (OFNR) rated, LC duplex to SC duplex, Std. IL. | PC | 1 | 1 | 1 | 1 | 87.6
61305644448 | F92ERLNSNSNM3.5 | OS2 2f 1.6mm PC OFNR LC Dup/SC Dup Std P |  | PC | 1 | 10 | 1 | 1 | 52.26
61305644449 | F92ERLNSNSNM5.5 | OS2 2f 1.6mm PC OFNR LC Dup/SC Dup Std P |  | PC | 1 | 10 | 1 | 1 | 53.78
61305643837 | F92ERLNSNSNM6.5 | OS2 2f 1.6mm PC OFNR LC Dup/SC Dup Std P |  | PC | 1 | 10 | 1 | 1 | 54.54
61305643838 | F92ERLNSNSNM7.5 | OS2 2f 1.6mm PC OFNR LC Dup/SC Dup Std P |  | PC | 1 | 10 | 1 | 1 | 55.3
61305643769 | F92ERLNSNSNM8.5 | OS2 2f 1.6mm PC OFNR LC Dup/SC Dup Std P |  | PC | 1 | 10 | 1 | 1 | 56.06
61305643839 | F92ERLNSNSNM9.5 | OS2 2f 1.6mm PC OFNR LC Dup/SC Dup Std P |  | PC | 1 | 10 | 1 | 1 | 56.82
07498308400 | F92ERQ1Q1SNF001 | OS2 2f 1.6mm PC OFNR PushPull LC/PushPul | OS2 2 Fiber 1.6mm Jacket Patchcord Riser LC Push-Pull to LC Push-Pull Standard IL - 1 Foot | PC | 1 | 10 | 1 | 1 | 51.74
07498308402 | F92ERQ1Q1SNF002 | OS2 2f 1.6mm PC OFNR PushPull LC/PushPul | OS2 2 Fiber 1.6mm Jacket Patchcord Riser LC Push-Pull to LC Push-Pull Standard IL - 2 Feet | PC | 1 | 10 | 1 | 1 | 51.96
07498308403 | F92ERQ1Q1SNF003 | OS2 2f 1.6mm PC OFNR PushPull LC/PushPul | OS2 2 Fiber 1.6mm Jacket Patchcord Riser LC Push-Pull to LC Push-Pull Standard IL - 3 Feet | PC | 1 | 10 | 1 | 1 | 52.2
07498308404 | F92ERQ1Q1SNF004 | OS2 2f 1.6mm PC OFNR PushPull LC/PushPul | OS2 2 Fiber 1.6mm Jacket Patchcord Riser LC Push-Pull to LC Push-Pull Standard IL - 4 Feet | PC | 1 | 10 | 1 | 1 | 52.42
07498308405 | F92ERQ1Q1SNF005 | OS2 2f 1.6mm PC OFNR PushPull LC/PushPul | OS2 2 Fiber 1.6mm Jacket Patchcord Riser LC Push-Pull to LC Push-Pull Standard IL - 5 Feet | PC | 1 | 10 | 1 | 1 | 52.66
07498308408 | F92ERQ1Q1SNF006 | OS2 2f 1.6mm PC OFNR PushPull LC/PushPul | OS2 2 Fiber 1.6mm Jacket Patchcord Riser LC Push-Pull to LC Push-Pull Standard IL - 6 Feet | PC | 1 | 10 | 1 | 1 | 52.88
07498308410 | F92ERQ1Q1SNF007 | OS2 2f 1.6mm PC OFNR PushPull LC/PushPul | OS2 2 Fiber 1.6mm Jacket Patchcord Riser LC Push-Pull to LC Push-Pull Standard IL - 7 Feet | PC | 1 | 10 | 1 | 1 | 53.12
07498308412 | F92ERQ1Q1SNF008 | OS2 2f 1.6mm PC OFNR PushPull LC/PushPul | OS2 2 Fiber 1.6mm Jacket Patchcord Riser LC Push-Pull to LC Push-Pull Standard IL - 8 Feet | PC | 1 | 10 | 1 | 1 | 53.36
07498308413 | F92ERQ1Q1SNF009 | OS2 2f 1.6mm PC OFNR PushPull LC/PushPul | OS2 2 Fiber 1.6mm Jacket Patchcord Riser LC Push-Pull to LC Push-Pull Standard IL - 9 Feet | PC | 1 | 10 | 1 | 1 | 53.58
07498308414 | F92ERQ1Q1SNF010 | OS2 2f 1.6mm PC OFNR PushPull LC/PushPul | OS2 2 Fiber 1.6mm Jacket Patchcord Riser LC Push-Pull to LC Push-Pull Standard IL - 25 Feet | PC | 1 | 10 | 1 | 1 | 53.82
07498308461 | F92ERQ1Q1SNF011 | OS2 2f 1.6mm PC OFNR PushPull LC/PushPul | OS2 2 Fiber 1.6mm Jacket Patchcord Riser LC Push-Pull to LC Push-Pull Standard IL - 11 Feet | PC | 1 | 1 | 1 | 1 | 54.04
07498308462 | F92ERQ1Q1SNF012 | OS2 2f 1.6mm PC OFNR PushPull LC/PushPul | OS2 2 Fiber 1.6mm Jacket Patchcord Riser LC Push-Pull to LC Push-Pull Standard IL - 12 Feet | PC | 1 | 1 | 1 | 1 | 54.28
07498308469 | F92ERQ1Q1SNF013 | OS2 2f 1.6mm PC OFNR PushPull LC/PushPul | OS2 2 Fiber 1.6mm Jacket Patchcord Riser LC Push-Pull to LC Push-Pull Standard IL - 13 Feet | PC | 1 | 1 | 1 | 1 | 54.52
07498308481 | F92ERQ1Q1SNF014 | OS2 2f 1.6mm PC OFNR PushPull LC/PushPul | OS2 2 Fiber 1.6mm Jacket Patchcord Riser LC Push-Pull to LC Push-Pull Standard IL - 14 Feet | PC | 1 | 1 | 1 | 1 | 54.74
07498308484 | F92ERQ1Q1SNF015 | OS2 2f 1.6mm PC OFNR PushPull LC/PushPul | OS2 2 Fiber 1.6mm Jacket Patchcord Riser LC Push-Pull to LC Push-Pull Standard IL - 15 Feet | PC | 1 | 1 | 1 | 1 | 54.98
07498308418 | F92ERQ1Q1SNF016 | OS2 2f 1.6mm PC OFNR PushPull LC/PushPul | OS2 2 Fiber 1.6mm Jacket Patchcord Riser LC Push-Pull to LC Push-Pull Standard IL - 16 Feet | PC | 1 | 1 | 1 | 1 | 55.2
07498308420 | F92ERQ1Q1SNF017 | OS2 2f 1.6mm PC OFNR PushPull LC/PushPul | OS2 2 Fiber 1.6mm Jacket Patchcord Riser LC Push-Pull to LC Push-Pull Standard IL - 17 Feet | PC | 1 | 1 | 1 | 1 | 55.44
07498308421 | F92ERQ1Q1SNF018 | OS2 2f 1.6mm PC OFNR PushPull LC/PushPul | OS2 2 Fiber 1.6mm Jacket Patchcord Riser LC Push-Pull to LC Push-Pull Standard IL - 18 Feet | PC | 1 | 1 | 1 | 1 | 55.66
07498308423 | F92ERQ1Q1SNF019 | OS2 2f 1.6mm PC OFNR PushPull LC/PushPul | OS2 2 Fiber 1.6mm Jacket Patchcord Riser LC Push-Pull to LC Push-Pull Standard IL - 19 Feet | PC | 1 | 1 | 1 | 1 | 55.9
07498308448 | F92ERQ1Q1SNF020 | OS2 2f 1.6mm PC OFNR PushPull LC/PushPul | OS2 2 Fiber 1.6mm Jacket Patchcord Riser LC Push-Pull to LC Push-Pull Standard IL - 20 Feet | PC | 1 | 1 | 1 | 1 | 56.14
07498308485 | F92ERQ1Q1SNF021 | OS2 2f 1.6mm PC OFNR PushPull LC/PushPul | OS2 2 Fiber 1.6mm Jacket Patchcord Riser LC Push-Pull to LC Push-Pull Standard IL - 21 Feet | PC | 1 | 1 | 1 | 1 | 56.36
07498308486 | F92ERQ1Q1SNF022 | OS2 2f 1.6mm PC OFNR PushPull LC/PushPul | OS2 2 Fiber 1.6mm Jacket Patchcord Riser LC Push-Pull to LC Push-Pull Standard IL - 22 Feet | PC | 1 | 1 | 1 | 1 | 56.6
07498308489 | F92ERQ1Q1SNF023 | OS2 2f 1.6mm PC OFNR PushPull LC/PushPul | OS2 2 Fiber 1.6mm Jacket Patchcord Riser LC Push-Pull to LC Push-Pull Standard IL - 23 Feet | PC | 1 | 1 | 1 | 1 | 56.82
07498308490 | F92ERQ1Q1SNF024 | OS2 2f 1.6mm PC OFNR PushPull LC/PushPul | OS2 2 Fiber 1.6mm Jacket Patchcord Riser LC Push-Pull to LC Push-Pull Standard IL - 24 Feet | PC | 1 | 1 | 1 | 1 | 57.06
07498308492 | F92ERQ1Q1SNF025 | OS2 2f 1.6mm PC OFNR PushPull LC/PushPul | OS2 2 Fiber 1.6mm Jacket Patchcord Riser LC Push-Pull to LC Push-Pull Standard IL - 25 Feet | PC | 1 | 1 | 1 | 1 | 57.3
61305616634 | F92ERQ1Q1SNF030 | OS2 2f 1.6mm PC OFNR PushPull LC/PushPul |  | PC | 1 | 1 | 1 | 1 | 58.44
61305616638 | F92ERQ1Q1SNF035 | OS2 2f 1.6mm PC OFNR PushPull LC/PushPul |  | PC | 1 | 1 | 1 | 1 | 59.6
61305616639 | F92ERQ1Q1SNF040 | OS2 2f 1.6mm PC OFNR PushPull LC/PushPul |  | PC | 1 | 1 | 1 | 1 | 60.76
61305616640 | F92ERQ1Q1SNF045 | OS2 2f 1.6mm PC OFNR PushPull LC/PushPul |  | PC | 1 | 1 | 1 | 1 | 61.92
61305616641 | F92ERQ1Q1SNF050 | OS2 2f 1.6mm PC OFNR PushPull LC/PushPul |  | PC | 1 | 1 | 1 | 1 | 63.08
61305616642 | F92ERQ1Q1SNF055 | OS2 2f 1.6mm PC OFNR PushPull LC/PushPul |  | PC | 1 | 1 | 1 | 1 | 64.24
61305616643 | F92ERQ1Q1SNF060 | OS2 2f 1.6mm PC OFNR PushPull LC/PushPul |  | PC | 1 | 1 | 1 | 1 | 65.4
61305616644 | F92ERQ1Q1SNF065 | OS2 2f 1.6mm PC OFNR PushPull LC/PushPul |  | PC | 1 | 1 | 1 | 1 | 66.56
61305616645 | F92ERQ1Q1SNF070 | OS2 2f 1.6mm PC OFNR PushPull LC/PushPul |  | PC | 1 | 1 | 1 | 1 | 67.72
61305616646 | F92ERQ1Q1SNF080 | OS2 2f 1.6mm PC OFNR PushPull LC/PushPul |  | PC | 1 | 1 | 1 | 1 | 70.04
61305616647 | F92ERQ1Q1SNF090 | OS2 2f 1.6mm PC OFNR PushPull LC/PushPul |  | PC | 1 | 1 | 1 | 1 | 72.34
61305616648 | F92ERQ1Q1SNF100 | OS2 2f 1.6mm PC OFNR PushPull LC/PushPul |  | PC | 1 | 1 | 1 | 1 | 74.66
07498307536 | F92ERQ1Q1SNM001 | OS2,2-Fiber,1.6mm,PC,Risr,1M | The duplex patch cord is OS2 with a 1.6mm cable jacket. It is Riser (OFNR) rated, features LC push pull connectors, has standard insertion loss and is 1 meter in length. | PC | 1 | 20 | 1 | 1 | 52.26
07498307541 | F92ERQ1Q1SNM002 | OS2,2-Fiber,1.6mm,PC,Risr,2M | The duplex patch cord is OS2 with a 1.6mm cable jacket. It is Riser (OFNR) rated, features LC push pull connectors, has standard insertion loss and is 2 meters in length. | PC | 1 | 10 | 1 | 1 | 53.02
07498307581 | F92ERQ1Q1SNM003 | OS2,2-Fiber,1.6mm,PC,Risr,3M | The duplex patch cord is OS2 with a 1.6mm cable jacket. It is Riser (OFNR) rated, features LC push pull connectors, has standard insertion loss and is 3 meters in length. | PC | 1 | 10 | 1 | 1 | 53.78
07498307599 | F92ERQ1Q1SNM004 | OS2,2-Fiber,1.6mm,PC,Risr,4M | 2 fiber OS2 patch cord, LC push pull to LC push pull, riser (OFNR) rated, 16mm jacket, Standard IL 4 meters | PC | 1 | 10 | 1 | 1 | 54.54
07498307605 | F92ERQ1Q1SNM005 | OS2,2-Fiber,1.6mm,PC,Risr,5M | 2 fiber OS2 patch cord, LC push pull to LC push pull, riser (OFNR) rated, 16mm jacket, Standard IL 5 meters | PC | 1 | 10 | 1 | 1 | 55.3
07498307611 | F92ERQ1Q1SNM006 | OS2,2-Fiber,1.6mm,PC,Risr,6M | 2 fiber OS2 patch cord, LC push pull to LC push pull, riser (OFNR) rated, 16mm jacket, Standard IL 6 meters | PC | 1 | 10 | 1 | 1 | 56.06
07498307614 | F92ERQ1Q1SNM007 | OS2,2-Fiber,1.6mm,PC,Risr,7M | 2 fiber OS2 patch cord, LC push pull to LC push pull, riser (OFNR) rated, 16mm jacket, Standard IL 7 meters | PC | 1 | 10 | 1 | 1 | 56.82
07498307681 | F92ERQ1Q1SNM008 | OS2,2-Fiber,1.6mm,PC,Risr,8M | 2 fiber OS2 patch cord, LC push pull to LC push pull, riser (OFNR) rated, 16mm jacket, Standard IL 8 meters | PC | 1 | 10 | 1 | 1 | 57.58
07498307687 | F92ERQ1Q1SNM009 | OS2,2-Fiber,1.6mm,PC,Risr,9M | 2 fiber OS2 patch cord, LC push pull to LC push pull, riser (OFNR) rated, 16mm jacket, Standard IL 9 meters | PC | 1 | 10 | 1 | 1 | 58.34
07498307697 | F92ERQ1Q1SNM010 | OS2,2-Fiber,1.6mm,PC,Risr,10M | 2 fiber OS2 patch cord, LC push pull to LC push pull, riser (OFNR) rated, 16mm jacket, Standard IL 10 meters | PC | 1 | 10 | 1 | 1 | 59.1
07498307699 | F92ERQ1Q1SNM011 | OS2,2-Fiber,1.6mm,PC,Risr,11M | 2 fiber OS2 patch cord, LC push pull to LC push pull, riser (OFNR) rated, 16mm jacket, Standard IL 11 meters | PC | 1 | 1 | 1 | 1 | 59.86
07498307703 | F92ERQ1Q1SNM012 | OS2,2-Fiber,1.6mm,PC,Risr,12M | 2 fiber OS2 patch cord, LC push pull to LC push pull, riser (OFNR) rated, 16mm jacket, Standard IL 12 meters | PC | 1 | 1 | 1 | 1 | 60.62
07498307705 | F92ERQ1Q1SNM013 | OS2,2-Fiber,1.6mm,PC,Risr,13M | 2 fiber OS2 patch cord, LC push pull to LC push pull, riser (OFNR) rated, 16mm jacket, Standard IL 13 meters | PC | 1 | 1 | 1 | 1 | 61.38
07498307709 | F92ERQ1Q1SNM014 | OS2,2-Fiber,1.6mm,PC,Risr,14M | 2 fiber OS2 patch cord, LC push pull to LC push pull, riser (OFNR) rated, 16mm jacket, Standard IL 14 meters | PC | 1 | 1 | 1 | 1 | 62.14
07498307711 | F92ERQ1Q1SNM015 | OS2,2-Fiber,1.6mm,PC,Risr,15M | 2 fiber OS2 patch cord, LC push pull to LC push pull, riser (OFNR) rated, 16mm jacket, Standard IL 15 meters. | PC | 1 | 1 | 1 | 1 | 62.9
07498307775 | F92ERQ1Q1SNM016 | OS2,2-Fiber,1.6mm,PC,Risr,16M | 2 fiber OS2 patch cord, LC push pull to LC push pull, riser (OFNR) rated, 16mm jacket, Standard IL 16 meters | PC | 1 | 1 | 1 | 1 | 63.66
07498307781 | F92ERQ1Q1SNM017 | OS2,2-Fiber,1.6mm,PC,Risr,17M | 2 fiber OS2 patch cord, LC push pull to LC push pull, riser (OFNR) rated, 16mm jacket, Standard IL 17 meters | PC | 1 | 1 | 1 | 1 | 64.42
07498307783 | F92ERQ1Q1SNM018 | OS2,2-Fiber,1.6mm,PC,Risr,18M | 2 fiber OS2 patch cord, LC push pull to LC push pull, riser (OFNR) rated, 16mm jacket, Standard IL 18 meters | PC | 1 | 1 | 1 | 1 | 65.18
07498307787 | F92ERQ1Q1SNM019 | OS2,2-Fiber,1.6mm,PC,Risr,19M | 2 fiber OS2 patch cord, LC push pull to LC push pull, riser (OFNR) rated, 16mm jacket, Standard IL 19 meters | PC | 1 | 1 | 1 | 1 | 65.94
07498307789 | F92ERQ1Q1SNM020 | OS2,2-Fiber,1.6mm,PC,Risr,20M | 2 fiber OS2 patch cord, LC push pull to LC push pull, riser (OFNR) rated, 16mm jacket, Standard IL 20 meters | PC | 1 | 1 | 1 | 1 | 66.7
07498307793 | F92ERQ1Q1SNM021 | OS2,2-Fiber,1.6mm,PC,Risr,21M | 2 fiber OS2 patch cord, LC push pull to LC push pull, riser (OFNR) rated, 16mm jacket, Standard IL 21 meters | PC | 1 | 1 | 1 | 1 | 67.46
07498307795 | F92ERQ1Q1SNM022 | OS2,2-Fiber,1.6mm,PC,Risr,22M | 2 fiber OS2 patch cord, LC push pull to LC push pull, riser (OFNR) rated, 16mm jacket, Standard IL 22 meters | PC | 1 | 1 | 1 | 1 | 68.22
07498307799 | F92ERQ1Q1SNM023 | OS2,2-Fiber,1.6mm,PC,Risr,23M | 2 fiber OS2 patch cord, LC push pull to LC push pull, riser (OFNR) rated, 16mm jacket, Standard IL 23 meters | PC | 1 | 1 | 1 | 1 | 68.98
07498307801 | F92ERQ1Q1SNM024 | OS2,2-Fiber,1.6mm,PC,Risr,24M | 2 fiber OS2 patch cord, LC push pull to LC push pull, riser (OFNR) rated, 16mm jacket, Standard IL 24 meters | PC | 1 | 1 | 1 | 1 | 69.74
07498307805 | F92ERQ1Q1SNM025 | OS2,2-Fiber,1.6mm,PC,Risr,25M | 2 fiber OS2 patch cord, LC push pull to LC push pull, riser (OFNR) rated, 16mm jacket, Standard IL 25 meters. | PC | 1 | 1 | 1 | 1 | 70.5
07498307807 | F92ERQ1Q1SNM026 | OS2,2-Fiber,1.6mm,PC,Risr,26M | 2 fiber OS2 patch cord, LC push pull to LC push pull, riser (OFNR) rated, 16mm jacket, Standard IL 26 meters | PC | 1 | 1 | 1 | 1 | 71.26
07498307955 | F92ERQ1Q1SNM027 | OS2,2-Fiber,1.6mm,PC,Risr,27M | 2 fiber OS2 patch cord, LC push pull to LC push pull, riser (OFNR) rated, 16mm jacket, Standard IL 27 meters | PC | 1 | 1 | 1 | 1 | 72.02
07498307996 | F92ERQ1Q1SNM028 | OS2,2-Fiber,1.6mm,PC,Risr,28M | 2 fiber OS2 patch cord, LC push pull to LC push pull, riser (OFNR) rated, 16mm jacket, Standard IL 28 meters | PC | 1 | 1 | 1 | 1 | 72.78
07498308015 | F92ERQ1Q1SNM029 | OS2,2-Fiber,1.6mm,PC,Risr,29M | 2 fiber OS2 patch cord, LC push pull to LC push pull, riser (OFNR) rated, 16mm jacket, Standard IL 29 meters | PC | 1 | 1 | 1 | 1 | 73.54
07498308024 | F92ERQ1Q1SNM030 | OS2,2-Fiber,1.6mm,PC,Risr,30M | 2 fiber OS2 patch cord, LC push pull to LC push pull, riser (OFNR) rated, 16mm jacket, Standard IL 30 meters | PC | 1 | 1 | 1 | 1 | 74.3
07498308033 | F92ERQ1Q1SNM031 | OS2,2-Fiber,1.6mm,PC,Risr,31M | 2 fiber OS2 patch cord, LC push pull to LC push pull, riser (OFNR) rated, 16mm jacket, Standard IL 31 meters | PC | 1 | 1 | 1 | 1 | 75.06
07498308042 | F92ERQ1Q1SNM032 | OS2,2-Fiber,1.6mm,PC,Risr,32M | 2 fiber OS2 patch cord, LC push pull to LC push pull, riser (OFNR) rated, 16mm jacket, Standard IL 32 meters | PC | 1 | 1 | 1 | 1 | 75.82
07498308076 | F92ERQ1Q1SNM033 | OS2,2-Fiber,1.6mm,PC,Risr,33M | 2 fiber OS2 patch cord, LC push pull to LC push pull, riser (OFNR) rated, 16mm jacket, Standard IL 33 meters | PC | 1 | 1 | 1 | 1 | 76.58
07498308077 | F92ERQ1Q1SNM034 | OS2,2-Fiber,1.6mm,PC,Risr,34M | 2 fiber OS2 patch cord, LC push pull to LC push pull, riser (OFNR) rated, 16mm jacket, Standard IL 34 meters | PC | 1 | 1 | 1 | 1 | 77.34
07498308082 | F92ERQ1Q1SNM035 | OS2,2-Fiber,1.6mm,PC,Risr,35M | 2 fiber OS2 patch cord, LC push pull to LC push pull, riser (OFNR) rated, 16mm jacket, Standard IL 35 meters. | PC | 1 | 1 | 1 | 1 | 78.1
07498308087 | F92ERQ1Q1SNM036 | OS2,2-Fiber,1.6mm,PC,Risr,36M | 2 fiber OS2 patch cord, LC push pull to LC push pull, riser (OFNR) rated, 16mm jacket, Standard IL 36 meters | PC | 1 | 1 | 1 | 1 | 78.86
07498308113 | F92ERQ1Q1SNM037 | OS2,2-Fiber,1.6mm,PC,Risr,37M | 2 fiber OS2 patch cord, LC push pull to LC push pull, riser (OFNR) rated, 16mm jacket, Standard IL 37 meters | PC | 1 | 1 | 1 | 1 | 79.62
07498308125 | F92ERQ1Q1SNM038 | OS2,2-Fiber,1.6mm,PC,Risr,38M | 2 fiber OS2 patch cord, LC push pull to LC push pull, riser (OFNR) rated, 16mm jacket, Standard IL 38 meters | PC | 1 | 1 | 1 | 1 | 80.38
07498308146 | F92ERQ1Q1SNM039 | OS2,2-Fiber,1.6mm,PC,Risr,39M | 2 fiber OS2 patch cord, LC push pull to LC push pull, riser (OFNR) rated, 16mm jacket, Standard IL 39 meters | PC | 1 | 1 | 1 | 1 | 81.14
07498308154 | F92ERQ1Q1SNM040 | OS2,2-Fiber,1.6mm,PC,Risr,40M | 2 fiber OS2 patch cord, LC push pull to LC push pull, riser (OFNR) rated, 16mm jacket, Standard IL 40 meters | PC | 1 | 1 | 1 | 1 | 81.9
07498308155 | F92ERQ1Q1SNM041 | OS2,2-Fiber,1.6mm,PC,Risr,41M | 2 fiber OS2 patch cord, LC push pull to LC push pull, riser (OFNR) rated, 16mm jacket, Standard IL 41 meters | PC | 1 | 1 | 1 | 1 | 82.66
07498308156 | F92ERQ1Q1SNM042 | OS2,2-Fiber,1.6mm,PC,Risr,42M | 2 fiber OS2 patch cord, LC push pull to LC push pull, riser (OFNR) rated, 16mm jacket, Standard IL 42 meters | PC | 1 | 1 | 1 | 1 | 83.42
07498308157 | F92ERQ1Q1SNM043 | OS2,2-Fiber,1.6mm,PC,Risr,43M | 2 fiber OS2 patch cord, LC push pull to LC push pull, riser (OFNR) rated, 16mm jacket, Standard IL 43 meters | PC | 1 | 1 | 1 | 1 | 84.18
07498308181 | F92ERQ1Q1SNM044 | OS2,2-Fiber,1.6mm,PC,Risr,44M | 2 fiber OS2 patch cord, LC push pull to LC push pull, riser (OFNR) rated, 16mm jacket, Standard IL 44 meters | PC | 1 | 1 | 1 | 1 | 84.94
07498308182 | F92ERQ1Q1SNM045 | OS2,2-Fiber,1.6mm,PC,Risr,45M | 2 fiber OS2 patch cord, LC push pull to LC push pull, riser (OFNR) rated, 16mm jacket, Standard IL 45 meters. | PC | 1 | 1 | 1 | 1 | 85.7
07498308266 | F92ERQ1Q1SNM046 | OS2,2-Fiber,1.6mm,PC,Risr,46M | 2 fiber OS2 patch cord, LC push pull to LC push pull, riser (OFNR) rated, 16mm jacket, Standard IL 46 meters | PC | 1 | 1 | 1 | 1 | 86.46
07498308395 | F92ERQ1Q1SNM047 | OS2,2-Fiber,1.6mm,PC,Risr,47M | 2 fiber OS2 patch cord, LC push pull to LC push pull, riser (OFNR) rated, 16mm jacket, Standard IL 47 meters | PC | 1 | 1 | 1 | 1 | 87.22
07498308396 | F92ERQ1Q1SNM048 | OS2,2-Fiber,1.6mm,PC,Risr,48M | 2 fiber OS2 patch cord, LC push pull to LC push pull, riser (OFNR) rated, 16mm jacket, Standard IL 48 meters | PC | 1 | 1 | 1 | 1 | 87.98
07498308397 | F92ERQ1Q1SNM049 | OS2,2-Fiber,1.6mm,PC,Risr,49M | 2 fiber OS2 patch cord, LC push pull to LC push pull, riser (OFNR) rated, 16mm jacket, Standard IL 49 meters | PC | 1 | 1 | 1 | 1 | 88.74
07498308398 | F92ERQ1Q1SNM050 | OS2,2-Fiber,1.6mm,PC,Risr,50M | 2 fiber OS2 patch cord, LC push pull to LC push pull, riser (OFNR) rated, 16mm jacket, Standard IL 50 meters | PC | 1 | 1 | 1 | 1 | 89.5
07498307538 | F92ERQ1Q1SNM1.5 | OS2,2-Fiber,1.6mm,PC,Risr,1.5M | 2 fiber OS2 patch cord, LC push pull to LC push pull, riser (OFNR) rated, 16mm jacket, Standard IL 15 meters | PC | 1 | 10 | 1 | 1 | 52.64
07498307543 | F92ERQ1Q1SNM2.5 | OS2,2-Fiber,1.6mm,PC,Risr,2.5M | 2 fiber OS2 patch cord, LC push pull to LC push pull, riser (OFNR) rated, 16mm jacket, Standard IL 2.5 meters. | PC | 1 | 10 | 1 | 1 | 53.4
07498307593 | F92ERQ1Q1SNM3.5 | OS2,2-Fiber,1.6mm,PC,Risr,3.5M | 2 fiber OS2 patch cord, LC push pull to LC push pull, riser (OFNR) rated, 16mm jacket, Standard IL 3.5 meters. | PC | 1 | 10 | 1 | 1 | 54.16
07498307601 | F92ERQ1Q1SNM4.5 | OS2,2-Fiber,1.6mm,PC,Risr,4.5M | 2 fiber OS2 patch cord, LC push pull to LC push pull, riser (OFNR) rated, 16mm jacket, Standard IL 4.5 meters. | PC | 1 | 10 | 1 | 1 | 54.92
07498307607 | F92ERQ1Q1SNM5.5 | OS2,2-Fiber,1.6mm,PC,Risr,5.5M | 2 fiber OS2 patch cord, LC push pull to LC push pull, riser (OFNR) rated, 16mm jacket, Standard IL 55 meters | PC | 1 | 10 | 1 | 1 | 55.68
07498307613 | F92ERQ1Q1SNM6.5 | OS2,2-Fiber,1.6mm,PC,Risr,6.5M | 2 fiber OS2 patch cord, LC push pull to LC push pull, riser (OFNR) rated, 16mm jacket, Standard IL 65 meters | PC | 1 | 10 | 1 | 1 | 56.44
07498307679 | F92ERQ1Q1SNM7.5 | OS2,2-Fiber,1.6mm,PC,Risr,7.5M | 2 fiber OS2 patch cord, LC push pull to LC push pull, riser (OFNR) rated, 16mm jacket, Standard IL 75 meters | PC | 1 | 10 | 1 | 1 | 57.2
07498307685 | F92ERQ1Q1SNM8.5 | OS2,2-Fiber,1.6mm,PC,Risr,8.5M | 2 fiber OS2 patch cord, LC push pull to LC push pull, riser (OFNR) rated, 16mm jacket, Standard IL 85 meters | PC | 1 | 10 | 1 | 1 | 57.96
07498307693 | F92ERQ1Q1SNM9.5 | OS2,2-Fiber,1.6mm,PC,Risr,9.5M | 2 fiber OS2 patch cord, LC push pull to LC push pull, riser (OFNR) rated, 16mm jacket, Standard IL 95 meters | PC | 1 | 10 | 1 | 1 | 58.72
61305616635 | F92ERQ1SNSNF001 | OS2 2 Fiber 1.6mm Jacket Patchcord Riser |  | PC | 1 | 10 | 1 | 1 | 50.04
61305616649 | F92ERQ1SNSNF002 | OS2 2 Fiber 1.6mm Jacket Patchcord Riser |  | PC | 1 | 10 | 1 | 1 | 50.26
61305616650 | F92ERQ1SNSNF003 | OS2 2 Fiber 1.6mm Jacket Patchcord Riser |  | PC | 1 | 10 | 1 | 1 | 50.5
61305616651 | F92ERQ1SNSNF004 | OS2 2 Fiber 1.6mm Jacket Patchcord Riser |  | PC | 1 | 10 | 1 | 1 | 50.72
61305616652 | F92ERQ1SNSNF005 | OS2 2 Fiber 1.6mm Jacket Patchcord Riser |  | PC | 1 | 10 | 1 | 1 | 50.96
61305616653 | F92ERQ1SNSNF006 | OS2 2 Fiber 1.6mm Jacket Patchcord Riser |  | PC | 1 | 10 | 1 | 1 | 51.18
61305616654 | F92ERQ1SNSNF007 | OS2 2 Fiber 1.6mm Jacket Patchcord Riser |  | PC | 1 | 10 | 1 | 1 | 51.42
61305616655 | F92ERQ1SNSNF008 | OS2 2 Fiber 1.6mm Jacket Patchcord Riser |  | PC | 1 | 10 | 1 | 1 | 51.66
61305616656 | F92ERQ1SNSNF009 | OS2 2 Fiber 1.6mm Jacket Patchcord Riser |  | PC | 1 | 10 | 1 | 1 | 51.88
61305616657 | F92ERQ1SNSNF010 | OS2 2 Fiber 1.6mm Jacket Patchcord Riser |  | PC | 1 | 10 | 1 | 1 | 52.12
61305616658 | F92ERQ1SNSNF011 | OS2 2 Fiber 1.6mm Jacket Patchcord Riser |  | PC | 1 | 1 | 1 | 1 | 52.34
61305616659 | F92ERQ1SNSNF012 | OS2 2 Fiber 1.6mm Jacket Patchcord Riser |  | PC | 1 | 1 | 1 | 1 | 52.58
61305616660 | F92ERQ1SNSNF013 | OS2 2 Fiber 1.6mm Jacket Patchcord Riser |  | PC | 1 | 1 | 1 | 1 | 52.82
61305616661 | F92ERQ1SNSNF014 | OS2 2 Fiber 1.6mm Jacket Patchcord Riser |  | PC | 1 | 1 | 1 | 1 | 53.04
61305616662 | F92ERQ1SNSNF015 | OS2 2 Fiber 1.6mm Jacket Patchcord Riser |  | PC | 1 | 1 | 1 | 1 | 53.28
61305616663 | F92ERQ1SNSNF016 | OS2 2 Fiber 1.6mm Jacket Patchcord Riser |  | PC | 1 | 1 | 1 | 1 | 53.5
61305616664 | F92ERQ1SNSNF017 | OS2 2 Fiber 1.6mm Jacket Patchcord Riser |  | PC | 1 | 1 | 1 | 1 | 53.74
61305616665 | F92ERQ1SNSNF018 | OS2 2 Fiber 1.6mm Jacket Patchcord Riser |  | PC | 1 | 1 | 1 | 1 | 53.96
61305616666 | F92ERQ1SNSNF019 | OS2 2 Fiber 1.6mm Jacket Patchcord Riser |  | PC | 1 | 1 | 1 | 1 | 54.2
61305616667 | F92ERQ1SNSNF020 | OS2 2 Fiber 1.6mm Jacket Patchcord Riser |  | PC | 1 | 1 | 1 | 1 | 54.44
61305647488 | F92ERQ1SNSNF022 | OS2 2f 1.6mm PC OFNR PushPull LC/SC Dup |  | PC | 1 | 1 | 1 | 1 | 54.9
61305647518 | F92ERQ1SNSNF023 | OS2 2f 1.6mm PC OFNR PushPull LC/SC Dup |  | PC | 1 | 1 | 1 | 1 | 55.12
61305647519 | F92ERQ1SNSNF024 | OS2 2f 1.6mm PC OFNR PushPull LC/SC Dup |  | PC | 1 | 1 | 1 | 1 | 55.36
61305616668 | F92ERQ1SNSNF025 | OS2 2 Fiber 1.6mm Jacket Patchcord Riser |  | PC | 1 | 1 | 1 | 1 | 55.6
61305616669 | F92ERQ1SNSNF030 | OS2 2 Fiber 1.6mm Jacket Patchcord Riser |  | PC | 1 | 1 | 1 | 1 | 56.74
61305616670 | F92ERQ1SNSNF035 | OS2 2 Fiber 1.6mm Jacket Patchcord Riser |  | PC | 1 | 1 | 1 | 1 | 57.9
61305616671 | F92ERQ1SNSNF040 | OS2 2 Fiber 1.6mm Jacket Patchcord Riser |  | PC | 1 | 1 | 1 | 1 | 59.06
61305616672 | F92ERQ1SNSNF045 | OS2 2 Fiber 1.6mm Jacket Patchcord Riser |  | PC | 1 | 1 | 1 | 1 | 60.22
61305616673 | F92ERQ1SNSNF050 | OS2 2 Fiber 1.6mm Jacket Patchcord Riser |  | PC | 1 | 1 | 1 | 1 | 61.38
61305616674 | F92ERQ1SNSNF055 | OS2 2 Fiber 1.6mm Jacket Patchcord Riser |  | PC | 1 | 1 | 1 | 1 | 62.54
61305616675 | F92ERQ1SNSNF060 | OS2 2 Fiber 1.6mm Jacket Patchcord Riser |  | PC | 1 | 1 | 1 | 1 | 63.7
61305616676 | F92ERQ1SNSNF065 | OS2 2 Fiber 1.6mm Jacket Patchcord Riser |  | PC | 1 | 1 | 1 | 1 | 64.86
61305616677 | F92ERQ1SNSNF070 | OS2 2 Fiber 1.6mm Jacket Patchcord Riser |  | PC | 1 | 1 | 1 | 1 | 66.02
61305616678 | F92ERQ1SNSNF080 | OS2 2 Fiber 1.6mm Jacket Patchcord Riser |  | PC | 1 | 1 | 1 | 1 | 68.34
61305616679 | F92ERQ1SNSNF090 | OS2 2 Fiber 1.6mm Jacket Patchcord Riser |  | PC | 1 | 1 | 1 | 1 | 70.64
61305616680 | F92ERQ1SNSNF100 | OS2 2 Fiber 1.6mm Jacket Patchcord Riser |  | PC | 1 | 1 | 1 | 1 | 72.96
61305647490 | F92ERQ1SNSNM0.5 | OS2 2f 1.6mm PC OFNR PushPull LC/SC Dup |  | PC | 1 | 10 | 1 | 1 | 50.18
61305647522 | F92ERQ1SNSNM004 | OS2 2f 1.6mm PC OFNR PushPull LC/SC Dup |  | PC | 1 | 10 | 1 | 1 | 52.84
61305647525 | F92ERQ1SNSNM006 | OS2 2f 1.6mm PC OFNR PushPull LC/SC Dup |  | PC | 1 | 10 | 1 | 1 | 54.36
61305647528 | F92ERQ1SNSNM008 | OS2 2f 1.6mm PC OFNR PushPull LC/SC Dup |  | PC | 1 | 10 | 1 | 1 | 55.88
61305647529 | F92ERQ1SNSNM009 | OS2 2f 1.6mm PC OFNR PushPull LC/SC Dup |  | PC | 1 | 10 | 1 | 1 | 56.64
61305647531 | F92ERQ1SNSNM011 | OS2 2f 1.6mm PC OFNR PushPull LC/SC Dup |  | PC | 1 | 1 | 1 | 1 | 58.16
61305647493 | F92ERQ1SNSNM013 | OS2 2f 1.6mm PC OFNR PushPull LC/SC Dup |  | PC | 1 | 1 | 1 | 1 | 59.68
61305647532 | F92ERQ1SNSNM014 | OS2 2f 1.6mm PC OFNR PushPull LC/SC Dup |  | PC | 1 | 1 | 1 | 1 | 60.44
61305647533 | F92ERQ1SNSNM016 | OS2 2f 1.6mm PC OFNR PushPull LC/SC Dup |  | PC | 1 | 1 | 1 | 1 | 61.96
61305647534 | F92ERQ1SNSNM017 | OS2 2f 1.6mm PC OFNR PushPull LC/SC Dup |  | PC | 1 | 1 | 1 | 1 | 62.72
61305647535 | F92ERQ1SNSNM018 | OS2 2f 1.6mm PC OFNR PushPull LC/SC Dup |  | PC | 1 | 1 | 1 | 1 | 63.48
61305647536 | F92ERQ1SNSNM019 | OS2 2f 1.6mm PC OFNR PushPull LC/SC Dup |  | PC | 1 | 1 | 1 | 1 | 64.24
61305647494 | F92ERQ1SNSNM021 | OS2 2f 1.6mm PC OFNR PushPull LC/SC Dup |  | PC | 1 | 1 | 1 | 1 | 65.76
61305647537 | F92ERQ1SNSNM022 | OS2 2f 1.6mm PC OFNR PushPull LC/SC Dup |  | PC | 1 | 1 | 1 | 1 | 66.52
61305647538 | F92ERQ1SNSNM023 | OS2 2f 1.6mm PC OFNR PushPull LC/SC Dup |  | PC | 1 | 1 | 1 | 1 | 67.28
61305647539 | F92ERQ1SNSNM024 | OS2 2f 1.6mm PC OFNR PushPull LC/SC Dup |  | PC | 1 | 1 | 1 | 1 | 68.04
61305647540 | F92ERQ1SNSNM025 | OS2 2f 1.6mm PC OFNR PushPull LC/SC Dup |  | PC | 1 | 1 | 1 | 1 | 68.8
61305647541 | F92ERQ1SNSNM026 | OS2 2f 1.6mm PC OFNR PushPull LC/SC Dup |  | PC | 1 | 1 | 1 | 1 | 69.56
61305647542 | F92ERQ1SNSNM027 | OS2 2f 1.6mm PC OFNR PushPull LC/SC Dup |  | PC | 1 | 1 | 1 | 1 | 70.32
61305647543 | F92ERQ1SNSNM028 | OS2 2f 1.6mm PC OFNR PushPull LC/SC Dup |  | PC | 1 | 1 | 1 | 1 | 71.08
61305647544 | F92ERQ1SNSNM029 | OS2 2f 1.6mm PC OFNR PushPull LC/SC Dup |  | PC | 1 | 1 | 1 | 1 | 71.84
61305647545 | F92ERQ1SNSNM030 | OS2 2f 1.6mm PC OFNR PushPull LC/SC Dup |  | PC | 1 | 1 | 1 | 1 | 72.6
61305647546 | F92ERQ1SNSNM031 | OS2 2f 1.6mm PC OFNR PushPull LC/SC Dup |  | PC | 1 | 1 | 1 | 1 | 73.36
61305647547 | F92ERQ1SNSNM032 | OS2 2f 1.6mm PC OFNR PushPull LC/SC Dup |  | PC | 1 | 1 | 1 | 1 | 74.12
61305647548 | F92ERQ1SNSNM033 | OS2 2f 1.6mm PC OFNR PushPull LC/SC Dup |  | PC | 1 | 1 | 1 | 1 | 74.88
61305647549 | F92ERQ1SNSNM034 | OS2 2f 1.6mm PC OFNR PushPull LC/SC Dup |  | PC | 1 | 1 | 1 | 1 | 75.64
61305647550 | F92ERQ1SNSNM035 | OS2 2f 1.6mm PC OFNR PushPull LC/SC Dup |  | PC | 1 | 1 | 1 | 1 | 76.4
61305647495 | F92ERQ1SNSNM036 | OS2 2f 1.6mm PC OFNR PushPull LC/SC Dup |  | PC | 1 | 1 | 1 | 1 | 77.16
61305647551 | F92ERQ1SNSNM037 | OS2 2f 1.6mm PC OFNR PushPull LC/SC Dup |  | PC | 1 | 1 | 1 | 1 | 77.92
61305647552 | F92ERQ1SNSNM038 | OS2 2f 1.6mm PC OFNR PushPull LC/SC Dup |  | PC | 1 | 1 | 1 | 1 | 78.68
61305647553 | F92ERQ1SNSNM039 | OS2 2f 1.6mm PC OFNR PushPull LC/SC Dup |  | PC | 1 | 1 | 1 | 1 | 79.44
61305647554 | F92ERQ1SNSNM040 | OS2 2f 1.6mm PC OFNR PushPull LC/SC Dup |  | PC | 1 | 1 | 1 | 1 | 80.2
61305647555 | F92ERQ1SNSNM041 | OS2 2f 1.6mm PC OFNR PushPull LC/SC Dup |  | PC | 1 | 1 | 1 | 1 | 80.96
61305647556 | F92ERQ1SNSNM042 | OS2 2f 1.6mm PC OFNR PushPull LC/SC Dup |  | PC | 1 | 1 | 1 | 1 | 81.72
61305647557 | F92ERQ1SNSNM043 | OS2 2f 1.6mm PC OFNR PushPull LC/SC Dup |  | PC | 1 | 1 | 1 | 1 | 82.48
61305647558 | F92ERQ1SNSNM044 | OS2 2f 1.6mm PC OFNR PushPull LC/SC Dup |  | PC | 1 | 1 | 1 | 1 | 83.24
61305647559 | F92ERQ1SNSNM045 | OS2 2f 1.6mm PC OFNR PushPull LC/SC Dup |  | PC | 1 | 1 | 1 | 1 | 84
61305647560 | F92ERQ1SNSNM046 | OS2 2f 1.6mm PC OFNR PushPull LC/SC Dup |  | PC | 1 | 1 | 1 | 1 | 84.76
61305647561 | F92ERQ1SNSNM047 | OS2 2f 1.6mm PC OFNR PushPull LC/SC Dup |  | PC | 1 | 1 | 1 | 1 | 85.52
61305647562 | F92ERQ1SNSNM048 | OS2 2f 1.6mm PC OFNR PushPull LC/SC Dup |  | PC | 1 | 1 | 1 | 1 | 86.28
61305647563 | F92ERQ1SNSNM049 | OS2 2f 1.6mm PC OFNR PushPull LC/SC Dup |  | PC | 1 | 1 | 1 | 1 | 87.04
61305647564 | F92ERQ1SNSNM050 | OS2 2f 1.6mm PC OFNR PushPull LC/SC Dup |  | PC | 1 | 1 | 1 | 1 | 87.8
61305647520 | F92ERQ1SNSNM1.5 | OS2 2f 1.6mm PC OFNR PushPull LC/SC Dup |  | PC | 1 | 10 | 1 | 1 | 50.94
61305647521 | F92ERQ1SNSNM2.5 | OS2 2f 1.6mm PC OFNR PushPull LC/SC Dup |  | PC | 1 | 10 | 1 | 1 | 51.7
61305647491 | F92ERQ1SNSNM3.5 | OS2 2f 1.6mm PC OFNR PushPull LC/SC Dup |  | PC | 1 | 10 | 1 | 1 | 52.46
61305647523 | F92ERQ1SNSNM4.5 | OS2 2f 1.6mm PC OFNR PushPull LC/SC Dup |  | PC | 1 | 10 | 1 | 1 | 53.22
61305647524 | F92ERQ1SNSNM5.5 | OS2 2f 1.6mm PC OFNR PushPull LC/SC Dup |  | PC | 1 | 10 | 1 | 1 | 53.98
61305647526 | F92ERQ1SNSNM6.5 | OS2 2f 1.6mm PC OFNR PushPull LC/SC Dup |  | PC | 1 | 10 | 1 | 1 | 54.74
61305647527 | F92ERQ1SNSNM7.5 | OS2 2f 1.6mm PC OFNR PushPull LC/SC Dup |  | PC | 1 | 10 | 1 | 1 | 55.5
61305647492 | F92ERQ1SNSNM8.5 | OS2 2f 1.6mm PC OFNR PushPull LC/SC Dup |  | PC | 1 | 10 | 1 | 1 | 56.26
61305647530 | F92ERQ1SNSNM9.5 | OS2 2f 1.6mm PC OFNR PushPull LC/SC Dup |  | PC | 1 | 10 | 1 | 1 | 57.02
61305681011 | F92RLU1U1ONM0.5 | OS2 2f 2mm PC LSZH LC Uniboot /LC Uniboo | OS2 duplex fiber patch cord with a 2.0mm cable jacket. It is Low Smoke Zero Halogen (LSZH), features LC Uniboot pull-boot connectors, and has Optimized insertion loss, 0.5 meters in length | PC | 1 | 1 | 1 | 1 | 55.08
61305681014 | F92RLU1U1ONM001 | OS2 2f 2mm PC LSZH LC Uniboot /LC Uniboo | OS2 duplex fiber patch cord with a 2.0mm cable jacket. It is Low Smoke Zero Halogen (LSZH), features LC Uniboot pull-boot connectors, and has Optimized insertion loss, 001 meters in length | PC | 1 | 1 | 1 | 1 | 55.46
61305681015 | F92RLU1U1ONM002 | OS2 2f 2mm PC LSZH LC Uniboot /LC Uniboo | OS2 duplex fiber patch cord with a 2.0mm cable jacket. It is Low Smoke Zero Halogen (LSZH), features LC Uniboot pull-boot connectors, and has Optimized insertion loss, 002 meters in length | PC | 1 | 1 | 1 | 1 | 56.22
61305681016 | F92RLU1U1ONM003 | OS2 2f 2mm PC LSZH LC Uniboot /LC Uniboo | OS2 duplex fiber patch cord with a 2.0mm cable jacket. It is Low Smoke Zero Halogen (LSZH), features LC Uniboot pull-boot connectors, and has Optimized insertion loss, 003 meters in length | PC | 1 | 1 | 1 | 1 | 56.98
61305681057 | F92RLU1U1ONM004 | OS2 2f 2mm PC LSZH LC Uniboot /LC Uniboo | OS2 duplex fiber patch cord with a 2.0mm cable jacket. It is Low Smoke Zero Halogen (LSZH), features LC Uniboot pull-boot connectors, and has Optimized insertion loss, 004 meters in length | PC | 1 | 1 | 1 | 1 | 57.74
61305681058 | F92RLU1U1ONM005 | OS2 2f 2mm PC LSZH LC Uniboot /LC Uniboo | OS2 duplex fiber patch cord with a 2.0mm cable jacket. It is Low Smoke Zero Halogen (LSZH), features LC Uniboot pull-boot connectors, and has Optimized insertion loss, 005 meters in length | PC | 1 | 1 | 1 | 1 | 58.5
61305681059 | F92RLU1U1ONM006 | OS2 2f 2mm PC LSZH LC Uniboot /LC Uniboo | OS2 duplex fiber patch cord with a 2.0mm cable jacket. It is Low Smoke Zero Halogen (LSZH), features LC Uniboot pull-boot connectors, and has Optimized insertion loss, 006 meters in length | PC | 1 | 1 | 1 | 1 | 59.26
61305681092 | F92RLU1U1ONM007 | OS2 2f 2mm PC LSZH LC Uniboot /LC Uniboo | OS2 duplex fiber patch cord with a 2.0mm cable jacket. It is Low Smoke Zero Halogen (LSZH), features LC Uniboot pull-boot connectors, and has Optimized insertion loss, 007 meters in length | PC | 1 | 1 | 1 | 1 | 60.02
61305681093 | F92RLU1U1ONM008 | OS2 2f 2mm PC LSZH LC Uniboot /LC Uniboo | OS2 duplex fiber patch cord with a 2.0mm cable jacket. It is Low Smoke Zero Halogen (LSZH), features LC Uniboot pull-boot connectors, and has Optimized insertion loss, 008 meters in length | PC | 1 | 1 | 1 | 1 | 60.78
61305681114 | F92RLU1U1ONM009 | OS2 2f 2mm PC LSZH LC Uniboot /LC Uniboo | OS2 duplex fiber patch cord with a 2.0mm cable jacket. It is Low Smoke Zero Halogen (LSZH), features LC Uniboot pull-boot connectors, and has Optimized insertion loss, 009 meters in length | PC | 1 | 1 | 1 | 1 | 61.54
61305681115 | F92RLU1U1ONM010 | OS2 2f 2mm PC LSZH LC Uniboot /LC Uniboo | OS2 duplex fiber patch cord with a 2.0mm cable jacket. It is Low Smoke Zero Halogen (LSZH), features LC Uniboot pull-boot connectors, and has Optimized insertion loss, 010 meters in length | PC | 1 | 1 | 1 | 1 | 62.3
61305681116 | F92RLU1U1ONM011 | OS2 2f 2mm PC LSZH LC Uniboot /LC Uniboo | OS2 duplex fiber patch cord with a 2.0mm cable jacket. It is Low Smoke Zero Halogen (LSZH), features LC Uniboot pull-boot connectors, and has Optimized insertion loss, 011 meters in length | PC | 1 | 1 | 1 | 1 | 63.06
61305681117 | F92RLU1U1ONM012 | OS2 2f 2mm PC LSZH LC Uniboot /LC Uniboo | OS2 duplex fiber patch cord with a 2.0mm cable jacket. It is Low Smoke Zero Halogen (LSZH), features LC Uniboot pull-boot connectors, and has Optimized insertion loss, 012 meters in length | PC | 1 | 1 | 1 | 1 | 63.82
61305681137 | F92RLU1U1ONM013 | OS2 2f 2mm PC LSZH LC Uniboot /LC Uniboo | OS2 duplex fiber patch cord with a 2.0mm cable jacket. It is Low Smoke Zero Halogen (LSZH), features LC Uniboot pull-boot connectors, and has Optimized insertion loss, 013 meters in length | PC | 1 | 1 | 1 | 1 | 64.58
61305681138 | F92RLU1U1ONM014 | OS2 2f 2mm PC LSZH LC Uniboot /LC Uniboo | OS2 duplex fiber patch cord with a 2.0mm cable jacket. It is Low Smoke Zero Halogen (LSZH), features LC Uniboot pull-boot connectors, and has Optimized insertion loss, 014 meters in length | PC | 1 | 1 | 1 | 1 | 65.34
61305681139 | F92RLU1U1ONM015 | OS2 2f 2mm PC LSZH LC Uniboot /LC Uniboo | OS2 duplex fiber patch cord with a 2.0mm cable jacket. It is Low Smoke Zero Halogen (LSZH), features LC Uniboot pull-boot connectors, and has Optimized insertion loss, 015 meters in length | PC | 1 | 1 | 1 | 1 | 66.1
61305681140 | F92RLU1U1ONM016 | OS2 2f 2mm PC LSZH LC Uniboot /LC Uniboo | OS2 duplex fiber patch cord with a 2.0mm cable jacket. It is Low Smoke Zero Halogen (LSZH), features LC Uniboot pull-boot connectors, and has Optimized insertion loss, 016 meters in length | PC | 1 | 1 | 1 | 1 | 66.86
61305681141 | F92RLU1U1ONM017 | OS2 2f 2mm PC LSZH LC Uniboot /LC Uniboo | OS2 duplex fiber patch cord with a 2.0mm cable jacket. It is Low Smoke Zero Halogen (LSZH), features LC Uniboot pull-boot connectors, and has Optimized insertion loss, 017 meters in length | PC | 1 | 1 | 1 | 1 | 67.62
61305681142 | F92RLU1U1ONM018 | OS2 2f 2mm PC LSZH LC Uniboot /LC Uniboo | OS2 duplex fiber patch cord with a 2.0mm cable jacket. It is Low Smoke Zero Halogen (LSZH), features LC Uniboot pull-boot connectors, and has Optimized insertion loss, 018 meters in length | PC | 1 | 1 | 1 | 1 | 68.38
61305681143 | F92RLU1U1ONM019 | OS2 2f 2mm PC LSZH LC Uniboot /LC Uniboo | OS2 duplex fiber patch cord with a 2.0mm cable jacket. It is Low Smoke Zero Halogen (LSZH), features LC Uniboot pull-boot connectors, and has Optimized insertion loss, 019 meters in length | PC | 1 | 1 | 1 | 1 | 69.14
61305681144 | F92RLU1U1ONM020 | OS2 2f 2mm PC LSZH LC Uniboot /LC Uniboo | OS2 duplex fiber patch cord with a 2.0mm cable jacket. It is Low Smoke Zero Halogen (LSZH), features LC Uniboot pull-boot connectors, and has Optimized insertion loss, 020 meters in length | PC | 1 | 1 | 1 | 1 | 69.9
61305681175 | F92RLU1U1ONM021 | OS2 2f 2mm PC LSZH LC Uniboot /LC Uniboo | OS2 duplex fiber patch cord with a 2.0mm cable jacket. It is Low Smoke Zero Halogen (LSZH), features LC Uniboot pull-boot connectors, and has Optimized insertion loss, 021 meters in length | PC | 1 | 1 | 1 | 1 | 70.66
61305681176 | F92RLU1U1ONM022 | OS2 2f 2mm PC LSZH LC Uniboot /LC Uniboo | OS2 duplex fiber patch cord with a 2.0mm cable jacket. It is Low Smoke Zero Halogen (LSZH), features LC Uniboot pull-boot connectors, and has Optimized insertion loss, 022 meters in length | PC | 1 | 1 | 1 | 1 | 71.42
61305681177 | F92RLU1U1ONM023 | OS2 2f 2mm PC LSZH LC Uniboot /LC Uniboo | OS2 duplex fiber patch cord with a 2.0mm cable jacket. It is Low Smoke Zero Halogen (LSZH), features LC Uniboot pull-boot connectors, and has Optimized insertion loss, 023 meters in length | PC | 1 | 1 | 1 | 1 | 72.18
61305681178 | F92RLU1U1ONM024 | OS2 2f 2mm PC LSZH LC Uniboot /LC Uniboo | OS2 duplex fiber patch cord with a 2.0mm cable jacket. It is Low Smoke Zero Halogen (LSZH), features LC Uniboot pull-boot connectors, and has Optimized insertion loss, 024 meters in length | PC | 1 | 1 | 1 | 1 | 72.94
61305681179 | F92RLU1U1ONM025 | OS2 2f 2mm PC LSZH LC Uniboot /LC Uniboo | OS2 duplex fiber patch cord with a 2.0mm cable jacket. It is Low Smoke Zero Halogen (LSZH), features LC Uniboot pull-boot connectors, and has Optimized insertion loss, 025 meters in length | PC | 1 | 1 | 1 | 1 | 73.7
61305681180 | F92RLU1U1ONM026 | OS2 2f 2mm PC LSZH LC Uniboot /LC Uniboo | OS2 duplex fiber patch cord with a 2.0mm cable jacket. It is Low Smoke Zero Halogen (LSZH), features LC Uniboot pull-boot connectors, and has Optimized insertion loss, 026 meters in length | PC | 1 | 1 | 1 | 1 | 74.46
61305681181 | F92RLU1U1ONM027 | OS2 2f 2mm PC LSZH LC Uniboot /LC Uniboo | OS2 duplex fiber patch cord with a 2.0mm cable jacket. It is Low Smoke Zero Halogen (LSZH), features LC Uniboot pull-boot connectors, and has Optimized insertion loss, 027 meters in length | PC | 1 | 1 | 1 | 1 | 75.22
61305681182 | F92RLU1U1ONM028 | OS2 2f 2mm PC LSZH LC Uniboot /LC Uniboo | OS2 duplex fiber patch cord with a 2.0mm cable jacket. It is Low Smoke Zero Halogen (LSZH), features LC Uniboot pull-boot connectors, and has Optimized insertion loss, 028 meters in length | PC | 1 | 1 | 1 | 1 | 75.98
61305681183 | F92RLU1U1ONM029 | OS2 2f 2mm PC LSZH LC Uniboot /LC Uniboo | OS2 duplex fiber patch cord with a 2.0mm cable jacket. It is Low Smoke Zero Halogen (LSZH), features LC Uniboot pull-boot connectors, and has Optimized insertion loss, 029 meters in length | PC | 1 | 1 | 1 | 1 | 76.74
61305681184 | F92RLU1U1ONM030 | OS2 2f 2mm PC LSZH LC Uniboot /LC Uniboo | OS2 duplex fiber patch cord with a 2.0mm cable jacket. It is Low Smoke Zero Halogen (LSZH), features LC Uniboot pull-boot connectors, and has Optimized insertion loss, 030 meters in length | PC | 1 | 1 | 1 | 1 | 77.5
61305681185 | F92RLU1U1ONM031 | OS2 2f 2mm PC LSZH LC Uniboot /LC Uniboo | OS2 duplex fiber patch cord with a 2.0mm cable jacket. It is Low Smoke Zero Halogen (LSZH), features LC Uniboot pull-boot connectors, and has Optimized insertion loss, 031 meters in length | PC | 1 | 1 | 1 | 1 | 78.26
61305681186 | F92RLU1U1ONM032 | OS2 2f 2mm PC LSZH LC Uniboot /LC Uniboo | OS2 duplex fiber patch cord with a 2.0mm cable jacket. It is Low Smoke Zero Halogen (LSZH), features LC Uniboot pull-boot connectors, and has Optimized insertion loss, 032 meters in length | PC | 1 | 1 | 1 | 1 | 79.02
61305681187 | F92RLU1U1ONM033 | OS2 2f 2mm PC LSZH LC Uniboot /LC Uniboo | OS2 duplex fiber patch cord with a 2.0mm cable jacket. It is Low Smoke Zero Halogen (LSZH), features LC Uniboot pull-boot connectors, and has Optimized insertion loss, 033 meters in length | PC | 1 | 1 | 1 | 1 | 79.78
61305681188 | F92RLU1U1ONM034 | OS2 2f 2mm PC LSZH LC Uniboot /LC Uniboo | OS2 duplex fiber patch cord with a 2.0mm cable jacket. It is Low Smoke Zero Halogen (LSZH), features LC Uniboot pull-boot connectors, and has Optimized insertion loss, 034 meters in length | PC | 1 | 1 | 1 | 1 | 80.54
61305681189 | F92RLU1U1ONM035 | OS2 2f 2mm PC LSZH LC Uniboot /LC Uniboo | OS2 duplex fiber patch cord with a 2.0mm cable jacket. It is Low Smoke Zero Halogen (LSZH), features LC Uniboot pull-boot connectors, and has Optimized insertion loss, 035 meters in length | PC | 1 | 1 | 1 | 1 | 81.3
61305681234 | F92RLU1U1ONM036 | OS2 2f 2mm PC LSZH LC Uniboot /LC Uniboo | OS2 duplex fiber patch cord with a 2.0mm cable jacket. It is Low Smoke Zero Halogen (LSZH), features LC Uniboot pull-boot connectors, and has Optimized insertion loss, 036 meters in length | PC | 1 | 1 | 1 | 1 | 82.06
61305681235 | F92RLU1U1ONM037 | OS2 2f 2mm PC LSZH LC Uniboot /LC Uniboo | OS2 duplex fiber patch cord with a 2.0mm cable jacket. It is Low Smoke Zero Halogen (LSZH), features LC Uniboot pull-boot connectors, and has Optimized insertion loss, 037 meters in length | PC | 1 | 1 | 1 | 1 | 82.82
61305681236 | F92RLU1U1ONM038 | OS2 2f 2mm PC LSZH LC Uniboot /LC Uniboo | OS2 duplex fiber patch cord with a 2.0mm cable jacket. It is Low Smoke Zero Halogen (LSZH), features LC Uniboot pull-boot connectors, and has Optimized insertion loss, 038 meters in length | PC | 1 | 1 | 1 | 1 | 83.58
61305681237 | F92RLU1U1ONM039 | OS2 2f 2mm PC LSZH LC Uniboot /LC Uniboo | OS2 duplex fiber patch cord with a 2.0mm cable jacket. It is Low Smoke Zero Halogen (LSZH), features LC Uniboot pull-boot connectors, and has Optimized insertion loss, 039 meters in length | PC | 1 | 1 | 1 | 1 | 84.34
61305681238 | F92RLU1U1ONM040 | OS2 2f 2mm PC LSZH LC Uniboot /LC Uniboo | OS2 duplex fiber patch cord with a 2.0mm cable jacket. It is Low Smoke Zero Halogen (LSZH), features LC Uniboot pull-boot connectors, and has Optimized insertion loss, 040 meters in length | PC | 1 | 1 | 1 | 1 | 85.1
61305681239 | F92RLU1U1ONM041 | OS2 2f 2mm PC LSZH LC Uniboot /LC Uniboo | OS2 duplex fiber patch cord with a 2.0mm cable jacket. It is Low Smoke Zero Halogen (LSZH), features LC Uniboot pull-boot connectors, and has Optimized insertion loss, 041 meters in length | PC | 1 | 1 | 1 | 1 | 85.86
61305681240 | F92RLU1U1ONM042 | OS2 2f 2mm PC LSZH LC Uniboot /LC Uniboo | OS2 duplex fiber patch cord with a 2.0mm cable jacket. It is Low Smoke Zero Halogen (LSZH), features LC Uniboot pull-boot connectors, and has Optimized insertion loss, 042 meters in length | PC | 1 | 1 | 1 | 1 | 86.62
61305681241 | F92RLU1U1ONM043 | OS2 2f 2mm PC LSZH LC Uniboot /LC Uniboo | OS2 duplex fiber patch cord with a 2.0mm cable jacket. It is Low Smoke Zero Halogen (LSZH), features LC Uniboot pull-boot connectors, and has Optimized insertion loss, 043 meters in length | PC | 1 | 1 | 1 | 1 | 87.38
61305681242 | F92RLU1U1ONM044 | OS2 2f 2mm PC LSZH LC Uniboot /LC Uniboo | OS2 duplex fiber patch cord with a 2.0mm cable jacket. It is Low Smoke Zero Halogen (LSZH), features LC Uniboot pull-boot connectors, and has Optimized insertion loss, 044 meters in length | PC | 1 | 1 | 1 | 1 | 88.14
61305681243 | F92RLU1U1ONM045 | OS2 2f 2mm PC LSZH LC Uniboot /LC Uniboo | OS2 duplex fiber patch cord with a 2.0mm cable jacket. It is Low Smoke Zero Halogen (LSZH), features LC Uniboot pull-boot connectors, and has Optimized insertion loss, 045 meters in length | PC | 1 | 1 | 1 | 1 | 88.9
61305681244 | F92RLU1U1ONM046 | OS2 2f 2mm PC LSZH LC Uniboot /LC Uniboo | OS2 duplex fiber patch cord with a 2.0mm cable jacket. It is Low Smoke Zero Halogen (LSZH), features LC Uniboot pull-boot connectors, and has Optimized insertion loss, 046 meters in length | PC | 1 | 1 | 1 | 1 | 89.66
61305681245 | F92RLU1U1ONM047 | OS2 2f 2mm PC LSZH LC Uniboot /LC Uniboo | OS2 duplex fiber patch cord with a 2.0mm cable jacket. It is Low Smoke Zero Halogen (LSZH), features LC Uniboot pull-boot connectors, and has Optimized insertion loss, 047 meters in length | PC | 1 | 1 | 1 | 1 | 90.42
61305681246 | F92RLU1U1ONM048 | OS2 2f 2mm PC LSZH LC Uniboot /LC Uniboo | OS2 duplex fiber patch cord with a 2.0mm cable jacket. It is Low Smoke Zero Halogen (LSZH), features LC Uniboot pull-boot connectors, and has Optimized insertion loss, 048 meters in length | PC | 1 | 1 | 1 | 1 | 91.18
61305681247 | F92RLU1U1ONM049 | OS2 2f 2mm PC LSZH LC Uniboot /LC Uniboo | OS2 duplex fiber patch cord with a 2.0mm cable jacket. It is Low Smoke Zero Halogen (LSZH), features LC Uniboot pull-boot connectors, and has Optimized insertion loss, 049 meters in length | PC | 1 | 1 | 1 | 1 | 91.94
61305681248 | F92RLU1U1ONM050 | OS2 2f 2mm PC LSZH LC Uniboot /LC Uniboo | OS2 duplex fiber patch cord with a 2.0mm cable jacket. It is Low Smoke Zero Halogen (LSZH), features LC Uniboot pull-boot connectors, and has Optimized insertion loss, 050 meters in length | PC | 1 | 1 | 1 | 1 | 92.7
61305681012 | F92RLU1U1ONM1.5 | OS2 2f 2mm PC LSZH LC Uniboot /LC Uniboo | OS2 duplex fiber patch cord with a 2.0mm cable jacket. It is Low Smoke Zero Halogen (LSZH), features LC Uniboot pull-boot connectors, and has Optimized insertion loss, 1.5 meters in length | PC | 1 | 1 | 1 | 1 | 55.84
61305681013 | F92RLU1U1ONM2.5 | OS2 2f 2mm PC LSZH LC Uniboot /LC Uniboo | OS2 duplex fiber patch cord with a 2.0mm cable jacket. It is Low Smoke Zero Halogen (LSZH), features LC Uniboot pull-boot connectors, and has Optimized insertion loss, 2.5 meters in length | PC | 1 | 1 | 1 | 1 | 56.6
61305681054 | F92RLU1U1ONM3.5 | OS2 2f 2mm PC LSZH LC Uniboot /LC Uniboo | OS2 duplex fiber patch cord with a 2.0mm cable jacket. It is Low Smoke Zero Halogen (LSZH), features LC Uniboot pull-boot connectors, and has Optimized insertion loss, 3.5 meters in length | PC | 1 | 1 | 1 | 1 | 57.36
61305681055 | F92RLU1U1ONM4.5 | OS2 2f 2mm PC LSZH LC Uniboot /LC Uniboo | OS2 duplex fiber patch cord with a 2.0mm cable jacket. It is Low Smoke Zero Halogen (LSZH), features LC Uniboot pull-boot connectors, and has Optimized insertion loss, 4.5 meters in length | PC | 1 | 1 | 1 | 1 | 58.12
61305681056 | F92RLU1U1ONM5.5 | OS2 2f 2mm PC LSZH LC Uniboot /LC Uniboo | OS2 duplex fiber patch cord with a 2.0mm cable jacket. It is Low Smoke Zero Halogen (LSZH), features LC Uniboot pull-boot connectors, and has Optimized insertion loss, 5.5 meters in length | PC | 1 | 1 | 1 | 1 | 58.88
61305681090 | F92RLU1U1ONM6.5 | OS2 2f 2mm PC LSZH LC Uniboot /LC Uniboo | OS2 duplex fiber patch cord with a 2.0mm cable jacket. It is Low Smoke Zero Halogen (LSZH), features LC Uniboot pull-boot connectors, and has Optimized insertion loss, 6.5 meters in length | PC | 1 | 1 | 1 | 1 | 59.64
61305681091 | F92RLU1U1ONM7.5 | OS2 2f 2mm PC LSZH LC Uniboot /LC Uniboo | OS2 duplex fiber patch cord with a 2.0mm cable jacket. It is Low Smoke Zero Halogen (LSZH), features LC Uniboot pull-boot connectors, and has Optimized insertion loss, 7.5 meters in length | PC | 1 | 1 | 1 | 1 | 60.4
61305681112 | F92RLU1U1ONM8.5 | OS2 2f 2mm PC LSZH LC Uniboot /LC Uniboo | OS2 duplex fiber patch cord with a 2.0mm cable jacket. It is Low Smoke Zero Halogen (LSZH), features LC Uniboot pull-boot connectors, and has Optimized insertion loss, 8.5 meters in length | PC | 1 | 1 | 1 | 1 | 61.16
61305681113 | F92RLU1U1ONM9.5 | OS2 2f 2mm PC LSZH LC Uniboot /LC Uniboo | OS2 duplex fiber patch cord with a 2.0mm cable jacket. It is Low Smoke Zero Halogen (LSZH), features LC Uniboot pull-boot connectors, and has Optimized insertion loss, 9.5 meters in length | PC | 1 | 1 | 1 | 1 | 61.92
61305681033 | F92RLU2U2ONM0.5 | OS2 2f 2mm PC LSZH LC APC Uniboot /LC AP | OS2 duplex fiber patch cord with a 2.0mm cable jacket. It is Low Smoke Zero Halogen (LSZH), features LC APC Uniboot pull-boot connectors, and has Optimized insertion loss, 0.5 meters in length | PC | 1 | 1 | 1 | 1 | 56.28
61305681036 | F92RLU2U2ONM001 | OS2 2f 2mm PC LSZH LC APC Uniboot /LC AP | OS2 duplex fiber patch cord with a 2.0mm cable jacket. It is Low Smoke Zero Halogen (LSZH), features LC APC Uniboot pull-boot connectors, and has Optimized insertion loss, 001 meters in length | PC | 1 | 1 | 1 | 1 | 56.66
61305681037 | F92RLU2U2ONM002 | OS2 2f 2mm PC LSZH LC APC Uniboot /LC AP | OS2 duplex fiber patch cord with a 2.0mm cable jacket. It is Low Smoke Zero Halogen (LSZH), features LC APC Uniboot pull-boot connectors, and has Optimized insertion loss, 002 meters in length | PC | 1 | 1 | 1 | 1 | 57.42
61305681038 | F92RLU2U2ONM003 | OS2 2f 2mm PC LSZH LC APC Uniboot /LC AP | OS2 duplex fiber patch cord with a 2.0mm cable jacket. It is Low Smoke Zero Halogen (LSZH), features LC APC Uniboot pull-boot connectors, and has Optimized insertion loss, 003 meters in length | PC | 1 | 1 | 1 | 1 | 58.18
61305681079 | F92RLU2U2ONM004 | OS2 2f 2mm PC LSZH LC APC Uniboot /LC AP | OS2 duplex fiber patch cord with a 2.0mm cable jacket. It is Low Smoke Zero Halogen (LSZH), features LC APC Uniboot pull-boot connectors, and has Optimized insertion loss, 004 meters in length | PC | 1 | 1 | 1 | 1 | 58.94
61305681080 | F92RLU2U2ONM005 | OS2 2f 2mm PC LSZH LC APC Uniboot /LC AP | OS2 duplex fiber patch cord with a 2.0mm cable jacket. It is Low Smoke Zero Halogen (LSZH), features LC APC Uniboot pull-boot connectors, and has Optimized insertion loss, 005 meters in length | PC | 1 | 1 | 1 | 1 | 59.7
61305681081 | F92RLU2U2ONM006 | OS2 2f 2mm PC LSZH LC APC Uniboot /LC AP | OS2 duplex fiber patch cord with a 2.0mm cable jacket. It is Low Smoke Zero Halogen (LSZH), features LC APC Uniboot pull-boot connectors, and has Optimized insertion loss, 006 meters in length | PC | 1 | 1 | 1 | 1 | 60.46
61305681105 | F92RLU2U2ONM007 | OS2 2f 2mm PC LSZH LC APC Uniboot /LC AP | OS2 duplex fiber patch cord with a 2.0mm cable jacket. It is Low Smoke Zero Halogen (LSZH), features LC APC Uniboot pull-boot connectors, and has Optimized insertion loss, 007 meters in length | PC | 1 | 1 | 1 | 1 | 61.22
61305681106 | F92RLU2U2ONM008 | OS2 2f 2mm PC LSZH LC APC Uniboot /LC AP | OS2 duplex fiber patch cord with a 2.0mm cable jacket. It is Low Smoke Zero Halogen (LSZH), features LC APC Uniboot pull-boot connectors, and has Optimized insertion loss, 008 meters in length | PC | 1 | 1 | 1 | 1 | 61.98
61305681127 | F92RLU2U2ONM009 | OS2 2f 2mm PC LSZH LC APC Uniboot /LC AP | OS2 duplex fiber patch cord with a 2.0mm cable jacket. It is Low Smoke Zero Halogen (LSZH), features LC APC Uniboot pull-boot connectors, and has Optimized insertion loss, 009 meters in length | PC | 1 | 1 | 1 | 1 | 62.74
61305681128 | F92RLU2U2ONM010 | OS2 2f 2mm PC LSZH LC APC Uniboot /LC AP | OS2 duplex fiber patch cord with a 2.0mm cable jacket. It is Low Smoke Zero Halogen (LSZH), features LC APC Uniboot pull-boot connectors, and has Optimized insertion loss, 010 meters in length | PC | 1 | 1 | 1 | 1 | 63.5
61305681129 | F92RLU2U2ONM011 | OS2 2f 2mm PC LSZH LC APC Uniboot /LC AP | OS2 duplex fiber patch cord with a 2.0mm cable jacket. It is Low Smoke Zero Halogen (LSZH), features LC APC Uniboot pull-boot connectors, and has Optimized insertion loss, 011 meters in length | PC | 1 | 1 | 1 | 1 | 64.26
61305681130 | F92RLU2U2ONM012 | OS2 2f 2mm PC LSZH LC APC Uniboot /LC AP | OS2 duplex fiber patch cord with a 2.0mm cable jacket. It is Low Smoke Zero Halogen (LSZH), features LC APC Uniboot pull-boot connectors, and has Optimized insertion loss, 012 meters in length | PC | 1 | 1 | 1 | 1 | 65.02
61305681153 | F92RLU2U2ONM013 | OS2 2f 2mm PC LSZH LC APC Uniboot /LC AP | OS2 duplex fiber patch cord with a 2.0mm cable jacket. It is Low Smoke Zero Halogen (LSZH), features LC APC Uniboot pull-boot connectors, and has Optimized insertion loss, 013 meters in length | PC | 1 | 1 | 1 | 1 | 65.78
61305681154 | F92RLU2U2ONM014 | OS2 2f 2mm PC LSZH LC APC Uniboot /LC AP | OS2 duplex fiber patch cord with a 2.0mm cable jacket. It is Low Smoke Zero Halogen (LSZH), features LC APC Uniboot pull-boot connectors, and has Optimized insertion loss, 014 meters in length | PC | 1 | 1 | 1 | 1 | 66.54
61305681155 | F92RLU2U2ONM015 | OS2 2f 2mm PC LSZH LC APC Uniboot /LC AP | OS2 duplex fiber patch cord with a 2.0mm cable jacket. It is Low Smoke Zero Halogen (LSZH), features LC APC Uniboot pull-boot connectors, and has Optimized insertion loss, 015 meters in length | PC | 1 | 1 | 1 | 1 | 67.3
61305681156 | F92RLU2U2ONM016 | OS2 2f 2mm PC LSZH LC APC Uniboot /LC AP | OS2 duplex fiber patch cord with a 2.0mm cable jacket. It is Low Smoke Zero Halogen (LSZH), features LC APC Uniboot pull-boot connectors, and has Optimized insertion loss, 016 meters in length | PC | 1 | 1 | 1 | 1 | 68.06
61305681157 | F92RLU2U2ONM017 | OS2 2f 2mm PC LSZH LC APC Uniboot /LC AP | OS2 duplex fiber patch cord with a 2.0mm cable jacket. It is Low Smoke Zero Halogen (LSZH), features LC APC Uniboot pull-boot connectors, and has Optimized insertion loss, 017 meters in length | PC | 1 | 1 | 1 | 1 | 68.82
61305681158 | F92RLU2U2ONM018 | OS2 2f 2mm PC LSZH LC APC Uniboot /LC AP | OS2 duplex fiber patch cord with a 2.0mm cable jacket. It is Low Smoke Zero Halogen (LSZH), features LC APC Uniboot pull-boot connectors, and has Optimized insertion loss, 018 meters in length | PC | 1 | 1 | 1 | 1 | 69.58
61305681159 | F92RLU2U2ONM019 | OS2 2f 2mm PC LSZH LC APC Uniboot /LC AP | OS2 duplex fiber patch cord with a 2.0mm cable jacket. It is Low Smoke Zero Halogen (LSZH), features LC APC Uniboot pull-boot connectors, and has Optimized insertion loss, 019 meters in length | PC | 1 | 1 | 1 | 1 | 70.34
61305681160 | F92RLU2U2ONM020 | OS2 2f 2mm PC LSZH LC APC Uniboot /LC AP | OS2 duplex fiber patch cord with a 2.0mm cable jacket. It is Low Smoke Zero Halogen (LSZH), features LC APC Uniboot pull-boot connectors, and has Optimized insertion loss, 020 meters in length | PC | 1 | 1 | 1 | 1 | 71.1
61305681205 | F92RLU2U2ONM021 | OS2 2f 2mm PC LSZH LC APC Uniboot /LC AP | OS2 duplex fiber patch cord with a 2.0mm cable jacket. It is Low Smoke Zero Halogen (LSZH), features LC APC Uniboot pull-boot connectors, and has Optimized insertion loss, 021 meters in length | PC | 1 | 1 | 1 | 1 | 71.86
61305681206 | F92RLU2U2ONM022 | OS2 2f 2mm PC LSZH LC APC Uniboot /LC AP | OS2 duplex fiber patch cord with a 2.0mm cable jacket. It is Low Smoke Zero Halogen (LSZH), features LC APC Uniboot pull-boot connectors, and has Optimized insertion loss, 022 meters in length | PC | 1 | 1 | 1 | 1 | 72.62
61305681207 | F92RLU2U2ONM023 | OS2 2f 2mm PC LSZH LC APC Uniboot /LC AP | OS2 duplex fiber patch cord with a 2.0mm cable jacket. It is Low Smoke Zero Halogen (LSZH), features LC APC Uniboot pull-boot connectors, and has Optimized insertion loss, 023 meters in length | PC | 1 | 1 | 1 | 1 | 73.38
61305681208 | F92RLU2U2ONM024 | OS2 2f 2mm PC LSZH LC APC Uniboot /LC AP | OS2 duplex fiber patch cord with a 2.0mm cable jacket. It is Low Smoke Zero Halogen (LSZH), features LC APC Uniboot pull-boot connectors, and has Optimized insertion loss, 024 meters in length | PC | 1 | 1 | 1 | 1 | 74.14
61305681209 | F92RLU2U2ONM025 | OS2 2f 2mm PC LSZH LC APC Uniboot /LC AP | OS2 duplex fiber patch cord with a 2.0mm cable jacket. It is Low Smoke Zero Halogen (LSZH), features LC APC Uniboot pull-boot connectors, and has Optimized insertion loss, 025 meters in length | PC | 1 | 1 | 1 | 1 | 74.9
61305681210 | F92RLU2U2ONM026 | OS2 2f 2mm PC LSZH LC APC Uniboot /LC AP | OS2 duplex fiber patch cord with a 2.0mm cable jacket. It is Low Smoke Zero Halogen (LSZH), features LC APC Uniboot pull-boot connectors, and has Optimized insertion loss, 026 meters in length | PC | 1 | 1 | 1 | 1 | 75.66
61305681211 | F92RLU2U2ONM027 | OS2 2f 2mm PC LSZH LC APC Uniboot /LC AP | OS2 duplex fiber patch cord with a 2.0mm cable jacket. It is Low Smoke Zero Halogen (LSZH), features LC APC Uniboot pull-boot connectors, and has Optimized insertion loss, 027 meters in length | PC | 1 | 1 | 1 | 1 | 76.42
61305681212 | F92RLU2U2ONM028 | OS2 2f 2mm PC LSZH LC APC Uniboot /LC AP | OS2 duplex fiber patch cord with a 2.0mm cable jacket. It is Low Smoke Zero Halogen (LSZH), features LC APC Uniboot pull-boot connectors, and has Optimized insertion loss, 028 meters in length | PC | 1 | 1 | 1 | 1 | 77.18
61305681213 | F92RLU2U2ONM029 | OS2 2f 2mm PC LSZH LC APC Uniboot /LC AP | OS2 duplex fiber patch cord with a 2.0mm cable jacket. It is Low Smoke Zero Halogen (LSZH), features LC APC Uniboot pull-boot connectors, and has Optimized insertion loss, 029 meters in length | PC | 1 | 1 | 1 | 1 | 77.94
61305681214 | F92RLU2U2ONM030 | OS2 2f 2mm PC LSZH LC APC Uniboot /LC AP | OS2 duplex fiber patch cord with a 2.0mm cable jacket. It is Low Smoke Zero Halogen (LSZH), features LC APC Uniboot pull-boot connectors, and has Optimized insertion loss, 030 meters in length | PC | 1 | 1 | 1 | 1 | 78.7
61305681215 | F92RLU2U2ONM031 | OS2 2f 2mm PC LSZH LC APC Uniboot /LC AP | OS2 duplex fiber patch cord with a 2.0mm cable jacket. It is Low Smoke Zero Halogen (LSZH), features LC APC Uniboot pull-boot connectors, and has Optimized insertion loss, 031 meters in length | PC | 1 | 1 | 1 | 1 | 79.46
61305681216 | F92RLU2U2ONM032 | OS2 2f 2mm PC LSZH LC APC Uniboot /LC AP | OS2 duplex fiber patch cord with a 2.0mm cable jacket. It is Low Smoke Zero Halogen (LSZH), features LC APC Uniboot pull-boot connectors, and has Optimized insertion loss, 032 meters in length | PC | 1 | 1 | 1 | 1 | 80.22
61305681217 | F92RLU2U2ONM033 | OS2 2f 2mm PC LSZH LC APC Uniboot /LC AP | OS2 duplex fiber patch cord with a 2.0mm cable jacket. It is Low Smoke Zero Halogen (LSZH), features LC APC Uniboot pull-boot connectors, and has Optimized insertion loss, 033 meters in length | PC | 1 | 1 | 1 | 1 | 80.98
61305681218 | F92RLU2U2ONM034 | OS2 2f 2mm PC LSZH LC APC Uniboot /LC AP | OS2 duplex fiber patch cord with a 2.0mm cable jacket. It is Low Smoke Zero Halogen (LSZH), features LC APC Uniboot pull-boot connectors, and has Optimized insertion loss, 034 meters in length | PC | 1 | 1 | 1 | 1 | 81.74
61305681219 | F92RLU2U2ONM035 | OS2 2f 2mm PC LSZH LC APC Uniboot /LC AP | OS2 duplex fiber patch cord with a 2.0mm cable jacket. It is Low Smoke Zero Halogen (LSZH), features LC APC Uniboot pull-boot connectors, and has Optimized insertion loss, 035 meters in length | PC | 1 | 1 | 1 | 1 | 82.5
61305681264 | F92RLU2U2ONM036 | OS2 2f 2mm PC LSZH LC APC Uniboot /LC AP | OS2 duplex fiber patch cord with a 2.0mm cable jacket. It is Low Smoke Zero Halogen (LSZH), features LC APC Uniboot pull-boot connectors, and has Optimized insertion loss, 036 meters in length | PC | 1 | 1 | 1 | 1 | 83.26
61305681265 | F92RLU2U2ONM037 | OS2 2f 2mm PC LSZH LC APC Uniboot /LC AP | OS2 duplex fiber patch cord with a 2.0mm cable jacket. It is Low Smoke Zero Halogen (LSZH), features LC APC Uniboot pull-boot connectors, and has Optimized insertion loss, 037 meters in length | PC | 1 | 1 | 1 | 1 | 84.02
61305681266 | F92RLU2U2ONM038 | OS2 2f 2mm PC LSZH LC APC Uniboot /LC AP | OS2 duplex fiber patch cord with a 2.0mm cable jacket. It is Low Smoke Zero Halogen (LSZH), features LC APC Uniboot pull-boot connectors, and has Optimized insertion loss, 038 meters in length | PC | 1 | 1 | 1 | 1 | 84.78
61305681267 | F92RLU2U2ONM039 | OS2 2f 2mm PC LSZH LC APC Uniboot /LC AP | OS2 duplex fiber patch cord with a 2.0mm cable jacket. It is Low Smoke Zero Halogen (LSZH), features LC APC Uniboot pull-boot connectors, and has Optimized insertion loss, 039 meters in length | PC | 1 | 1 | 1 | 1 | 85.54
61305681268 | F92RLU2U2ONM040 | OS2 2f 2mm PC LSZH LC APC Uniboot /LC AP | OS2 duplex fiber patch cord with a 2.0mm cable jacket. It is Low Smoke Zero Halogen (LSZH), features LC APC Uniboot pull-boot connectors, and has Optimized insertion loss, 040 meters in length | PC | 1 | 1 | 1 | 1 | 86.3
61305681269 | F92RLU2U2ONM041 | OS2 2f 2mm PC LSZH LC APC Uniboot /LC AP | OS2 duplex fiber patch cord with a 2.0mm cable jacket. It is Low Smoke Zero Halogen (LSZH), features LC APC Uniboot pull-boot connectors, and has Optimized insertion loss, 041 meters in length | PC | 1 | 1 | 1 | 1 | 87.06
61305681270 | F92RLU2U2ONM042 | OS2 2f 2mm PC LSZH LC APC Uniboot /LC AP | OS2 duplex fiber patch cord with a 2.0mm cable jacket. It is Low Smoke Zero Halogen (LSZH), features LC APC Uniboot pull-boot connectors, and has Optimized insertion loss, 042 meters in length | PC | 1 | 1 | 1 | 1 | 87.82
61305681271 | F92RLU2U2ONM043 | OS2 2f 2mm PC LSZH LC APC Uniboot /LC AP | OS2 duplex fiber patch cord with a 2.0mm cable jacket. It is Low Smoke Zero Halogen (LSZH), features LC APC Uniboot pull-boot connectors, and has Optimized insertion loss, 043 meters in length | PC | 1 | 1 | 1 | 1 | 88.58
61305681272 | F92RLU2U2ONM044 | OS2 2f 2mm PC LSZH LC APC Uniboot /LC AP | OS2 duplex fiber patch cord with a 2.0mm cable jacket. It is Low Smoke Zero Halogen (LSZH), features LC APC Uniboot pull-boot connectors, and has Optimized insertion loss, 044 meters in length | PC | 1 | 1 | 1 | 1 | 89.34
61305681273 | F92RLU2U2ONM045 | OS2 2f 2mm PC LSZH LC APC Uniboot /LC AP | OS2 duplex fiber patch cord with a 2.0mm cable jacket. It is Low Smoke Zero Halogen (LSZH), features LC APC Uniboot pull-boot connectors, and has Optimized insertion loss, 045 meters in length | PC | 1 | 1 | 1 | 1 | 90.1
61305681274 | F92RLU2U2ONM046 | OS2 2f 2mm PC LSZH LC APC Uniboot /LC AP | OS2 duplex fiber patch cord with a 2.0mm cable jacket. It is Low Smoke Zero Halogen (LSZH), features LC APC Uniboot pull-boot connectors, and has Optimized insertion loss, 046 meters in length | PC | 1 | 1 | 1 | 1 | 90.86
61305681276 | F92RLU2U2ONM047 | OS2 2f 2mm PC LSZH LC APC Uniboot /LC AP | OS2 duplex fiber patch cord with a 2.0mm cable jacket. It is Low Smoke Zero Halogen (LSZH), features LC APC Uniboot pull-boot connectors, and has Optimized insertion loss, 047 meters in length | PC | 1 | 1 | 1 | 1 | 91.62
61305681275 | F92RLU2U2ONM048 | OS2 2f 2mm PC LSZH LC APC Uniboot /LC AP | OS2 duplex fiber patch cord with a 2.0mm cable jacket. It is Low Smoke Zero Halogen (LSZH), features LC APC Uniboot pull-boot connectors, and has Optimized insertion loss, 048 meters in length | PC | 1 | 1 | 1 | 1 | 92.38
61305681277 | F92RLU2U2ONM049 | OS2 2f 2mm PC LSZH LC APC Uniboot /LC AP | OS2 duplex fiber patch cord with a 2.0mm cable jacket. It is Low Smoke Zero Halogen (LSZH), features LC APC Uniboot pull-boot connectors, and has Optimized insertion loss, 049 meters in length | PC | 1 | 1 | 1 | 1 | 93.14
61305681278 | F92RLU2U2ONM050 | OS2 2f 2mm PC LSZH LC APC Uniboot /LC AP | OS2 duplex fiber patch cord with a 2.0mm cable jacket. It is Low Smoke Zero Halogen (LSZH), features LC APC Uniboot pull-boot connectors, and has Optimized insertion loss, 050 meters in length | PC | 1 | 1 | 1 | 1 | 93.9
61305681034 | F92RLU2U2ONM1.5 | OS2 2f 2mm PC LSZH LC APC Uniboot /LC AP | OS2 duplex fiber patch cord with a 2.0mm cable jacket. It is Low Smoke Zero Halogen (LSZH), features LC APC Uniboot pull-boot connectors, and has Optimized insertion loss, 1.5 meters in length | PC | 1 | 1 | 1 | 1 | 57.04
61305681035 | F92RLU2U2ONM2.5 | OS2 2f 2mm PC LSZH LC APC Uniboot /LC AP | OS2 duplex fiber patch cord with a 2.0mm cable jacket. It is Low Smoke Zero Halogen (LSZH), features LC APC Uniboot pull-boot connectors, and has Optimized insertion loss, 2.5 meters in length | PC | 1 | 1 | 1 | 1 | 57.8
61305681076 | F92RLU2U2ONM3.5 | OS2 2f 2mm PC LSZH LC APC Uniboot /LC AP | OS2 duplex fiber patch cord with a 2.0mm cable jacket. It is Low Smoke Zero Halogen (LSZH), features LC APC Uniboot pull-boot connectors, and has Optimized insertion loss, 3.5 meters in length | PC | 1 | 1 | 1 | 1 | 58.56
61305681077 | F92RLU2U2ONM4.5 | OS2 2f 2mm PC LSZH LC APC Uniboot /LC AP | OS2 duplex fiber patch cord with a 2.0mm cable jacket. It is Low Smoke Zero Halogen (LSZH), features LC APC Uniboot pull-boot connectors, and has Optimized insertion loss, 4.5 meters in length | PC | 1 | 1 | 1 | 1 | 59.32
61305681078 | F92RLU2U2ONM5.5 | OS2 2f 2mm PC LSZH LC APC Uniboot /LC AP | OS2 duplex fiber patch cord with a 2.0mm cable jacket. It is Low Smoke Zero Halogen (LSZH), features LC APC Uniboot pull-boot connectors, and has Optimized insertion loss, 5.5 meters in length | PC | 1 | 1 | 1 | 1 | 60.08
61305681103 | F92RLU2U2ONM6.5 | OS2 2f 2mm PC LSZH LC APC Uniboot /LC AP | OS2 duplex fiber patch cord with a 2.0mm cable jacket. It is Low Smoke Zero Halogen (LSZH), features LC APC Uniboot pull-boot connectors, and has Optimized insertion loss, 6.5 meters in length | PC | 1 | 1 | 1 | 1 | 60.84
61305681104 | F92RLU2U2ONM7.5 | OS2 2f 2mm PC LSZH LC APC Uniboot /LC AP | OS2 duplex fiber patch cord with a 2.0mm cable jacket. It is Low Smoke Zero Halogen (LSZH), features LC APC Uniboot pull-boot connectors, and has Optimized insertion loss, 7.5 meters in length | PC | 1 | 1 | 1 | 1 | 61.6
61305681125 | F92RLU2U2ONM8.5 | OS2 2f 2mm PC LSZH LC APC Uniboot /LC AP | OS2 duplex fiber patch cord with a 2.0mm cable jacket. It is Low Smoke Zero Halogen (LSZH), features LC APC Uniboot pull-boot connectors, and has Optimized insertion loss, 8.5 meters in length | PC | 1 | 1 | 1 | 1 | 62.36
61305681126 | F92RLU2U2ONM9.5 | OS2 2f 2mm PC LSZH LC APC Uniboot /LC AP | OS2 duplex fiber patch cord with a 2.0mm cable jacket. It is Low Smoke Zero Halogen (LSZH), features LC APC Uniboot pull-boot connectors, and has Optimized insertion loss, 9.5 meters in length | PC | 1 | 1 | 1 | 1 | 63.12
61305678705 | F92RLZNZNONM0.5 | OS2 2f 2mm PC LSZH CS Connector/CS Conne | OS2 2f 2mm PC LSZH CS Connector/CS Connector Standard Polarity Opt IL 0.5m | PC | 1 | 10 | 1 | 1 | 60.72
61305678966 | F92RLZNZNONM001 | OS2 2f 2mm PC LSZH CS Connector/CS Conne | OS2 2f 2mm PC LSZH CS Connector/CS Connector Standard Polarity Opt IL 1m | PC | 1 | 10 | 1 | 1 | 61.1
61305678967 | F92RLZNZNONM002 | OS2 2f 2mm PC LSZH CS Connector/CS Conne | OS2 2f 2mm PC LSZH CS Connector/CS Connector Standard Polarity Opt IL 2m | PC | 1 | 10 | 1 | 1 | 61.86
61305678968 | F92RLZNZNONM003 | OS2 2f 2mm PC LSZH CS Connector/CS Conne | OS2 2f 2mm PC LSZH CS Connector/CS Connector Standard Polarity Opt IL 3m | PC | 1 | 10 | 1 | 1 | 62.62
61305678969 | F92RLZNZNONM004 | OS2 2f 2mm PC LSZH CS Connector/CS Conne | OS2 2f 2mm PC LSZH CS Connector/CS Connector Standard Polarity Opt IL 4m | PC | 1 | 10 | 1 | 1 | 63.38
61305678970 | F92RLZNZNONM005 | OS2 2f 2mm PC LSZH CS Connector/CS Conne | OS2 2f 2mm PC LSZH CS Connector/CS Connector Standard Polarity Opt IL 5m | PC | 1 | 10 | 1 | 1 | 64.14
61305678971 | F92RLZNZNONM006 | OS2 2f 2mm PC LSZH CS Connector/CS Conne | OS2 2f 2mm PC LSZH CS Connector/CS Connector Standard Polarity Opt IL 6m | PC | 1 | 10 | 1 | 1 | 64.9
61305678972 | F92RLZNZNONM007 | OS2 2f 2mm PC LSZH CS Connector/CS Conne | OS2 2f 2mm PC LSZH CS Connector/CS Connector Standard Polarity Opt IL 7m | PC | 1 | 10 | 1 | 1 | 65.66
61305678973 | F92RLZNZNONM008 | OS2 2f 2mm PC LSZH CS Connector/CS Conne | OS2 2f 2mm PC LSZH CS Connector/CS Connector Standard Polarity Opt IL 8m | PC | 1 | 10 | 1 | 1 | 66.42
61305678974 | F92RLZNZNONM009 | OS2 2f 2mm PC LSZH CS Connector/CS Conne | OS2 2f 2mm PC LSZH CS Connector/CS Connector Standard Polarity Opt IL 9m | PC | 1 | 10 | 1 | 1 | 67.18
61305678975 | F92RLZNZNONM010 | OS2 2f 2mm PC LSZH CS Connector/CS Conne | OS2 2f 2mm PC LSZH CS Connector/CS Connector Standard Polarity Opt IL 10m | PC | 1 | 10 | 1 | 1 | 67.94
61305678976 | F92RLZNZNONM011 | OS2 2f 2mm PC LSZH CS Connector/CS Conne | OS2 2f 2mm PC LSZH CS Connector/CS Connector Standard Polarity Opt IL 11m | PC | 1 | 1 | 1 | 1 | 68.7
61305678977 | F92RLZNZNONM012 | OS2 2f 2mm PC LSZH CS Connector/CS Conne | OS2 2f 2mm PC LSZH CS Connector/CS Connector Standard Polarity Opt IL 12m | PC | 1 | 1 | 1 | 1 | 69.46
61305678716 | F92RLZNZNONM013 | OS2 2f 2mm PC LSZH CS Connector/CS Conne | OS2 2f 2mm PC LSZH CS Connector/CS Connector Standard Polarity Opt IL 13m | PC | 1 | 1 | 1 | 1 | 70.22
61305678717 | F92RLZNZNONM014 | OS2 2f 2mm PC LSZH CS Connector/CS Conne | OS2 2f 2mm PC LSZH CS Connector/CS Connector Standard Polarity Opt IL 14m | PC | 1 | 1 | 1 | 1 | 70.98
61305678978 | F92RLZNZNONM015 | OS2 2f 2mm PC LSZH CS Connector/CS Conne | OS2 2f 2mm PC LSZH CS Connector/CS Connector Standard Polarity Opt IL 15m | PC | 1 | 10 | 1 | 1 | 71.74
61305678979 | F92RLZNZNONM016 | OS2 2f 2mm PC LSZH CS Connector/CS Conne | OS2 2f 2mm PC LSZH CS Connector/CS Connector Standard Polarity Opt IL 16m | PC | 1 | 1 | 1 | 1 | 72.5
61305678980 | F92RLZNZNONM017 | OS2 2f 2mm PC LSZH CS Connector/CS Conne | OS2 2f 2mm PC LSZH CS Connector/CS Connector Standard Polarity Opt IL 17m | PC | 1 | 1 | 1 | 1 | 73.26
61305678981 | F92RLZNZNONM018 | OS2 2f 2mm PC LSZH CS Connector/CS Conne | OS2 2f 2mm PC LSZH CS Connector/CS Connector Standard Polarity Opt IL 18m | PC | 1 | 1 | 1 | 1 | 74.02
61305678982 | F92RLZNZNONM019 | OS2 2f 2mm PC LSZH CS Connector/CS Conne | OS2 2f 2mm PC LSZH CS Connector/CS Connector Standard Polarity Opt IL 19m | PC | 1 | 1 | 1 | 1 | 74.78
61305678983 | F92RLZNZNONM020 | OS2 2f 2mm PC LSZH CS Connector/CS Conne | OS2 2f 2mm PC LSZH CS Connector/CS Connector Standard Polarity Opt IL 20m | PC | 1 | 10 | 1 | 1 | 75.54
61305678718 | F92RLZNZNONM021 | OS2 2f 2mm PC LSZH CS Connector/CS Conne | OS2 2f 2mm PC LSZH CS Connector/CS Connector Standard Polarity Opt IL 21m | PC | 1 | 1 | 1 | 1 | 76.3
61305678984 | F92RLZNZNONM022 | OS2 2f 2mm PC LSZH CS Connector/CS Conne | OS2 2f 2mm PC LSZH CS Connector/CS Connector Standard Polarity Opt IL 22m | PC | 1 | 1 | 1 | 1 | 77.06
61305678985 | F92RLZNZNONM023 | OS2 2f 2mm PC LSZH CS Connector/CS Conne | OS2 2f 2mm PC LSZH CS Connector/CS Connector Standard Polarity Opt IL 23m | PC | 1 | 1 | 1 | 1 | 77.82
61305678986 | F92RLZNZNONM024 | OS2 2f 2mm PC LSZH CS Connector/CS Conne | OS2 2f 2mm PC LSZH CS Connector/CS Connector Standard Polarity Opt IL 24m | PC | 1 | 1 | 1 | 1 | 78.58
61305678987 | F92RLZNZNONM025 | OS2 2f 2mm PC LSZH CS Connector/CS Conne | OS2 2f 2mm PC LSZH CS Connector/CS Connector Standard Polarity Opt IL 25m | PC | 1 | 10 | 1 | 1 | 79.34
61305678988 | F92RLZNZNONM026 | OS2 2f 2mm PC LSZH CS Connector/CS Conne | OS2 2f 2mm PC LSZH CS Connector/CS Connector Standard Polarity Opt IL 26m | PC | 1 | 1 | 1 | 1 | 80.1
61305678989 | F92RLZNZNONM027 | OS2 2f 2mm PC LSZH CS Connector/CS Conne | OS2 2f 2mm PC LSZH CS Connector/CS Connector Standard Polarity Opt IL 27m | PC | 1 | 1 | 1 | 1 | 80.86
61305678990 | F92RLZNZNONM028 | OS2 2f 2mm PC LSZH CS Connector/CS Conne | OS2 2f 2mm PC LSZH CS Connector/CS Connector Standard Polarity Opt IL 28m | PC | 1 | 1 | 1 | 1 | 81.62
61305678991 | F92RLZNZNONM029 | OS2 2f 2mm PC LSZH CS Connector/CS Conne | OS2 2f 2mm PC LSZH CS Connector/CS Connector Standard Polarity Opt IL 29m | PC | 1 | 1 | 1 | 1 | 82.38
61305678997 | F92RLZNZNONM030 | OS2 2f 2mm PC LSZH CS Connector/CS Conne | OS2 2f 2mm PC LSZH CS Connector/CS Connector Standard Polarity Opt IL 30m | PC | 1 | 10 | 1 | 1 | 83.14
61305678998 | F92RLZNZNONM031 | OS2 2f 2mm PC LSZH CS Connector/CS Conne | OS2 2f 2mm PC LSZH CS Connector/CS Connector Standard Polarity Opt IL 31m | PC | 1 | 1 | 1 | 1 | 83.9
61305678999 | F92RLZNZNONM032 | OS2 2f 2mm PC LSZH CS Connector/CS Conne | OS2 2f 2mm PC LSZH CS Connector/CS Connector Standard Polarity Opt IL 32m | PC | 1 | 1 | 1 | 1 | 84.66
61305678992 | F92RLZNZNONM033 | OS2 2f 2mm PC LSZH CS Connector/CS Conne | OS2 2f 2mm PC LSZH CS Connector/CS Connector Standard Polarity Opt IL 33m | PC | 1 | 1 | 1 | 1 | 85.42
61305678993 | F92RLZNZNONM034 | OS2 2f 2mm PC LSZH CS Connector/CS Conne | OS2 2f 2mm PC LSZH CS Connector/CS Connector Standard Polarity Opt IL 34m | PC | 1 | 1 | 1 | 1 | 86.18
61305678994 | F92RLZNZNONM035 | OS2 2f 2mm PC LSZH CS Connector/CS Conne | OS2 2f 2mm PC LSZH CS Connector/CS Connector Standard Polarity Opt IL 35m | PC | 1 | 1 | 1 | 1 | 86.94
61305678719 | F92RLZNZNONM036 | OS2 2f 2mm PC LSZH CS Connector/CS Conne | OS2 2f 2mm PC LSZH CS Connector/CS Connector Standard Polarity Opt IL 36m | PC | 1 | 1 | 1 | 1 | 87.7
61305678995 | F92RLZNZNONM037 | OS2 2f 2mm PC LSZH CS Connector/CS Conne | OS2 2f 2mm PC LSZH CS Connector/CS Connector Standard Polarity Opt IL 37m | PC | 1 | 1 | 1 | 1 | 88.46
61305678996 | F92RLZNZNONM038 | OS2 2f 2mm PC LSZH CS Connector/CS Conne | OS2 2f 2mm PC LSZH CS Connector/CS Connector Standard Polarity Opt IL 38m | PC | 1 | 1 | 1 | 1 | 89.22
61305679000 | F92RLZNZNONM039 | OS2 2f 2mm PC LSZH CS Connector/CS Conne | OS2 2f 2mm PC LSZH CS Connector/CS Connector Standard Polarity Opt IL 39m | PC | 1 | 1 | 1 | 1 | 89.98
61305679001 | F92RLZNZNONM040 | OS2 2f 2mm PC LSZH CS Connector/CS Conne | OS2 2f 2mm PC LSZH CS Connector/CS Connector Standard Polarity Opt IL 40m | PC | 1 | 1 | 1 | 1 | 90.74
61305679002 | F92RLZNZNONM041 | OS2 2f 2mm PC LSZH CS Connector/CS Conne | OS2 2f 2mm PC LSZH CS Connector/CS Connector Standard Polarity Opt IL 41m | PC | 1 | 1 | 1 | 1 | 91.5
61305679003 | F92RLZNZNONM042 | OS2 2f 2mm PC LSZH CS Connector/CS Conne | OS2 2f 2mm PC LSZH CS Connector/CS Connector Standard Polarity Opt IL 42m | PC | 1 | 1 | 1 | 1 | 92.26
61305679004 | F92RLZNZNONM043 | OS2 2f 2mm PC LSZH CS Connector/CS Conne | OS2 2f 2mm PC LSZH CS Connector/CS Connector Standard Polarity Opt IL 43m | PC | 1 | 1 | 1 | 1 | 93.02
61305679005 | F92RLZNZNONM044 | OS2 2f 2mm PC LSZH CS Connector/CS Conne | OS2 2f 2mm PC LSZH CS Connector/CS Connector Standard Polarity Opt IL 44m | PC | 1 | 1 | 1 | 1 | 93.78
61305679006 | F92RLZNZNONM045 | OS2 2f 2mm PC LSZH CS Connector/CS Conne | OS2 2f 2mm PC LSZH CS Connector/CS Connector Standard Polarity Opt IL 45m | PC | 1 | 1 | 1 | 1 | 94.54
61305679007 | F92RLZNZNONM046 | OS2 2f 2mm PC LSZH CS Connector/CS Conne | OS2 2f 2mm PC LSZH CS Connector/CS Connector Standard Polarity Opt IL 46m | PC | 1 | 1 | 1 | 1 | 95.3
61305679008 | F92RLZNZNONM047 | OS2 2f 2mm PC LSZH CS Connector/CS Conne | OS2 2f 2mm PC LSZH CS Connector/CS Connector Standard Polarity Opt IL 47m | PC | 1 | 1 | 1 | 1 | 96.06
61305679009 | F92RLZNZNONM048 | OS2 2f 2mm PC LSZH CS Connector/CS Conne | OS2 2f 2mm PC LSZH CS Connector/CS Connector Standard Polarity Opt IL 48m | PC | 1 | 1 | 1 | 1 | 96.82
61305679010 | F92RLZNZNONM049 | OS2 2f 2mm PC LSZH CS Connector/CS Conne | OS2 2f 2mm PC LSZH CS Connector/CS Connector Standard Polarity Opt IL 49m | PC | 1 | 1 | 1 | 1 | 97.58
61305679011 | F92RLZNZNONM050 | OS2 2f 2mm PC LSZH CS Connector/CS Conne | OS2 2f 2mm PC LSZH CS Connector/CS Connector Standard Polarity Opt IL 50m | PC | 1 | 1 | 1 | 1 | 98.34
61305678960 | F92RLZNZNONM1.5 | OS2 2f 2mm PC LSZH CS Connector/CS Conne | OS2 2f 2mm PC LSZH CS Connector/CS Connector Standard Polarity Opt IL 1.5m | PC | 1 | 10 | 1 | 1 | 61.48
61305678961 | F92RLZNZNONM2.5 | OS2 2f 2mm PC LSZH CS Connector/CS Conne | OS2 2f 2mm PC LSZH CS Connector/CS Connector Standard Polarity Opt IL 2.5m | PC | 1 | 10 | 1 | 1 | 62.24
61305678713 | F92RLZNZNONM3.5 | OS2 2f 2mm PC LSZH CS Connector/CS Conne | OS2 2f 2mm PC LSZH CS Connector/CS Connector Standard Polarity Opt IL 3.5m | PC | 1 | 10 | 1 | 1 | 63
61305678962 | F92RLZNZNONM4.5 | OS2 2f 2mm PC LSZH CS Connector/CS Conne | OS2 2f 2mm PC LSZH CS Connector/CS Connector Standard Polarity Opt IL 4.5m | PC | 1 | 10 | 1 | 1 | 63.76
61305678963 | F92RLZNZNONM5.5 | OS2 2f 2mm PC LSZH CS Connector/CS Conne | OS2 2f 2mm PC LSZH CS Connector/CS Connector Standard Polarity Opt IL 5.5m | PC | 1 | 10 | 1 | 1 | 64.52
61305678714 | F92RLZNZNONM6.5 | OS2 2f 2mm PC LSZH CS Connector/CS Conne | OS2 2f 2mm PC LSZH CS Connector/CS Connector Standard Polarity Opt IL 6.5m | PC | 1 | 10 | 1 | 1 | 65.28
61305678964 | F92RLZNZNONM7.5 | OS2 2f 2mm PC LSZH CS Connector/CS Conne | OS2 2f 2mm PC LSZH CS Connector/CS Connector Standard Polarity Opt IL 6.5m | PC | 1 | 10 | 1 | 1 | 66.04
61305678965 | F92RLZNZNONM9.5 | OS2 2f 2mm PC LSZH CS Connector/CS Conne | OS2 2f 2mm PC LSZH CS Connector/CS Connector Standard Polarity Opt IL 9.5m | PC | 1 | 10 | 1 | 1 | 67.56
61305681001 | F92RPU1U1ONF001 | OS2 2f 2mm PC OFNP LC Uniboot /LC Uniboo | OS2 duplex fiber patch cord with a 2.0mm cable jacket. Plenum rated, features LC Uniboot pull-boot connectors, and has Optimized insertion loss, 001 feet in length | PC | 1 | 1 | 1 | 1 | 54.94
61305681002 | F92RPU1U1ONF002 | OS2 2f 2mm PC OFNP LC Uniboot /LC Uniboo | OS2 duplex fiber patch cord with a 2.0mm cable jacket. Plenum rated, features LC Uniboot pull-boot connectors, and has Optimized insertion loss, 002 feet in length | PC | 1 | 1 | 1 | 1 | 55.16
61305681003 | F92RPU1U1ONF003 | OS2 2f 2mm PC OFNP LC Uniboot /LC Uniboo | OS2 duplex fiber patch cord with a 2.0mm cable jacket. Plenum rated, features LC Uniboot pull-boot connectors, and has Optimized insertion loss, 003 feet in length | PC | 1 | 1 | 1 | 1 | 55.4
61305681004 | F92RPU1U1ONF004 | OS2 2f 2mm PC OFNP LC Uniboot /LC Uniboo | OS2 duplex fiber patch cord with a 2.0mm cable jacket. Plenum rated, features LC Uniboot pull-boot connectors, and has Optimized insertion loss, 004 feet in length | PC | 1 | 1 | 1 | 1 | 55.62
61305681005 | F92RPU1U1ONF005 | OS2 2f 2mm PC OFNP LC Uniboot /LC Uniboo | OS2 duplex fiber patch cord with a 2.0mm cable jacket. Plenum rated, features LC Uniboot pull-boot connectors, and has Optimized insertion loss, 005 feet in length | PC | 1 | 1 | 1 | 1 | 55.86
61305681006 | F92RPU1U1ONF006 | OS2 2f 2mm PC OFNP LC Uniboot /LC Uniboo | OS2 duplex fiber patch cord with a 2.0mm cable jacket. Plenum rated, features LC Uniboot pull-boot connectors, and has Optimized insertion loss, 006 feet in length | PC | 1 | 1 | 1 | 1 | 56.08
61305681007 | F92RPU1U1ONF007 | OS2 2f 2mm PC OFNP LC Uniboot /LC Uniboo | OS2 duplex fiber patch cord with a 2.0mm cable jacket. Plenum rated, features LC Uniboot pull-boot connectors, and has Optimized insertion loss, 007 feet in length | PC | 1 | 1 | 1 | 1 | 56.32
61305681008 | F92RPU1U1ONF008 | OS2 2f 2mm PC OFNP LC Uniboot /LC Uniboo | OS2 duplex fiber patch cord with a 2.0mm cable jacket. Plenum rated, features LC Uniboot pull-boot connectors, and has Optimized insertion loss, 008 feet in length | PC | 1 | 1 | 1 | 1 | 56.56
61305681009 | F92RPU1U1ONF009 | OS2 2f 2mm PC OFNP LC Uniboot /LC Uniboo | OS2 duplex fiber patch cord with a 2.0mm cable jacket. Plenum rated, features LC Uniboot pull-boot connectors, and has Optimized insertion loss, 009 feet in length | PC | 1 | 1 | 1 | 1 | 56.78
61305681010 | F92RPU1U1ONF010 | OS2 2f 2mm PC OFNP LC Uniboot /LC Uniboo | OS2 duplex fiber patch cord with a 2.0mm cable jacket. Plenum rated, features LC Uniboot pull-boot connectors, and has Optimized insertion loss, 010 feet in length | PC | 1 | 1 | 1 | 1 | 57.02
61305681044 | F92RPU1U1ONF011 | OS2 2f 2mm PC OFNP LC Uniboot /LC Uniboo | OS2 duplex fiber patch cord with a 2.0mm cable jacket. Plenum rated, features LC Uniboot pull-boot connectors, and has Optimized insertion loss, 011 feet in length | PC | 1 | 1 | 1 | 1 | 57.24
61305681045 | F92RPU1U1ONF012 | OS2 2f 2mm PC OFNP LC Uniboot /LC Uniboo | OS2 duplex fiber patch cord with a 2.0mm cable jacket. Plenum rated, features LC Uniboot pull-boot connectors, and has Optimized insertion loss, 012 feet in length | PC | 1 | 1 | 1 | 1 | 57.48
61305681046 | F92RPU1U1ONF013 | OS2 2f 2mm PC OFNP LC Uniboot /LC Uniboo | OS2 duplex fiber patch cord with a 2.0mm cable jacket. Plenum rated, features LC Uniboot pull-boot connectors, and has Optimized insertion loss, 013 feet in length | PC | 1 | 1 | 1 | 1 | 57.72
61305681047 | F92RPU1U1ONF014 | OS2 2f 2mm PC OFNP LC Uniboot /LC Uniboo | OS2 duplex fiber patch cord with a 2.0mm cable jacket. Plenum rated, features LC Uniboot pull-boot connectors, and has Optimized insertion loss, 014 feet in length | PC | 1 | 1 | 1 | 1 | 57.94
61305681048 | F92RPU1U1ONF015 | OS2 2f 2mm PC OFNP LC Uniboot /LC Uniboo | OS2 duplex fiber patch cord with a 2.0mm cable jacket. Plenum rated, features LC Uniboot pull-boot connectors, and has Optimized insertion loss, 015 feet in length | PC | 1 | 1 | 1 | 1 | 58.18
61305681049 | F92RPU1U1ONF016 | OS2 2f 2mm PC OFNP LC Uniboot /LC Uniboo | OS2 duplex fiber patch cord with a 2.0mm cable jacket. Plenum rated, features LC Uniboot pull-boot connectors, and has Optimized insertion loss, 016 feet in length | PC | 1 | 1 | 1 | 1 | 58.4
61305681050 | F92RPU1U1ONF017 | OS2 2f 2mm PC OFNP LC Uniboot /LC Uniboo | OS2 duplex fiber patch cord with a 2.0mm cable jacket. Plenum rated, features LC Uniboot pull-boot connectors, and has Optimized insertion loss, 017 feet in length | PC | 1 | 1 | 1 | 1 | 58.64
61305681051 | F92RPU1U1ONF018 | OS2 2f 2mm PC OFNP LC Uniboot /LC Uniboo | OS2 duplex fiber patch cord with a 2.0mm cable jacket. Plenum rated, features LC Uniboot pull-boot connectors, and has Optimized insertion loss, 018 feet in length | PC | 1 | 1 | 1 | 1 | 58.86
61305681052 | F92RPU1U1ONF019 | OS2 2f 2mm PC OFNP LC Uniboot /LC Uniboo | OS2 duplex fiber patch cord with a 2.0mm cable jacket. Plenum rated, features LC Uniboot pull-boot connectors, and has Optimized insertion loss, 019 feet in length | PC | 1 | 1 | 1 | 1 | 59.1
61305681053 | F92RPU1U1ONF020 | OS2 2f 2mm PC OFNP LC Uniboot /LC Uniboo | OS2 duplex fiber patch cord with a 2.0mm cable jacket. Plenum rated, features LC Uniboot pull-boot connectors, and has Optimized insertion loss, 020 feet in length | PC | 1 | 1 | 1 | 1 | 59.34
61305681085 | F92RPU1U1ONF021 | OS2 2f 2mm PC OFNP LC Uniboot /LC Uniboo | OS2 duplex fiber patch cord with a 2.0mm cable jacket. Plenum rated, features LC Uniboot pull-boot connectors, and has Optimized insertion loss, 021 feet in length | PC | 1 | 1 | 1 | 1 | 59.56
61305681086 | F92RPU1U1ONF022 | OS2 2f 2mm PC OFNP LC Uniboot /LC Uniboo | OS2 duplex fiber patch cord with a 2.0mm cable jacket. Plenum rated, features LC Uniboot pull-boot connectors, and has Optimized insertion loss, 022 feet in length | PC | 1 | 1 | 1 | 1 | 59.8
61305681087 | F92RPU1U1ONF023 | OS2 2f 2mm PC OFNP LC Uniboot /LC Uniboo | OS2 duplex fiber patch cord with a 2.0mm cable jacket. Plenum rated, features LC Uniboot pull-boot connectors, and has Optimized insertion loss, 023 feet in length | PC | 1 | 1 | 1 | 1 | 60.02
61305681088 | F92RPU1U1ONF024 | OS2 2f 2mm PC OFNP LC Uniboot /LC Uniboo | OS2 duplex fiber patch cord with a 2.0mm cable jacket. Plenum rated, features LC Uniboot pull-boot connectors, and has Optimized insertion loss, 024 feet in length | PC | 1 | 1 | 1 | 1 | 60.26
61305681089 | F92RPU1U1ONF025 | OS2 2f 2mm PC OFNP LC Uniboot /LC Uniboo | OS2 duplex fiber patch cord with a 2.0mm cable jacket. Plenum rated, features LC Uniboot pull-boot connectors, and has Optimized insertion loss, 025 feet in length | PC | 1 | 1 | 1 | 1 | 60.5
61305680987 | F92RPU1U1ONM0.5 | OS2 2f 2mm PC OFNP LC Uniboot /LC Uniboo | OS2 duplex fiber patch cord with a 2.0mm cable jacket. Plenum rated, features LC Uniboot pull-boot connectors, and has Optimized insertion loss, 0.5 meters in length | PC | 1 | 1 | 1 | 1 | 55.08
61305680998 | F92RPU1U1ONM001 | OS2 2f 2mm PC OFNP LC Uniboot /LC Uniboo | OS2 duplex fiber patch cord with a 2.0mm cable jacket. Plenum rated, features LC Uniboot pull-boot connectors, and has Optimized insertion loss, 001 meters in length | PC | 1 | 1 | 1 | 1 | 55.46
61305680999 | F92RPU1U1ONM002 | OS2 2f 2mm PC OFNP LC Uniboot /LC Uniboo | OS2 duplex fiber patch cord with a 2.0mm cable jacket. Plenum rated, features LC Uniboot pull-boot connectors, and has Optimized insertion loss, 002 meters in length | PC | 1 | 1 | 1 | 1 | 56.22
61305681000 | F92RPU1U1ONM003 | OS2 2f 2mm PC OFNP LC Uniboot /LC Uniboo | OS2 duplex fiber patch cord with a 2.0mm cable jacket. Plenum rated, features LC Uniboot pull-boot connectors, and has Optimized insertion loss, 003 meters in length | PC | 1 | 1 | 1 | 1 | 56.98
61305681041 | F92RPU1U1ONM004 | OS2 2f 2mm PC OFNP LC Uniboot /LC Uniboo | OS2 duplex fiber patch cord with a 2.0mm cable jacket. Plenum rated, features LC Uniboot pull-boot connectors, and has Optimized insertion loss, 004 meters in length | PC | 1 | 1 | 1 | 1 | 57.74
61305681042 | F92RPU1U1ONM005 | OS2 2f 2mm PC OFNP LC Uniboot /LC Uniboo | OS2 duplex fiber patch cord with a 2.0mm cable jacket. Plenum rated, features LC Uniboot pull-boot connectors, and has Optimized insertion loss, 005 meters in length | PC | 1 | 1 | 1 | 1 | 58.5
61305681043 | F92RPU1U1ONM006 | OS2 2f 2mm PC OFNP LC Uniboot /LC Uniboo | OS2 duplex fiber patch cord with a 2.0mm cable jacket. Plenum rated, features LC Uniboot pull-boot connectors, and has Optimized insertion loss, 006 meters in length | PC | 1 | 1 | 1 | 1 | 59.26
61305681083 | F92RPU1U1ONM007 | OS2 2f 2mm PC OFNP LC Uniboot /LC Uniboo | OS2 duplex fiber patch cord with a 2.0mm cable jacket. Plenum rated, features LC Uniboot pull-boot connectors, and has Optimized insertion loss, 007 meters in length | PC | 1 | 1 | 1 | 1 | 60.02
61305681084 | F92RPU1U1ONM008 | OS2 2f 2mm PC OFNP LC Uniboot /LC Uniboo | OS2 duplex fiber patch cord with a 2.0mm cable jacket. Plenum rated, features LC Uniboot pull-boot connectors, and has Optimized insertion loss, 008 meters in length | PC | 1 | 1 | 1 | 1 | 60.78
61305681108 | F92RPU1U1ONM009 | OS2 2f 2mm PC OFNP LC Uniboot /LC Uniboo | OS2 duplex fiber patch cord with a 2.0mm cable jacket. Plenum rated, features LC Uniboot pull-boot connectors, and has Optimized insertion loss, 009 meters in length | PC | 1 | 1 | 1 | 1 | 61.54
61305681109 | F92RPU1U1ONM010 | OS2 2f 2mm PC OFNP LC Uniboot /LC Uniboo | OS2 duplex fiber patch cord with a 2.0mm cable jacket. Plenum rated, features LC Uniboot pull-boot connectors, and has Optimized insertion loss, 010 meters in length | PC | 1 | 1 | 1 | 1 | 62.3
61305681110 | F92RPU1U1ONM011 | OS2 2f 2mm PC OFNP LC Uniboot /LC Uniboo | OS2 duplex fiber patch cord with a 2.0mm cable jacket. Plenum rated, features LC Uniboot pull-boot connectors, and has Optimized insertion loss, 011 meters in length | PC | 1 | 1 | 1 | 1 | 63.06
61305681111 | F92RPU1U1ONM012 | OS2 2f 2mm PC OFNP LC Uniboot /LC Uniboo | OS2 duplex fiber patch cord with a 2.0mm cable jacket. Plenum rated, features LC Uniboot pull-boot connectors, and has Optimized insertion loss, 012 meters in length | PC | 1 | 1 | 1 | 1 | 63.82
61305680991 | F92RPU1U1ONM013 | OS2 2f 2mm PC OFNP LC Uniboot /LC Uniboo | OS2 duplex fiber patch cord with a 2.0mm cable jacket. Plenum rated, features LC Uniboot pull-boot connectors, and has Optimized insertion loss, 013 meters in length | PC | 1 | 1 | 1 | 1 | 64.58
61305681131 | F92RPU1U1ONM014 | OS2 2f 2mm PC OFNP LC Uniboot /LC Uniboo | OS2 duplex fiber patch cord with a 2.0mm cable jacket. Plenum rated, features LC Uniboot pull-boot connectors, and has Optimized insertion loss, 014 meters in length | PC | 1 | 1 | 1 | 1 | 65.34
61305681124 | F92RPU1U1ONM015 | OS2 2f 2mm PC OFNP LC Uniboot /LC Uniboo | OS2 duplex fiber patch cord with a 2.0mm cable jacket. Plenum rated, features LC Uniboot pull-boot connectors, and has Optimized insertion loss, 015 meters in length | PC | 1 | 1 | 1 | 1 | 66.1
61305681132 | F92RPU1U1ONM016 | OS2 2f 2mm PC OFNP LC Uniboot /LC Uniboo | OS2 duplex fiber patch cord with a 2.0mm cable jacket. Plenum rated, features LC Uniboot pull-boot connectors, and has Optimized insertion loss, 016 meters in length | PC | 1 | 1 | 1 | 1 | 66.86
61305681133 | F92RPU1U1ONM017 | OS2 2f 2mm PC OFNP LC Uniboot /LC Uniboo | OS2 duplex fiber patch cord with a 2.0mm cable jacket. Plenum rated, features LC Uniboot pull-boot connectors, and has Optimized insertion loss, 017 meters in length | PC | 1 | 1 | 1 | 1 | 67.62
61305681134 | F92RPU1U1ONM018 | OS2 2f 2mm PC OFNP LC Uniboot /LC Uniboo | OS2 duplex fiber patch cord with a 2.0mm cable jacket. Plenum rated, features LC Uniboot pull-boot connectors, and has Optimized insertion loss, 018 meters in length | PC | 1 | 1 | 1 | 1 | 68.38
61305681135 | F92RPU1U1ONM019 | OS2 2f 2mm PC OFNP LC Uniboot /LC Uniboo | OS2 duplex fiber patch cord with a 2.0mm cable jacket. Plenum rated, features LC Uniboot pull-boot connectors, and has Optimized insertion loss, 019 meters in length | PC | 1 | 1 | 1 | 1 | 69.14
61305681136 | F92RPU1U1ONM020 | OS2 2f 2mm PC OFNP LC Uniboot /LC Uniboo | OS2 duplex fiber patch cord with a 2.0mm cable jacket. Plenum rated, features LC Uniboot pull-boot connectors, and has Optimized insertion loss, 020 meters in length | PC | 1 | 1 | 1 | 1 | 69.9
61305680992 | F92RPU1U1ONM021 | OS2 2f 2mm PC OFNP LC Uniboot /LC Uniboo | OS2 duplex fiber patch cord with a 2.0mm cable jacket. Plenum rated, features LC Uniboot pull-boot connectors, and has Optimized insertion loss, 021 meters in length | PC | 1 | 1 | 1 | 1 | 70.66
61305681161 | F92RPU1U1ONM022 | OS2 2f 2mm PC OFNP LC Uniboot /LC Uniboo | OS2 duplex fiber patch cord with a 2.0mm cable jacket. Plenum rated, features LC Uniboot pull-boot connectors, and has Optimized insertion loss, 022 meters in length | PC | 1 | 1 | 1 | 1 | 71.42
61305681162 | F92RPU1U1ONM023 | OS2 2f 2mm PC OFNP LC Uniboot /LC Uniboo | OS2 duplex fiber patch cord with a 2.0mm cable jacket. Plenum rated, features LC Uniboot pull-boot connectors, and has Optimized insertion loss, 023 meters in length | PC | 1 | 1 | 1 | 1 | 72.18
61305681163 | F92RPU1U1ONM024 | OS2 2f 2mm PC OFNP LC Uniboot /LC Uniboo | OS2 duplex fiber patch cord with a 2.0mm cable jacket. Plenum rated, features LC Uniboot pull-boot connectors, and has Optimized insertion loss, 024 meters in length | PC | 1 | 1 | 1 | 1 | 72.94
61305681164 | F92RPU1U1ONM025 | OS2 2f 2mm PC OFNP LC Uniboot /LC Uniboo | OS2 duplex fiber patch cord with a 2.0mm cable jacket. Plenum rated, features LC Uniboot pull-boot connectors, and has Optimized insertion loss, 025 meters in length | PC | 1 | 1 | 1 | 1 | 73.7
61305681165 | F92RPU1U1ONM026 | OS2 2f 2mm PC OFNP LC Uniboot /LC Uniboo | OS2 duplex fiber patch cord with a 2.0mm cable jacket. Plenum rated, features LC Uniboot pull-boot connectors, and has Optimized insertion loss, 026 meters in length | PC | 1 | 1 | 1 | 1 | 74.46
61305681166 | F92RPU1U1ONM027 | OS2 2f 2mm PC OFNP LC Uniboot /LC Uniboo | OS2 duplex fiber patch cord with a 2.0mm cable jacket. Plenum rated, features LC Uniboot pull-boot connectors, and has Optimized insertion loss, 027 meters in length | PC | 1 | 1 | 1 | 1 | 75.22
61305681167 | F92RPU1U1ONM028 | OS2 2f 2mm PC OFNP LC Uniboot /LC Uniboo | OS2 duplex fiber patch cord with a 2.0mm cable jacket. Plenum rated, features LC Uniboot pull-boot connectors, and has Optimized insertion loss, 028 meters in length | PC | 1 | 1 | 1 | 1 | 75.98
61305681168 | F92RPU1U1ONM029 | OS2 2f 2mm PC OFNP LC Uniboot /LC Uniboo | OS2 duplex fiber patch cord with a 2.0mm cable jacket. Plenum rated, features LC Uniboot pull-boot connectors, and has Optimized insertion loss, 029 meters in length | PC | 1 | 1 | 1 | 1 | 76.74
61305681169 | F92RPU1U1ONM030 | OS2 2f 2mm PC OFNP LC Uniboot /LC Uniboo | OS2 duplex fiber patch cord with a 2.0mm cable jacket. Plenum rated, features LC Uniboot pull-boot connectors, and has Optimized insertion loss, 030 meters in length | PC | 1 | 1 | 1 | 1 | 77.5
61305681170 | F92RPU1U1ONM031 | OS2 2f 2mm PC OFNP LC Uniboot /LC Uniboo | OS2 duplex fiber patch cord with a 2.0mm cable jacket. Plenum rated, features LC Uniboot pull-boot connectors, and has Optimized insertion loss, 031 meters in length | PC | 1 | 1 | 1 | 1 | 78.26
61305681171 | F92RPU1U1ONM032 | OS2 2f 2mm PC OFNP LC Uniboot /LC Uniboo | OS2 duplex fiber patch cord with a 2.0mm cable jacket. Plenum rated, features LC Uniboot pull-boot connectors, and has Optimized insertion loss, 032 meters in length | PC | 1 | 1 | 1 | 1 | 79.02
61305681172 | F92RPU1U1ONM033 | OS2 2f 2mm PC OFNP LC Uniboot /LC Uniboo | OS2 duplex fiber patch cord with a 2.0mm cable jacket. Plenum rated, features LC Uniboot pull-boot connectors, and has Optimized insertion loss, 033 meters in length | PC | 1 | 1 | 1 | 1 | 79.78
61305681173 | F92RPU1U1ONM034 | OS2 2f 2mm PC OFNP LC Uniboot /LC Uniboo | OS2 duplex fiber patch cord with a 2.0mm cable jacket. Plenum rated, features LC Uniboot pull-boot connectors, and has Optimized insertion loss, 034 meters in length | PC | 1 | 1 | 1 | 1 | 80.54
61305681174 | F92RPU1U1ONM035 | OS2 2f 2mm PC OFNP LC Uniboot /LC Uniboo | OS2 duplex fiber patch cord with a 2.0mm cable jacket. Plenum rated, features LC Uniboot pull-boot connectors, and has Optimized insertion loss, 035 meters in length | PC | 1 | 1 | 1 | 1 | 81.3
61305680993 | F92RPU1U1ONM036 | OS2 2f 2mm PC OFNP LC Uniboot /LC Uniboo | OS2 duplex fiber patch cord with a 2.0mm cable jacket. Plenum rated, features LC Uniboot pull-boot connectors, and has Optimized insertion loss, 036 meters in length | PC | 1 | 1 | 1 | 1 | 82.06
61305681220 | F92RPU1U1ONM037 | OS2 2f 2mm PC OFNP LC Uniboot /LC Uniboo | OS2 duplex fiber patch cord with a 2.0mm cable jacket. Plenum rated, features LC Uniboot pull-boot connectors, and has Optimized insertion loss, 037 meters in length | PC | 1 | 1 | 1 | 1 | 82.82
61305681221 | F92RPU1U1ONM038 | OS2 2f 2mm PC OFNP LC Uniboot /LC Uniboo | OS2 duplex fiber patch cord with a 2.0mm cable jacket. Plenum rated, features LC Uniboot pull-boot connectors, and has Optimized insertion loss, 038 meters in length | PC | 1 | 1 | 1 | 1 | 83.58
61305681223 | F92RPU1U1ONM039 | OS2 2f 2mm PC OFNP LC Uniboot /LC Uniboo | OS2 duplex fiber patch cord with a 2.0mm cable jacket. Plenum rated, features LC Uniboot pull-boot connectors, and has Optimized insertion loss, 039 meters in length | PC | 1 | 1 | 1 | 1 | 84.34
61305681225 | F92RPU1U1ONM040 | OS2 2f 2mm PC OFNP LC Uniboot /LC Uniboo | OS2 duplex fiber patch cord with a 2.0mm cable jacket. Plenum rated, features LC Uniboot pull-boot connectors, and has Optimized insertion loss, 040 meters in length | PC | 1 | 1 | 1 | 1 | 85.1
61305681227 | F92RPU1U1ONM041 | OS2 2f 2mm PC OFNP LC Uniboot /LC Uniboo | OS2 duplex fiber patch cord with a 2.0mm cable jacket. Plenum rated, features LC Uniboot pull-boot connectors, and has Optimized insertion loss, 041 meters in length | PC | 1 | 1 | 1 | 1 | 85.86
61305681229 | F92RPU1U1ONM042 | OS2 2f 2mm PC OFNP LC Uniboot /LC Uniboo | OS2 duplex fiber patch cord with a 2.0mm cable jacket. Plenum rated, features LC Uniboot pull-boot connectors, and has Optimized insertion loss, 042 meters in length | PC | 1 | 1 | 1 | 1 | 86.62
61305681231 | F92RPU1U1ONM043 | OS2 2f 2mm PC OFNP LC Uniboot /LC Uniboo | OS2 duplex fiber patch cord with a 2.0mm cable jacket. Plenum rated, features LC Uniboot pull-boot connectors, and has Optimized insertion loss, 043 meters in length | PC | 1 | 1 | 1 | 1 | 87.38
61305681233 | F92RPU1U1ONM044 | OS2 2f 2mm PC OFNP LC Uniboot /LC Uniboo | OS2 duplex fiber patch cord with a 2.0mm cable jacket. Plenum rated, features LC Uniboot pull-boot connectors, and has Optimized insertion loss, 044 meters in length | PC | 1 | 1 | 1 | 1 | 88.14
61305681222 | F92RPU1U1ONM045 | OS2 2f 2mm PC OFNP LC Uniboot /LC Uniboo | OS2 duplex fiber patch cord with a 2.0mm cable jacket. Plenum rated, features LC Uniboot pull-boot connectors, and has Optimized insertion loss, 045 meters in length | PC | 1 | 1 | 1 | 1 | 88.9
61305681224 | F92RPU1U1ONM046 | OS2 2f 2mm PC OFNP LC Uniboot /LC Uniboo | OS2 duplex fiber patch cord with a 2.0mm cable jacket. Plenum rated, features LC Uniboot pull-boot connectors, and has Optimized insertion loss, 046 meters in length | PC | 1 | 1 | 1 | 1 | 89.66
61305681226 | F92RPU1U1ONM047 | OS2 2f 2mm PC OFNP LC Uniboot /LC Uniboo | OS2 duplex fiber patch cord with a 2.0mm cable jacket. Plenum rated, features LC Uniboot pull-boot connectors, and has Optimized insertion loss, 047 meters in length | PC | 1 | 1 | 1 | 1 | 90.42
61305681228 | F92RPU1U1ONM048 | OS2 2f 2mm PC OFNP LC Uniboot /LC Uniboo | OS2 duplex fiber patch cord with a 2.0mm cable jacket. Plenum rated, features LC Uniboot pull-boot connectors, and has Optimized insertion loss, 048 meters in length | PC | 1 | 1 | 1 | 1 | 91.18
61305681230 | F92RPU1U1ONM049 | OS2 2f 2mm PC OFNP LC Uniboot /LC Uniboo | OS2 duplex fiber patch cord with a 2.0mm cable jacket. Plenum rated, features LC Uniboot pull-boot connectors, and has Optimized insertion loss, 049 meters in length | PC | 1 | 1 | 1 | 1 | 91.94
61305681232 | F92RPU1U1ONM050 | OS2 2f 2mm PC OFNP LC Uniboot /LC Uniboo | OS2 duplex fiber patch cord with a 2.0mm cable jacket. Plenum rated, features LC Uniboot pull-boot connectors, and has Optimized insertion loss, 050 meters in length | PC | 1 | 1 | 1 | 1 | 92.7
61305680996 | F92RPU1U1ONM1.5 | OS2 2f 2mm PC OFNP LC Uniboot /LC Uniboo | OS2 duplex fiber patch cord with a 2.0mm cable jacket. Plenum rated, features LC Uniboot pull-boot connectors, and has Optimized insertion loss, 1.5 meters in length | PC | 1 | 1 | 1 | 1 | 55.84
61305680997 | F92RPU1U1ONM2.5 | OS2 2f 2mm PC OFNP LC Uniboot /LC Uniboo | OS2 duplex fiber patch cord with a 2.0mm cable jacket. Plenum rated, features LC Uniboot pull-boot connectors, and has Optimized insertion loss, 2.5 meters in length | PC | 1 | 1 | 1 | 1 | 56.6
61305680988 | F92RPU1U1ONM3.5 | OS2 2f 2mm PC OFNP LC Uniboot /LC Uniboo | OS2 duplex fiber patch cord with a 2.0mm cable jacket. Plenum rated, features LC Uniboot pull-boot connectors, and has Optimized insertion loss, 3.5 meters in length | PC | 1 | 1 | 1 | 1 | 57.36
61305681039 | F92RPU1U1ONM4.5 | OS2 2f 2mm PC OFNP LC Uniboot /LC Uniboo | OS2 duplex fiber patch cord with a 2.0mm cable jacket. Plenum rated, features LC Uniboot pull-boot connectors, and has Optimized insertion loss, 4.5 meters in length | PC | 1 | 1 | 1 | 1 | 58.12
61305681040 | F92RPU1U1ONM5.5 | OS2 2f 2mm PC OFNP LC Uniboot /LC Uniboo | OS2 duplex fiber patch cord with a 2.0mm cable jacket. Plenum rated, features LC Uniboot pull-boot connectors, and has Optimized insertion loss, 5.5 meters in length | PC | 1 | 1 | 1 | 1 | 58.88
61305680989 | F92RPU1U1ONM6.5 | OS2 2f 2mm PC OFNP LC Uniboot /LC Uniboo | OS2 duplex fiber patch cord with a 2.0mm cable jacket. Plenum rated, features LC Uniboot pull-boot connectors, and has Optimized insertion loss, 6.5 meters in length | PC | 1 | 1 | 1 | 1 | 59.64
61305681082 | F92RPU1U1ONM7.5 | OS2 2f 2mm PC OFNP LC Uniboot /LC Uniboo | OS2 duplex fiber patch cord with a 2.0mm cable jacket. Plenum rated, features LC Uniboot pull-boot connectors, and has Optimized insertion loss, 7.5 meters in length | PC | 1 | 1 | 1 | 1 | 60.4
61305680990 | F92RPU1U1ONM8.5 | OS2 2f 2mm PC OFNP LC Uniboot /LC Uniboo | OS2 duplex fiber patch cord with a 2.0mm cable jacket. Plenum rated, features LC Uniboot pull-boot connectors, and has Optimized insertion loss, 8.5 meters in length | PC | 1 | 1 | 1 | 1 | 61.16
61305681107 | F92RPU1U1ONM9.5 | OS2 2f 2mm PC OFNP LC Uniboot /LC Uniboo | OS2 duplex fiber patch cord with a 2.0mm cable jacket. Plenum rated, features LC Uniboot pull-boot connectors, and has Optimized insertion loss, 9.5 meters in length | PC | 1 | 1 | 1 | 1 | 61.92
61305681023 | F92RPU2U2ONF001 | OS2 2f 2mm PC OFNP LC APC Uniboot /LC AP | OS2 duplex fiber patch cord with a 2.0mm cable jacket. Plenum rated, features LC APC Uniboot pull-boot connectors, and has Optimized insertion loss, 001 feet in length | PC | 1 | 1 | 1 | 1 | 56.14
61305681024 | F92RPU2U2ONF002 | OS2 2f 2mm PC OFNP LC APC Uniboot /LC AP | OS2 duplex fiber patch cord with a 2.0mm cable jacket. Plenum rated, features LC APC Uniboot pull-boot connectors, and has Optimized insertion loss, 002 feet in length | PC | 1 | 1 | 1 | 1 | 56.36
61305681025 | F92RPU2U2ONF003 | OS2 2f 2mm PC OFNP LC APC Uniboot /LC AP | OS2 duplex fiber patch cord with a 2.0mm cable jacket. Plenum rated, features LC APC Uniboot pull-boot connectors, and has Optimized insertion loss, 003 feet in length | PC | 1 | 1 | 1 | 1 | 56.6
61305681026 | F92RPU2U2ONF004 | OS2 2f 2mm PC OFNP LC APC Uniboot /LC AP | OS2 duplex fiber patch cord with a 2.0mm cable jacket. Plenum rated, features LC APC Uniboot pull-boot connectors, and has Optimized insertion loss, 004 feet in length | PC | 1 | 1 | 1 | 1 | 56.82
61305681027 | F92RPU2U2ONF005 | OS2 2f 2mm PC OFNP LC APC Uniboot /LC AP | OS2 duplex fiber patch cord with a 2.0mm cable jacket. Plenum rated, features LC APC Uniboot pull-boot connectors, and has Optimized insertion loss, 005 feet in length | PC | 1 | 1 | 1 | 1 | 57.06
61305681028 | F92RPU2U2ONF006 | OS2 2f 2mm PC OFNP LC APC Uniboot /LC AP | OS2 duplex fiber patch cord with a 2.0mm cable jacket. Plenum rated, features LC APC Uniboot pull-boot connectors, and has Optimized insertion loss, 006 feet in length | PC | 1 | 1 | 1 | 1 | 57.28
61305681029 | F92RPU2U2ONF007 | OS2 2f 2mm PC OFNP LC APC Uniboot /LC AP | OS2 duplex fiber patch cord with a 2.0mm cable jacket. Plenum rated, features LC APC Uniboot pull-boot connectors, and has Optimized insertion loss, 007 feet in length | PC | 1 | 1 | 1 | 1 | 57.52
61305681030 | F92RPU2U2ONF008 | OS2 2f 2mm PC OFNP LC APC Uniboot /LC AP | OS2 duplex fiber patch cord with a 2.0mm cable jacket. Plenum rated, features LC APC Uniboot pull-boot connectors, and has Optimized insertion loss, 008 feet in length | PC | 1 | 1 | 1 | 1 | 57.76
61305681031 | F92RPU2U2ONF009 | OS2 2f 2mm PC OFNP LC APC Uniboot /LC AP | OS2 duplex fiber patch cord with a 2.0mm cable jacket. Plenum rated, features LC APC Uniboot pull-boot connectors, and has Optimized insertion loss, 009 feet in length | PC | 1 | 1 | 1 | 1 | 57.98
61305681032 | F92RPU2U2ONF010 | OS2 2f 2mm PC OFNP LC APC Uniboot /LC AP | OS2 duplex fiber patch cord with a 2.0mm cable jacket. Plenum rated, features LC APC Uniboot pull-boot connectors, and has Optimized insertion loss, 010 feet in length | PC | 1 | 1 | 1 | 1 | 58.22
61305681066 | F92RPU2U2ONF011 | OS2 2f 2mm PC OFNP LC APC Uniboot /LC AP | OS2 duplex fiber patch cord with a 2.0mm cable jacket. Plenum rated, features LC APC Uniboot pull-boot connectors, and has Optimized insertion loss, 011 feet in length | PC | 1 | 1 | 1 | 1 | 58.44
61305681067 | F92RPU2U2ONF012 | OS2 2f 2mm PC OFNP LC APC Uniboot /LC AP | OS2 duplex fiber patch cord with a 2.0mm cable jacket. Plenum rated, features LC APC Uniboot pull-boot connectors, and has Optimized insertion loss, 012 feet in length | PC | 1 | 1 | 1 | 1 | 58.68
61305681068 | F92RPU2U2ONF013 | OS2 2f 2mm PC OFNP LC APC Uniboot /LC AP | OS2 duplex fiber patch cord with a 2.0mm cable jacket. Plenum rated, features LC APC Uniboot pull-boot connectors, and has Optimized insertion loss, 013 feet in length | PC | 1 | 1 | 1 | 1 | 58.92
61305681069 | F92RPU2U2ONF014 | OS2 2f 2mm PC OFNP LC APC Uniboot /LC AP | OS2 duplex fiber patch cord with a 2.0mm cable jacket. Plenum rated, features LC APC Uniboot pull-boot connectors, and has Optimized insertion loss, 014 feet in length | PC | 1 | 1 | 1 | 1 | 59.14
61305681070 | F92RPU2U2ONF015 | OS2 2f 2mm PC OFNP LC APC Uniboot /LC AP | OS2 duplex fiber patch cord with a 2.0mm cable jacket. Plenum rated, features LC APC Uniboot pull-boot connectors, and has Optimized insertion loss, 015 feet in length | PC | 1 | 1 | 1 | 1 | 59.38
61305681071 | F92RPU2U2ONF016 | OS2 2f 2mm PC OFNP LC APC Uniboot /LC AP | OS2 duplex fiber patch cord with a 2.0mm cable jacket. Plenum rated, features LC APC Uniboot pull-boot connectors, and has Optimized insertion loss, 016 feet in length | PC | 1 | 1 | 1 | 1 | 59.6
61305681072 | F92RPU2U2ONF017 | OS2 2f 2mm PC OFNP LC APC Uniboot /LC AP | OS2 duplex fiber patch cord with a 2.0mm cable jacket. Plenum rated, features LC APC Uniboot pull-boot connectors, and has Optimized insertion loss, 017 feet in length | PC | 1 | 1 | 1 | 1 | 59.84
61305681073 | F92RPU2U2ONF018 | OS2 2f 2mm PC OFNP LC APC Uniboot /LC AP | OS2 duplex fiber patch cord with a 2.0mm cable jacket. Plenum rated, features LC APC Uniboot pull-boot connectors, and has Optimized insertion loss, 018 feet in length | PC | 1 | 1 | 1 | 1 | 60.06
61305681074 | F92RPU2U2ONF019 | OS2 2f 2mm PC OFNP LC APC Uniboot /LC AP | OS2 duplex fiber patch cord with a 2.0mm cable jacket. Plenum rated, features LC APC Uniboot pull-boot connectors, and has Optimized insertion loss, 019 feet in length | PC | 1 | 1 | 1 | 1 | 60.3
61305681075 | F92RPU2U2ONF020 | OS2 2f 2mm PC OFNP LC APC Uniboot /LC AP | OS2 duplex fiber patch cord with a 2.0mm cable jacket. Plenum rated, features LC APC Uniboot pull-boot connectors, and has Optimized insertion loss, 020 feet in length | PC | 1 | 1 | 1 | 1 | 60.54
61305681098 | F92RPU2U2ONF021 | OS2 2f 2mm PC OFNP LC APC Uniboot /LC AP | OS2 duplex fiber patch cord with a 2.0mm cable jacket. Plenum rated, features LC APC Uniboot pull-boot connectors, and has Optimized insertion loss, 021 feet in length | PC | 1 | 1 | 1 | 1 | 60.76
61305681099 | F92RPU2U2ONF022 | OS2 2f 2mm PC OFNP LC APC Uniboot /LC AP | OS2 duplex fiber patch cord with a 2.0mm cable jacket. Plenum rated, features LC APC Uniboot pull-boot connectors, and has Optimized insertion loss, 022 feet in length | PC | 1 | 1 | 1 | 1 | 61
61305681100 | F92RPU2U2ONF023 | OS2 2f 2mm PC OFNP LC APC Uniboot /LC AP | OS2 duplex fiber patch cord with a 2.0mm cable jacket. Plenum rated, features LC APC Uniboot pull-boot connectors, and has Optimized insertion loss, 023 feet in length | PC | 1 | 1 | 1 | 1 | 61.22
61305681101 | F92RPU2U2ONF024 | OS2 2f 2mm PC OFNP LC APC Uniboot /LC AP | OS2 duplex fiber patch cord with a 2.0mm cable jacket. Plenum rated, features LC APC Uniboot pull-boot connectors, and has Optimized insertion loss, 024 feet in length | PC | 1 | 1 | 1 | 1 | 61.46
61305681102 | F92RPU2U2ONF025 | OS2 2f 2mm PC OFNP LC APC Uniboot /LC AP | OS2 duplex fiber patch cord with a 2.0mm cable jacket. Plenum rated, features LC APC Uniboot pull-boot connectors, and has Optimized insertion loss, 025 feet in length | PC | 1 | 1 | 1 | 1 | 61.7
61305681017 | F92RPU2U2ONM0.5 | OS2 2f 2mm PC OFNP LC APC Uniboot /LC AP | OS2 duplex fiber patch cord with a 2.0mm cable jacket. Plenum rated, features LC APC Uniboot pull-boot connectors, and has Optimized insertion loss, 0.5 meters in length | PC | 1 | 1 | 1 | 1 | 56.28
61305681020 | F92RPU2U2ONM001 | OS2 2f 2mm PC OFNP LC APC Uniboot /LC AP | OS2 duplex fiber patch cord with a 2.0mm cable jacket. Plenum rated, features LC APC Uniboot pull-boot connectors, and has Optimized insertion loss, 001 meters in length | PC | 1 | 1 | 1 | 1 | 56.66
61305681021 | F92RPU2U2ONM002 | OS2 2f 2mm PC OFNP LC APC Uniboot /LC AP | OS2 duplex fiber patch cord with a 2.0mm cable jacket. Plenum rated, features LC APC Uniboot pull-boot connectors, and has Optimized insertion loss, 002 meters in length | PC | 1 | 1 | 1 | 1 | 57.42
61305681022 | F92RPU2U2ONM003 | OS2 2f 2mm PC OFNP LC APC Uniboot /LC AP | OS2 duplex fiber patch cord with a 2.0mm cable jacket. Plenum rated, features LC APC Uniboot pull-boot connectors, and has Optimized insertion loss, 003 meters in length | PC | 1 | 1 | 1 | 1 | 58.18
61305681063 | F92RPU2U2ONM004 | OS2 2f 2mm PC OFNP LC APC Uniboot /LC AP | OS2 duplex fiber patch cord with a 2.0mm cable jacket. Plenum rated, features LC APC Uniboot pull-boot connectors, and has Optimized insertion loss, 004 meters in length | PC | 1 | 1 | 1 | 1 | 58.94
61305681064 | F92RPU2U2ONM005 | OS2 2f 2mm PC OFNP LC APC Uniboot /LC AP | OS2 duplex fiber patch cord with a 2.0mm cable jacket. Plenum rated, features LC APC Uniboot pull-boot connectors, and has Optimized insertion loss, 005 meters in length | PC | 1 | 1 | 1 | 1 | 59.7
61305681065 | F92RPU2U2ONM006 | OS2 2f 2mm PC OFNP LC APC Uniboot /LC AP | OS2 duplex fiber patch cord with a 2.0mm cable jacket. Plenum rated, features LC APC Uniboot pull-boot connectors, and has Optimized insertion loss, 006 meters in length | PC | 1 | 1 | 1 | 1 | 60.46
61305681096 | F92RPU2U2ONM007 | OS2 2f 2mm PC OFNP LC APC Uniboot /LC AP | OS2 duplex fiber patch cord with a 2.0mm cable jacket. Plenum rated, features LC APC Uniboot pull-boot connectors, and has Optimized insertion loss, 007 meters in length | PC | 1 | 1 | 1 | 1 | 61.22
61305681097 | F92RPU2U2ONM008 | OS2 2f 2mm PC OFNP LC APC Uniboot /LC AP | OS2 duplex fiber patch cord with a 2.0mm cable jacket. Plenum rated, features LC APC Uniboot pull-boot connectors, and has Optimized insertion loss, 008 meters in length | PC | 1 | 1 | 1 | 1 | 61.98
61305681120 | F92RPU2U2ONM009 | OS2 2f 2mm PC OFNP LC APC Uniboot /LC AP | OS2 duplex fiber patch cord with a 2.0mm cable jacket. Plenum rated, features LC APC Uniboot pull-boot connectors, and has Optimized insertion loss, 009 meters in length | PC | 1 | 1 | 1 | 1 | 62.74
61305681121 | F92RPU2U2ONM010 | OS2 2f 2mm PC OFNP LC APC Uniboot /LC AP | OS2 duplex fiber patch cord with a 2.0mm cable jacket. Plenum rated, features LC APC Uniboot pull-boot connectors, and has Optimized insertion loss, 010 meters in length | PC | 1 | 1 | 1 | 1 | 63.5
61305681122 | F92RPU2U2ONM011 | OS2 2f 2mm PC OFNP LC APC Uniboot /LC AP | OS2 duplex fiber patch cord with a 2.0mm cable jacket. Plenum rated, features LC APC Uniboot pull-boot connectors, and has Optimized insertion loss, 011 meters in length | PC | 1 | 1 | 1 | 1 | 64.26
61305681123 | F92RPU2U2ONM012 | OS2 2f 2mm PC OFNP LC APC Uniboot /LC AP | OS2 duplex fiber patch cord with a 2.0mm cable jacket. Plenum rated, features LC APC Uniboot pull-boot connectors, and has Optimized insertion loss, 012 meters in length | PC | 1 | 1 | 1 | 1 | 65.02
61305681145 | F92RPU2U2ONM013 | OS2 2f 2mm PC OFNP LC APC Uniboot /LC AP | OS2 duplex fiber patch cord with a 2.0mm cable jacket. Plenum rated, features LC APC Uniboot pull-boot connectors, and has Optimized insertion loss, 013 meters in length | PC | 1 | 1 | 1 | 1 | 65.78
61305681146 | F92RPU2U2ONM014 | OS2 2f 2mm PC OFNP LC APC Uniboot /LC AP | OS2 duplex fiber patch cord with a 2.0mm cable jacket. Plenum rated, features LC APC Uniboot pull-boot connectors, and has Optimized insertion loss, 014 meters in length | PC | 1 | 1 | 1 | 1 | 66.54
61305681147 | F92RPU2U2ONM015 | OS2 2f 2mm PC OFNP LC APC Uniboot /LC AP | OS2 duplex fiber patch cord with a 2.0mm cable jacket. Plenum rated, features LC APC Uniboot pull-boot connectors, and has Optimized insertion loss, 015 meters in length | PC | 1 | 1 | 1 | 1 | 67.3
61305681148 | F92RPU2U2ONM016 | OS2 2f 2mm PC OFNP LC APC Uniboot /LC AP | OS2 duplex fiber patch cord with a 2.0mm cable jacket. Plenum rated, features LC APC Uniboot pull-boot connectors, and has Optimized insertion loss, 016 meters in length | PC | 1 | 1 | 1 | 1 | 68.06
61305681149 | F92RPU2U2ONM017 | OS2 2f 2mm PC OFNP LC APC Uniboot /LC AP | OS2 duplex fiber patch cord with a 2.0mm cable jacket. Plenum rated, features LC APC Uniboot pull-boot connectors, and has Optimized insertion loss, 017 meters in length | PC | 1 | 1 | 1 | 1 | 68.82
61305681150 | F92RPU2U2ONM018 | OS2 2f 2mm PC OFNP LC APC Uniboot /LC AP | OS2 duplex fiber patch cord with a 2.0mm cable jacket. Plenum rated, features LC APC Uniboot pull-boot connectors, and has Optimized insertion loss, 018 meters in length | PC | 1 | 1 | 1 | 1 | 69.58
61305681151 | F92RPU2U2ONM019 | OS2 2f 2mm PC OFNP LC APC Uniboot /LC AP | OS2 duplex fiber patch cord with a 2.0mm cable jacket. Plenum rated, features LC APC Uniboot pull-boot connectors, and has Optimized insertion loss, 019 meters in length | PC | 1 | 1 | 1 | 1 | 70.34
61305681152 | F92RPU2U2ONM020 | OS2 2f 2mm PC OFNP LC APC Uniboot /LC AP | OS2 duplex fiber patch cord with a 2.0mm cable jacket. Plenum rated, features LC APC Uniboot pull-boot connectors, and has Optimized insertion loss, 020 meters in length | PC | 1 | 1 | 1 | 1 | 71.1
61305681190 | F92RPU2U2ONM021 | OS2 2f 2mm PC OFNP LC APC Uniboot /LC AP | OS2 duplex fiber patch cord with a 2.0mm cable jacket. Plenum rated, features LC APC Uniboot pull-boot connectors, and has Optimized insertion loss, 021 meters in length | PC | 1 | 1 | 1 | 1 | 71.86
61305681191 | F92RPU2U2ONM022 | OS2 2f 2mm PC OFNP LC APC Uniboot /LC AP | OS2 duplex fiber patch cord with a 2.0mm cable jacket. Plenum rated, features LC APC Uniboot pull-boot connectors, and has Optimized insertion loss, 022 meters in length | PC | 1 | 1 | 1 | 1 | 72.62
61305681192 | F92RPU2U2ONM023 | OS2 2f 2mm PC OFNP LC APC Uniboot /LC AP | OS2 duplex fiber patch cord with a 2.0mm cable jacket. Plenum rated, features LC APC Uniboot pull-boot connectors, and has Optimized insertion loss, 023 meters in length | PC | 1 | 1 | 1 | 1 | 73.38
61305681193 | F92RPU2U2ONM024 | OS2 2f 2mm PC OFNP LC APC Uniboot /LC AP | OS2 duplex fiber patch cord with a 2.0mm cable jacket. Plenum rated, features LC APC Uniboot pull-boot connectors, and has Optimized insertion loss, 024 meters in length | PC | 1 | 1 | 1 | 1 | 74.14
61305681194 | F92RPU2U2ONM025 | OS2 2f 2mm PC OFNP LC APC Uniboot /LC AP | OS2 duplex fiber patch cord with a 2.0mm cable jacket. Plenum rated, features LC APC Uniboot pull-boot connectors, and has Optimized insertion loss, 025 meters in length | PC | 1 | 1 | 1 | 1 | 74.9
61305681195 | F92RPU2U2ONM026 | OS2 2f 2mm PC OFNP LC APC Uniboot /LC AP | OS2 duplex fiber patch cord with a 2.0mm cable jacket. Plenum rated, features LC APC Uniboot pull-boot connectors, and has Optimized insertion loss, 026 meters in length | PC | 1 | 1 | 1 | 1 | 75.66
61305681196 | F92RPU2U2ONM027 | OS2 2f 2mm PC OFNP LC APC Uniboot /LC AP | OS2 duplex fiber patch cord with a 2.0mm cable jacket. Plenum rated, features LC APC Uniboot pull-boot connectors, and has Optimized insertion loss, 027 meters in length | PC | 1 | 1 | 1 | 1 | 76.42
61305681197 | F92RPU2U2ONM028 | OS2 2f 2mm PC OFNP LC APC Uniboot /LC AP | OS2 duplex fiber patch cord with a 2.0mm cable jacket. Plenum rated, features LC APC Uniboot pull-boot connectors, and has Optimized insertion loss, 028 meters in length | PC | 1 | 1 | 1 | 1 | 77.18
61305681198 | F92RPU2U2ONM029 | OS2 2f 2mm PC OFNP LC APC Uniboot /LC AP | OS2 duplex fiber patch cord with a 2.0mm cable jacket. Plenum rated, features LC APC Uniboot pull-boot connectors, and has Optimized insertion loss, 029 meters in length | PC | 1 | 1 | 1 | 1 | 77.94
61305681199 | F92RPU2U2ONM030 | OS2 2f 2mm PC OFNP LC APC Uniboot /LC AP | OS2 duplex fiber patch cord with a 2.0mm cable jacket. Plenum rated, features LC APC Uniboot pull-boot connectors, and has Optimized insertion loss, 030 meters in length | PC | 1 | 1 | 1 | 1 | 78.7
61305681200 | F92RPU2U2ONM031 | OS2 2f 2mm PC OFNP LC APC Uniboot /LC AP | OS2 duplex fiber patch cord with a 2.0mm cable jacket. Plenum rated, features LC APC Uniboot pull-boot connectors, and has Optimized insertion loss, 031 meters in length | PC | 1 | 1 | 1 | 1 | 79.46
61305681201 | F92RPU2U2ONM032 | OS2 2f 2mm PC OFNP LC APC Uniboot /LC AP | OS2 duplex fiber patch cord with a 2.0mm cable jacket. Plenum rated, features LC APC Uniboot pull-boot connectors, and has Optimized insertion loss, 032 meters in length | PC | 1 | 1 | 1 | 1 | 80.22
61305681202 | F92RPU2U2ONM033 | OS2 2f 2mm PC OFNP LC APC Uniboot /LC AP | OS2 duplex fiber patch cord with a 2.0mm cable jacket. Plenum rated, features LC APC Uniboot pull-boot connectors, and has Optimized insertion loss, 033 meters in length | PC | 1 | 1 | 1 | 1 | 80.98
61305681203 | F92RPU2U2ONM034 | OS2 2f 2mm PC OFNP LC APC Uniboot /LC AP | OS2 duplex fiber patch cord with a 2.0mm cable jacket. Plenum rated, features LC APC Uniboot pull-boot connectors, and has Optimized insertion loss, 034 meters in length | PC | 1 | 1 | 1 | 1 | 81.74
61305681204 | F92RPU2U2ONM035 | OS2 2f 2mm PC OFNP LC APC Uniboot /LC AP | OS2 duplex fiber patch cord with a 2.0mm cable jacket. Plenum rated, features LC APC Uniboot pull-boot connectors, and has Optimized insertion loss, 035 meters in length | PC | 1 | 1 | 1 | 1 | 82.5
61305681249 | F92RPU2U2ONM036 | OS2 2f 2mm PC OFNP LC APC Uniboot /LC AP | OS2 duplex fiber patch cord with a 2.0mm cable jacket. Plenum rated, features LC APC Uniboot pull-boot connectors, and has Optimized insertion loss, 036 meters in length | PC | 1 | 1 | 1 | 1 | 83.26
61305681250 | F92RPU2U2ONM037 | OS2 2f 2mm PC OFNP LC APC Uniboot /LC AP | OS2 duplex fiber patch cord with a 2.0mm cable jacket. Plenum rated, features LC APC Uniboot pull-boot connectors, and has Optimized insertion loss, 037 meters in length | PC | 1 | 1 | 1 | 1 | 84.02
61305681251 | F92RPU2U2ONM038 | OS2 2f 2mm PC OFNP LC APC Uniboot /LC AP | OS2 duplex fiber patch cord with a 2.0mm cable jacket. Plenum rated, features LC APC Uniboot pull-boot connectors, and has Optimized insertion loss, 038 meters in length | PC | 1 | 1 | 1 | 1 | 84.78
61305681252 | F92RPU2U2ONM039 | OS2 2f 2mm PC OFNP LC APC Uniboot /LC AP | OS2 duplex fiber patch cord with a 2.0mm cable jacket. Plenum rated, features LC APC Uniboot pull-boot connectors, and has Optimized insertion loss, 039 meters in length | PC | 1 | 1 | 1 | 1 | 85.54
61305681253 | F92RPU2U2ONM040 | OS2 2f 2mm PC OFNP LC APC Uniboot /LC AP | OS2 duplex fiber patch cord with a 2.0mm cable jacket. Plenum rated, features LC APC Uniboot pull-boot connectors, and has Optimized insertion loss, 040 meters in length | PC | 1 | 1 | 1 | 1 | 86.3
61305681254 | F92RPU2U2ONM041 | OS2 2f 2mm PC OFNP LC APC Uniboot /LC AP | OS2 duplex fiber patch cord with a 2.0mm cable jacket. Plenum rated, features LC APC Uniboot pull-boot connectors, and has Optimized insertion loss, 041 meters in length | PC | 1 | 1 | 1 | 1 | 87.06
61305681255 | F92RPU2U2ONM042 | OS2 2f 2mm PC OFNP LC APC Uniboot /LC AP | OS2 duplex fiber patch cord with a 2.0mm cable jacket. Plenum rated, features LC APC Uniboot pull-boot connectors, and has Optimized insertion loss, 042 meters in length | PC | 1 | 1 | 1 | 1 | 87.82
61305681256 | F92RPU2U2ONM043 | OS2 2f 2mm PC OFNP LC APC Uniboot /LC AP | OS2 duplex fiber patch cord with a 2.0mm cable jacket. Plenum rated, features LC APC Uniboot pull-boot connectors, and has Optimized insertion loss, 043 meters in length | PC | 1 | 1 | 1 | 1 | 88.58
61305681257 | F92RPU2U2ONM044 | OS2 2f 2mm PC OFNP LC APC Uniboot /LC AP | OS2 duplex fiber patch cord with a 2.0mm cable jacket. Plenum rated, features LC APC Uniboot pull-boot connectors, and has Optimized insertion loss, 044 meters in length | PC | 1 | 1 | 1 | 1 | 89.34
61305681258 | F92RPU2U2ONM045 | OS2 2f 2mm PC OFNP LC APC Uniboot /LC AP | OS2 duplex fiber patch cord with a 2.0mm cable jacket. Plenum rated, features LC APC Uniboot pull-boot connectors, and has Optimized insertion loss, 045 meters in length | PC | 1 | 1 | 1 | 1 | 90.1
61305681259 | F92RPU2U2ONM046 | OS2 2f 2mm PC OFNP LC APC Uniboot /LC AP | OS2 duplex fiber patch cord with a 2.0mm cable jacket. Plenum rated, features LC APC Uniboot pull-boot connectors, and has Optimized insertion loss, 046 meters in length | PC | 1 | 1 | 1 | 1 | 90.86
61305681260 | F92RPU2U2ONM047 | OS2 2f 2mm PC OFNP LC APC Uniboot /LC AP | OS2 duplex fiber patch cord with a 2.0mm cable jacket. Plenum rated, features LC APC Uniboot pull-boot connectors, and has Optimized insertion loss, 047 meters in length | PC | 1 | 1 | 1 | 1 | 91.62
61305681261 | F92RPU2U2ONM048 | OS2 2f 2mm PC OFNP LC APC Uniboot /LC AP | OS2 duplex fiber patch cord with a 2.0mm cable jacket. Plenum rated, features LC APC Uniboot pull-boot connectors, and has Optimized insertion loss, 048 meters in length | PC | 1 | 1 | 1 | 1 | 92.38
61305681262 | F92RPU2U2ONM049 | OS2 2f 2mm PC OFNP LC APC Uniboot /LC AP | OS2 duplex fiber patch cord with a 2.0mm cable jacket. Plenum rated, features LC APC Uniboot pull-boot connectors, and has Optimized insertion loss, 049 meters in length | PC | 1 | 1 | 1 | 1 | 93.14
61305681263 | F92RPU2U2ONM050 | OS2 2f 2mm PC OFNP LC APC Uniboot /LC AP | OS2 duplex fiber patch cord with a 2.0mm cable jacket. Plenum rated, features LC APC Uniboot pull-boot connectors, and has Optimized insertion loss, 050 meters in length | PC | 1 | 1 | 1 | 1 | 93.9
61305681018 | F92RPU2U2ONM1.5 | OS2 2f 2mm PC OFNP LC APC Uniboot /LC AP | OS2 duplex fiber patch cord with a 2.0mm cable jacket. Plenum rated, features LC APC Uniboot pull-boot connectors, and has Optimized insertion loss, 1.5 meters in length | PC | 1 | 1 | 1 | 1 | 57.04
61305681019 | F92RPU2U2ONM2.5 | OS2 2f 2mm PC OFNP LC APC Uniboot /LC AP | OS2 duplex fiber patch cord with a 2.0mm cable jacket. Plenum rated, features LC APC Uniboot pull-boot connectors, and has Optimized insertion loss, 2.5 meters in length | PC | 1 | 1 | 1 | 1 | 57.8
61305681060 | F92RPU2U2ONM3.5 | OS2 2f 2mm PC OFNP LC APC Uniboot /LC AP | OS2 duplex fiber patch cord with a 2.0mm cable jacket. Plenum rated, features LC APC Uniboot pull-boot connectors, and has Optimized insertion loss, 3.5 meters in length | PC | 1 | 1 | 1 | 1 | 58.56
61305681061 | F92RPU2U2ONM4.5 | OS2 2f 2mm PC OFNP LC APC Uniboot /LC AP | OS2 duplex fiber patch cord with a 2.0mm cable jacket. Plenum rated, features LC APC Uniboot pull-boot connectors, and has Optimized insertion loss, 4.5 meters in length | PC | 1 | 1 | 1 | 1 | 59.32
61305681062 | F92RPU2U2ONM5.5 | OS2 2f 2mm PC OFNP LC APC Uniboot /LC AP | OS2 duplex fiber patch cord with a 2.0mm cable jacket. Plenum rated, features LC APC Uniboot pull-boot connectors, and has Optimized insertion loss, 5.5 meters in length | PC | 1 | 1 | 1 | 1 | 60.08
61305681094 | F92RPU2U2ONM6.5 | OS2 2f 2mm PC OFNP LC APC Uniboot /LC AP | OS2 duplex fiber patch cord with a 2.0mm cable jacket. Plenum rated, features LC APC Uniboot pull-boot connectors, and has Optimized insertion loss, 6.5 meters in length | PC | 1 | 1 | 1 | 1 | 60.84
61305681095 | F92RPU2U2ONM7.5 | OS2 2f 2mm PC OFNP LC APC Uniboot /LC AP | OS2 duplex fiber patch cord with a 2.0mm cable jacket. Plenum rated, features LC APC Uniboot pull-boot connectors, and has Optimized insertion loss, 7.5 meters in length | PC | 1 | 1 | 1 | 1 | 61.6
61305681118 | F92RPU2U2ONM8.5 | OS2 2f 2mm PC OFNP LC APC Uniboot /LC AP | OS2 duplex fiber patch cord with a 2.0mm cable jacket. Plenum rated, features LC APC Uniboot pull-boot connectors, and has Optimized insertion loss, 8.5 meters in length | PC | 1 | 1 | 1 | 1 | 62.36
61305681119 | F92RPU2U2ONM9.5 | OS2 2f 2mm PC OFNP LC APC Uniboot /LC AP | OS2 duplex fiber patch cord with a 2.0mm cable jacket. Plenum rated, features LC APC Uniboot pull-boot connectors, and has Optimized insertion loss, 9.5 meters in length | PC | 1 | 1 | 1 | 1 | 63.12
61305679064 | F92RPZNZNONF001 | OS2 2f 2mm PC OFNP CS connector/CS Conne | OS2 2f 2mm PC OFNP CS connector/CS Connector Standard Polarity Opt IL 1f | PC | 1 | 10 | 1 | 1 | 60.58
61305679065 | F92RPZNZNONF002 | OS2 2f 2mm PC OFNP CS connector/CS Conne | OS2 2f 2mm PC OFNP CS connector/CS Connector Standard Polarity Opt IL 2f | PC | 1 | 10 | 1 | 1 | 60.8
61305679066 | F92RPZNZNONF003 | OS2 2f 2mm PC OFNP CS connector/CS Conne | OS2 2f 2mm PC OFNP CS connector/CS Connector Standard Polarity Opt IL 3f | PC | 1 | 10 | 1 | 1 | 61.04
61305679067 | F92RPZNZNONF004 | OS2 2f 2mm PC OFNP CS connector/CS Conne | OS2 2f 2mm PC OFNP CS connector/CS Connector Standard Polarity Opt IL 4f | PC | 1 | 10 | 1 | 1 | 61.26
61305679068 | F92RPZNZNONF005 | OS2 2f 2mm PC OFNP CS connector/CS Conne | OS2 2f 2mm PC OFNP CS connector/CS Connector Standard Polarity Opt IL 5f | PC | 1 | 10 | 1 | 1 | 61.5
61305679069 | F92RPZNZNONF006 | OS2 2f 2mm PC OFNP CS connector/CS Conne | OS2 2f 2mm PC OFNP CS connector/CS Connector Standard Polarity Opt IL 6f | PC | 1 | 10 | 1 | 1 | 61.72
61305679070 | F92RPZNZNONF007 | OS2 2f 2mm PC OFNP CS connector/CS Conne | OS2 2f 2mm PC OFNP CS connector/CS Connector Standard Polarity Opt IL 7f | PC | 1 | 10 | 1 | 1 | 61.96
61305679071 | F92RPZNZNONF008 | OS2 2f 2mm PC OFNP CS connector/CS Conne | OS2 2f 2mm PC OFNP CS connector/CS Connector Standard Polarity Opt IL 8f | PC | 1 | 10 | 1 | 1 | 62.2
61305679072 | F92RPZNZNONF009 | OS2 2f 2mm PC OFNP CS connector/CS Conne | OS2 2f 2mm PC OFNP CS connector/CS Connector Standard Polarity Opt IL 9f | PC | 1 | 10 | 1 | 1 | 62.42
61305679073 | F92RPZNZNONF010 | OS2 2f 2mm PC OFNP CS connector/CS Conne | OS2 2f 2mm PC OFNP CS connector/CS Connector Standard Polarity Opt IL 10f | PC | 1 | 10 | 1 | 1 | 62.66
61305679074 | F92RPZNZNONF011 | OS2 2f 2mm PC OFNP CS connector/CS Conne | OS2 2f 2mm PC OFNP CS connector/CS Connector Standard Polarity Opt IL 11f | PC | 1 | 10 | 1 | 1 | 62.88
61305679075 | F92RPZNZNONF012 | OS2 2f 2mm PC OFNP CS connector/CS Conne | OS2 2f 2mm PC OFNP CS connector/CS Connector Standard Polarity Opt IL 12f | PC | 1 | 10 | 1 | 1 | 63.12
61305679076 | F92RPZNZNONF013 | OS2 2f 2mm PC OFNP CS connector/CS Conne | OS2 2f 2mm PC OFNP CS connector/CS Connector Standard Polarity Opt IL 13f | PC | 1 | 10 | 1 | 1 | 63.36
61305679077 | F92RPZNZNONF014 | OS2 2f 2mm PC OFNP CS connector/CS Conne | OS2 2f 2mm PC OFNP CS connector/CS Connector Standard Polarity Opt IL 14f | PC | 1 | 10 | 1 | 1 | 63.58
61305679078 | F92RPZNZNONF015 | OS2 2f 2mm PC OFNP CS connector/CS Conne | OS2 2f 2mm PC OFNP CS connector/CS Connector Standard Polarity Opt IL 15f | PC | 1 | 10 | 1 | 1 | 63.82
61305679079 | F92RPZNZNONF016 | OS2 2f 2mm PC OFNP CS connector/CS Conne | OS2 2f 2mm PC OFNP CS connector/CS Connector Standard Polarity Opt IL 16f | PC | 1 | 10 | 1 | 1 | 64.04
61305679080 | F92RPZNZNONF017 | OS2 2f 2mm PC OFNP CS connector/CS Conne | OS2 2f 2mm PC OFNP CS connector/CS Connector Standard Polarity Opt IL 17f | PC | 1 | 10 | 1 | 1 | 64.28
61305679081 | F92RPZNZNONF018 | OS2 2f 2mm PC OFNP CS connector/CS Conne | OS2 2f 2mm PC OFNP CS connector/CS Connector Standard Polarity Opt IL 18f | PC | 1 | 10 | 1 | 1 | 64.5
61305679082 | F92RPZNZNONF019 | OS2 2f 2mm PC OFNP CS connector/CS Conne | OS2 2f 2mm PC OFNP CS connector/CS Connector Standard Polarity Opt IL 19f | PC | 1 | 10 | 1 | 1 | 64.74
61305679083 | F92RPZNZNONF020 | OS2 2f 2mm PC OFNP CS connector/CS Conne | OS2 2f 2mm PC OFNP CS connector/CS Connector Standard Polarity Opt IL 20f | PC | 1 | 10 | 1 | 1 | 64.98
61305679084 | F92RPZNZNONF021 | OS2 2f 2mm PC OFNP CS connector/CS Conne | OS2 2f 2mm PC OFNP CS connector/CS Connector Standard Polarity Opt IL 21f | PC | 1 | 10 | 1 | 1 | 65.2
61305679085 | F92RPZNZNONF022 | OS2 2f 2mm PC OFNP CS connector/CS Conne | OS2 2f 2mm PC OFNP CS connector/CS Connector Standard Polarity Opt IL 22f | PC | 1 | 10 | 1 | 1 | 65.44
61305679086 | F92RPZNZNONF023 | OS2 2f 2mm PC OFNP CS connector/CS Conne | OS2 2f 2mm PC OFNP CS connector/CS Connector Standard Polarity Opt IL 23f | PC | 1 | 10 | 1 | 1 | 65.66
61305679087 | F92RPZNZNONF024 | OS2 2f 2mm PC OFNP CS connector/CS Conne | OS2 2f 2mm PC OFNP CS connector/CS Connector Standard Polarity Opt IL 24f | PC | 1 | 10 | 1 | 1 | 65.9
61305679088 | F92RPZNZNONF025 | OS2 2f 2mm PC OFNP CS connector/CS Conne | OS2 2f 2mm PC OFNP CS connector/CS Connector Standard Polarity Opt IL 25f | PC | 1 | 10 | 1 | 1 | 66.14
61305628709 | F96BN1NNNSZM001 | OS2 1-Fiber 900um Buffered Patchcord No |  | PC | 1 | 10 | 1 | 1 | 79.94
61305628711 | F96BN3NNNSZM001 | OS2 1-Fiber 900um Buffered Patchcord No |  | PC | 1 | 10 | 1 | 1 | 70.64
07498311095 | F98RL5NQSQNM001 | OS2 8f Harness LSZH MPO F/PushPull LC 61 | OS2 8-Fiber Round 4 to 1 Conversion Harness, LSZH, Female MPO to LC Push-Pull, 61cm breakout, Standard IL - 1 meters | PC | 1 | 1 | 1 | 1 | 603.8
07498311101 | F98RL5NQSQNM002 | OS2 8f Harness LSZH MPO F/PushPull LC 61 | OS2 8-Fiber Round 4 to 1 Conversion Harness, LSZH, Female MPO to LC Push-Pull, 61cm breakout, Standard IL - 2 meters | PC | 1 | 1 | 1 | 1 | 608
07498311110 | F98RL5NQSQNM003 | OS2 8f Harness LSZH MPO F/PushPull LC 61 | OS2 8-Fiber Round 4 to 1 Conversion Harness, LSZH, Female MPO to LC Push-Pull, 61cm breakout, Standard IL - 3 meters | PC | 1 | 1 | 1 | 1 | 612.18
07498311138 | F98RL5NQSQNM004 | OS2 8f Harness LSZH MPO F/PushPull LC 61 | OS2 8-Fiber Round 4 to 1 Conversion Harness, LSZH, Female MPO to LC Push-Pull, 61cm breakout, Standard IL - 4 meters | PC | 1 | 1 | 1 | 1 | 616.34
07498311152 | F98RL5NQSQNM005 | OS2 8f Harness LSZH MPO F/PushPull LC 61 | OS2 8-Fiber Round 4 to 1 Conversion Harness, LSZH, Female MPO to LC Push-Pull, 61cm breakout, Standard IL - 5 meters | PC | 1 | 1 | 1 | 1 | 620.54
07498311153 | F98RL5NQSQNM006 | OS2 8f Harness LSZH MPO F/PushPull LC 61 | OS2 8-Fiber Round 4 to 1 Conversion Harness, LSZH, Female MPO to LC Push-Pull, 61cm breakout, Standard IL - 6 meters | PC | 1 | 1 | 1 | 1 | 624.7
07498311284 | F98RL5NQSQNM007 | OS2 8f Harness LSZH MPO F/PushPull LC 61 | OS2 8-Fiber Round 4 to 1 Conversion Harness, LSZH, Female MPO to LC Push-Pull, 61cm breakout, Standard IL - 7 meters | PC | 1 | 1 | 1 | 1 | 628.88
07498311297 | F98RL5NQSQNM008 | OS2 8f Harness LSZH MPO F/PushPull LC 61 | OS2 8-Fiber Round 4 to 1 Conversion Harness, LSZH, Female MPO to LC Push-Pull, 61cm breakout, Standard IL - 8 meters | PC | 1 | 1 | 1 | 1 | 633.06
07498311311 | F98RL5NQSQNM009 | OS2 8f Harness LSZH MPO F/PushPull LC 61 | OS2 8-Fiber Round 4 to 1 Conversion Harness, LSZH, Female MPO to LC Push-Pull, 61cm breakout, Standard IL - 9 meters | PC | 1 | 1 | 1 | 1 | 637.24
07498311166 | F98RL5NQSQNM010 | OS2 8f Harness LSZH MPO F/PushPull LC 61 | OS2 8-Fiber Round 4 to 1 Conversion Harness, LSZH, Female MPO to LC Push-Pull, 61cm breakout, Standard IL - 10 meters | PC | 1 | 1 | 1 | 1 | 641.4
07498311096 | F98RL5NQSQNM1.5 | OS2 8f Harness LSZH MPO F/PushPull LC 61 | OS2 8-Fiber Round 4 to 1 Conversion Harness, LSZH, Female MPO to LC Push-Pull, 61cm breakout, Standard IL - 1.5 meters | PC | 1 | 1 | 1 | 1 | 605.9
07498311108 | F98RL5NQSQNM2.5 | OS2 8f Harness LSZH MPO F/PushPull LC 61 | OS2 8-Fiber Round 4 to 1 Conversion Harness, LSZH, Female MPO to LC Push-Pull, 61cm breakout, Standard IL - 2.5 meters | PC | 1 | 1 | 1 | 1 | 610.08
07498311124 | F98RL5NQSQNM3.5 | OS2 8f Harness LSZH MPO F/PushPull LC 61 | OS2 8-Fiber Round 4 to 1 Conversion Harness, LSZH, Female MPO to LC Push-Pull, 61cm breakout, Standard IL - 3.5 meters | PC | 1 | 1 | 1 | 1 | 614.26
07498311149 | F98RL5NQSQNM4.5 | OS2 8f Harness LSZH MPO F/PushPull LC 61 | OS2 8-Fiber Round 4 to 1 Conversion Harness, LSZH, Female MPO to LC Push-Pull, 61cm breakout, Standard IL - 4.5 meters | PC | 1 | 1 | 1 | 1 | 618.44
07498311179 | F98RL6NQSQNM001 | OS2 8f Harness LSZH MPO M/PushPull LC 61 | OS2 8-Fiber Round 4 to 1 Conversion Harness, LSZH, Male MPO to LC Push-Pull, 61cm breakout, Standard IL - 1 meters | PC | 1 | 1 | 1 | 1 | 603.8
07498311206 | F98RL6NQSQNM002 | OS2 8f Harness LSZH MPO M/PushPull LC 61 | OS2 8-Fiber Round 4 to 1 Conversion Harness, LSZH, Male MPO to LC Push-Pull, 61cm breakout, Standard IL - 2 meters | PC | 1 | 1 | 1 | 1 | 608
07498311259 | F98RL6NQSQNM003 | OS2 8f Harness LSZH MPO M/PushPull LC 61 | OS2 8-Fiber Round 4 to 1 Conversion Harness, LSZH, Male MPO to LC Push-Pull, 61cm breakout, Standard IL - 3 meters | PC | 1 | 1 | 1 | 1 | 612.18
07498311332 | F98RL6NQSQNM004 | OS2 8f Harness LSZH MPO M/PushPull LC 61 | OS2 8-Fiber Round 4 to 1 Conversion Harness, LSZH, Male MPO to LC Push-Pull, 61cm breakout, Standard IL - 4 meters | PC | 1 | 1 | 1 | 1 | 616.34
07498311338 | F98RL6NQSQNM005 | OS2 8f Harness LSZH MPO M/PushPull LC 61 | OS2 8-Fiber Round 4 to 1 Conversion Harness, LSZH, Male MPO to LC Push-Pull, 61cm breakout, Standard IL - 5 meters | PC | 1 | 1 | 1 | 1 | 620.54
07498311351 | F98RL6NQSQNM006 | OS2 8f Harness LSZH MPO M/PushPull LC 61 | OS2 8-Fiber Round 4 to 1 Conversion Harness, LSZH, Male MPO to LC Push-Pull, 61cm breakout, Standard IL - 6 meters | PC | 1 | 1 | 1 | 1 | 624.7
07498311361 | F98RL6NQSQNM007 | OS2 8f Harness LSZH MPO M/PushPull LC 61 | OS2 8-Fiber Round 4 to 1 Conversion Harness, LSZH, Male MPO to LC Push-Pull, 61cm breakout, Standard IL - 7 meters | PC | 1 | 1 | 1 | 1 | 628.88
07498311364 | F98RL6NQSQNM008 | OS2 8f Harness LSZH MPO M/PushPull LC 61 | OS2 8-Fiber Round 4 to 1 Conversion Harness, LSZH, Male MPO to LC Push-Pull, 61cm breakout, Standard IL - 8 meters | PC | 1 | 1 | 1 | 1 | 633.06
07498311377 | F98RL6NQSQNM009 | OS2 8f Harness LSZH MPO M/PushPull LC 61 | OS2 8-Fiber Round 4 to 1 Conversion Harness, LSZH, Male MPO to LC Push-Pull, 61cm breakout, Standard IL - 9 meters | PC | 1 | 1 | 1 | 1 | 637.24
07498311378 | F98RL6NQSQNM010 | OS2 8f Harness LSZH MPO M/PushPull LC 61 | OS2 8-Fiber Round 4 to 1 Conversion Harness, LSZH, Male MPO to LC Push-Pull, 61cm breakout, Standard IL - 10 meters | PC | 1 | 1 | 1 | 1 | 641.4
07498311180 | F98RL6NQSQNM1.5 | OS2 8f Harness LSZH MPO M/PushPull LC 61 | OS2 8-Fiber Round 4 to 1 Conversion Harness, LSZH, Male MPO to LC Push-Pull, 61cm breakout, Standard IL - 1.5 meters | PC | 1 | 1 | 1 | 1 | 605.9
07498311232 | F98RL6NQSQNM2.5 | OS2 8f Harness LSZH MPO M/PushPull LC 61 | OS2 8-Fiber Round 4 to 1 Conversion Harness, LSZH, Male MPO to LC Push-Pull, 61cm breakout, Standard IL - 2.5 meters | PC | 1 | 1 | 1 | 1 | 610.08
07498311275 | F98RL6NQSQNM3.5 | OS2 8f Harness LSZH MPO M/PushPull LC 61 | OS2 8-Fiber Round 4 to 1 Conversion Harness, LSZH, Male MPO to LC Push-Pull, 61cm breakout, Standard IL - 3.5 meters | PC | 1 | 1 | 1 | 1 | 614.26
07498311334 | F98RL6NQSQNM4.5 | OS2 8f Harness LSZH MPO M/PushPull LC 61 | OS2 8-Fiber Round 4 to 1 Conversion Harness, LSZH, Male MPO to LC Push-Pull, 61cm breakout, Standard IL - 4.5 meters | PC | 1 | 1 | 1 | 1 | 618.44
61305617471 | F98RLGNGNANM001 | OS28-Fiber,Interc,LSZH,MPO,YL,1M,RL | OS2 8 fiber, Interconnect, LSZH, MPO Female to MPO Female, Method A, Std IL, 1 Meters, Yellow | PC | 1 | 1 | 1 | 1 | 406.5
61305617983 | F98RLGNGNANM002 | OS28-Fiber,Interc,LSZH,MPO,YL,2M,RL | OS2 8 fiber, Interconnect, LSZH, MPO Female to MPO Female, Method A, Std IL, 2 Meters, Yellow | PC | 1 | 1 | 1 | 1 | 409.44
61305617984 | F98RLGNGNANM003 | OS28-Fiber,Interc,LSZH,MPO,YL,3M,RL | OS2 8 fiber, Interconnect, LSZH, MPO Female to MPO Female, Method A, Std IL, 3 Meters, Yellow | PC | 1 | 1 | 1 | 1 | 412.42
61305617985 | F98RLGNGNANM004 | OS28-Fiber,Interc,LSZH,MPO,YL,4M,RL | OS2 8 fiber, Interconnect, LSZH, MPO Female to MPO Female, Method A, Std IL, 4 Meters, Yellow | PC | 1 | 1 | 1 | 1 | 415.4
61305617986 | F98RLGNGNANM005 | OS28-Fiber,Interc,LSZH,MPO,YL,5M,RL | OS2 8 fiber, Interconnect, LSZH, MPO Female to MPO Female, Method A, Std IL, 5 Meters, Yellow | PC | 1 | 1 | 1 | 1 | 418.38
61305617987 | F98RLGNGNANM006 | OS28-Fiber,Interc,LSZH,MPO,YL,6M,RL | OS2 8 fiber, Interconnect, LSZH, MPO Female to MPO Female, Method A, Std IL, 6 Meters, Yellow | PC | 1 | 1 | 1 | 1 | 421.34
61305617988 | F98RLGNGNANM007 | OS28-Fiber,Interc,LSZH,MPO,YL,7M,RL | OS2 8 fiber, Interconnect, LSZH, MPO Female to MPO Female, Method A, Std IL, 7 Meters, Yellow | PC | 1 | 1 | 1 | 1 | 424.3
61305617989 | F98RLGNGNANM008 | OS28-Fiber,Interc,LSZH,MPO,YL,8M,RL | OS2 8 fiber, Interconnect, LSZH, MPO Female to MPO Female, Method A, Std IL, 8 Meters, Yellow | PC | 1 | 1 | 1 | 1 | 427.28
61305617990 | F98RLGNGNANM009 | OS28-Fiber,Interc,LSZH,MPO,YL,9M,RL | OS2 8 fiber, Interconnect, LSZH, MPO Female to MPO Female, Method A, Std IL, 9 Meters, Yellow | PC | 1 | 1 | 1 | 1 | 430.24
61305617997 | F98RLGNGNANM010 | OS28-Fiber,Interc,LSZH,YL,10M,RL | OS2 8 fiber, Interconnect, LSZH, MPO Female to MPO Female, Method A, Std IL, 10 Meters, Yellow | PC | 1 | 1 | 1 | 1 | 433.24
61305617998 | F98RLGNGNANM011 | OS28-Fiber,Interc,LSZH,YL,11M,RL | OS2 8 fiber, Interconnect, LSZH, MPO Female to MPO Female, Method A, Std IL, 11 Meters, Yellow | PC | 1 | 1 | 1 | 1 | 436.22
61305617999 | F98RLGNGNANM012 | OS28-Fiber,Interc,LSZH,YL,12M,RL | OS2 8 fiber, Interconnect, LSZH, MPO Female to MPO Female, Method A, Std IL, 12 Meters, Yellow | PC | 1 | 1 | 1 | 1 | 439.18
61305618000 | F98RLGNGNANM013 | OS28-Fiber,Interc,LSZH,YL,13M,RL | OS2 8 fiber, Interconnect, LSZH, MPO Female to MPO Female, Method A, Std IL, 13 Meters, Yellow | PC | 1 | 1 | 1 | 1 | 442.14
61305617991 | F98RLGNGNANM014 | OS28-Fiber,Interc,LSZH,YL,14M,RL | OS2 8 fiber, Interconnect, LSZH, MPO Female to MPO Female, Method A, Std IL, 14 Meters, Yellow | PC | 1 | 1 | 1 | 1 | 445.12
61305617992 | F98RLGNGNANM015 | OS28-Fiber,Interc,LSZH,YL,15M,RL | OS2 8 fiber, Interconnect, LSZH, MPO Female to MPO Female, Method A, Std IL, 15 Meters, Yellow | PC | 1 | 1 | 1 | 1 | 448.1
61305617993 | F98RLGNGNANM016 | OS28-Fiber,Interc,LSZH,YL,16M,RL | OS2 8 fiber, Interconnect, LSZH, MPO Female to MPO Female, Method A, Std IL, 16 Meters, Yellow | PC | 1 | 1 | 1 | 1 | 451.06
61305617994 | F98RLGNGNANM017 | OS28-Fiber,Interc,LSZH,YL,17M,RL | OS2 8 fiber, Interconnect, LSZH, MPO Female to MPO Female, Method A, Std IL, 17 Meters, Yellow | PC | 1 | 1 | 1 | 1 | 454.02
61305617995 | F98RLGNGNANM018 | OS28-Fiber,Interc,LSZH,YL,18M,RL | OS2 8 fiber, Interconnect, LSZH, MPO Female to MPO Female, Method A, Std IL, 18 Meters, Yellow | PC | 1 | 1 | 1 | 1 | 457
61305617996 | F98RLGNGNANM019 | OS28-Fiber,Interc,LSZH,YL,19M,RL | OS2 8 fiber, Interconnect, LSZH, MPO Female to MPO Female, Method A, Std IL, 19 Meters, Yellow | PC | 1 | 1 | 1 | 1 | 460
61305618001 | F98RLGNGNANM020 | OS28-Fiber,Interc,LSZH,YL,20M,RL | OS2 8 fiber, Interconnect, LSZH, MPO Female to MPO Female, Method A, Std IL, 20 Meters, Yellow | PC | 1 | 1 | 1 | 1 | 462.96
61305618002 | F98RLGNGNANM021 | OS28-Fiber,Interc,LSZH,YL,21M,RL | OS2 8 fiber, Interconnect, LSZH, MPO Female to MPO Female, Method A, Std IL, 21 Meters, Yellow | PC | 1 | 1 | 1 | 1 | 465.94
61305618003 | F98RLGNGNANM022 | OS28-Fiber,Interc,LSZH,YL,22M,RL | OS2 8 fiber, Interconnect, LSZH, MPO Female to MPO Female, Method A, Std IL, 22 Meters, Yellow | PC | 1 | 1 | 1 | 1 | 468.92
61305618004 | F98RLGNGNANM023 | OS28-Fiber,Interc,LSZH,YL,23M,RL | OS2 8 fiber, Interconnect, LSZH, MPO Female to MPO Female, Method A, Std IL, 23 Meters, Yellow | PC | 1 | 1 | 1 | 1 | 471.86
61305618005 | F98RLGNGNANM024 | OS28-Fiber,Interc,LSZH,YL,24M,RL | OS2 8 fiber, Interconnect, LSZH, MPO Female to MPO Female, Method A, Std IL, 24 Meters, Yellow | PC | 1 | 1 | 1 | 1 | 474.84
61305618006 | F98RLGNGNANM025 | OS28-Fiber,Interc,LSZH,YL,25M,RL | OS2 8 fiber, Interconnect, LSZH, MPO Female to MPO Female, Method A, Std IL, 25 Meters, Yellow | PC | 1 | 1 | 1 | 1 | 477.82
61305618007 | F98RLGNGNANM026 | OS28-Fiber,Interc,LSZH,YL,26M,RL | OS2 8 fiber, Interconnect, LSZH, MPO Female to MPO Female, Method A, Std IL, 26 Meters, Yellow | PC | 1 | 1 | 1 | 1 | 480.8
61305618008 | F98RLGNGNANM027 | OS28-Fiber,Interc,LSZH,YL,27M,RL | OS2 8 fiber, Interconnect, LSZH, MPO Female to MPO Female, Method A, Std IL, 27 Meters, Yellow | PC | 1 | 1 | 1 | 1 | 483.76
61305618009 | F98RLGNGNANM028 | OS28-Fiber,Interc,LSZH,YL,28M,RL | OS2 8 fiber, Interconnect, LSZH, MPO Female to MPO Female, Method A, Std IL, 28 Meters, Yellow | PC | 1 | 1 | 1 | 1 | 486.74
61305618010 | F98RLGNGNANM029 | OS28-Fiber,Interc,LSZH,YL,29M,RL | OS2 8 fiber, Interconnect, LSZH, MPO Female to MPO Female, Method A, Std IL, 29 Meters, Yellow | PC | 1 | 1 | 1 | 1 | 489.72
61305618011 | F98RLGNGNANM030 | OS28-Fiber,Interc,LSZH,YL,30M,RL | OS2 8 fiber, Interconnect, LSZH, MPO Female to MPO Female, Method A, Std IL, 30 Meters, Yellow | PC | 1 | 1 | 1 | 1 | 492.68
07498309585 | F98RP5NQSQNF003 | OS2 8f Harness OFNP MPO F/PushPull LC 24 | OS2 8-Fiber Round 4 to 1 Conversion Harness, Plenum, Female MPO to LC Push-Pull, 24-inch breakout, Standard IL - 3 feet | PC | 1 | 1 | 1 | 1 | 603.48
07498309586 | F98RP5NQSQNF004 | OS2 8f Harness OFNP MPO F/PushPull LC 24 | OS2 8-Fiber Round 4 to 1 Conversion Harness, Plenum, Female MPO to LC Push-Pull, 24-inch breakout, Standard IL - 4 feet | PC | 1 | 1 | 1 | 1 | 604.72
07498309593 | F98RP5NQSQNF005 | OS2 8f Harness OFNP MPO F/PushPull LC 24 | OS2 8-Fiber Round 4 to 1 Conversion Harness, Plenum, Female MPO to LC Push-Pull, 24-inch breakout, Standard IL - 5 feet | PC | 1 | 1 | 1 | 1 | 605.98
07498309603 | F98RP5NQSQNF006 | OS2 8f Harness OFNP MPO F/PushPull LC 24 | OS2 8-Fiber Round 4 to 1 Conversion Harness, Plenum, Female MPO to LC Push-Pull, 24-inch breakout, Standard IL - 6 feet | PC | 1 | 1 | 1 | 1 | 607.26
07498309623 | F98RP5NQSQNF007 | OS2 8f Harness OFNP MPO F/PushPull LC 24 | OS2 8-Fiber Round 4 to 1 Conversion Harness, Plenum, Female MPO to LC Push-Pull, 24-inch breakout, Standard IL - 7 feet | PC | 1 | 1 | 1 | 1 | 608.54
07498309629 | F98RP5NQSQNF008 | OS2 8f Harness OFNP MPO F/PushPull LC 24 | OS2 8-Fiber Round 4 to 1 Conversion Harness, Plenum, Female MPO to LC Push-Pull, 24-inch breakout, Standard IL - 8 feet | PC | 1 | 1 | 1 | 1 | 609.82
07498309630 | F98RP5NQSQNF009 | OS2 8f Harness OFNP MPO F/PushPull LC 24 | OS2 8-Fiber Round 4 to 1 Conversion Harness, Plenum, Female MPO to LC Push-Pull, 24-inch breakout, Standard IL - 9 feet | PC | 1 | 1 | 1 | 1 | 611.08
07498309635 | F98RP5NQSQNF010 | OS2 8f Harness OFNP MPO F/PushPull LC 24 | OS2 8-Fiber Round 4 to 1 Conversion Harness, Plenum, Female MPO to LC Push-Pull, 24-inch breakout, Standard IL - 10 feet | PC | 1 | 1 | 1 | 1 | 612.36
07498309641 | F98RP5NQSQNF011 | OS2 8f Harness OFNP MPO F/PushPull LC 24 | OS2 8-Fiber Round 4 to 1 Conversion Harness, Plenum, Female MPO to LC Push-Pull, 24-inch breakout, Standard IL - 11 feet | PC | 1 | 1 | 1 | 1 | 613.64
07498309642 | F98RP5NQSQNF012 | OS2 8f Harness OFNP MPO F/PushPull LC 24 | OS2 8-Fiber Round 4 to 1 Conversion Harness, Plenum, Female MPO to LC Push-Pull, 24-inch breakout, Standard IL - 12 feet | PC | 1 | 1 | 1 | 1 | 614.92
07498309647 | F98RP5NQSQNF013 | OS2 8f Harness OFNP MPO F/PushPull LC 24 | OS2 8-Fiber Round 4 to 1 Conversion Harness, Plenum, Female MPO to LC Push-Pull, 24-inch breakout, Standard IL - 13 feet | PC | 1 | 1 | 1 | 1 | 616.18
07498309650 | F98RP5NQSQNF014 | OS2 8f Harness OFNP MPO F/PushPull LC 24 | OS2 8-Fiber Round 4 to 1 Conversion Harness, Plenum, Female MPO to LC Push-Pull, 24-inch breakout, Standard IL - 14 feet | PC | 1 | 1 | 1 | 1 | 617.44
07498309652 | F98RP5NQSQNF015 | OS2 8f Harness OFNP MPO F/PushPull LC 24 | OS2 8-Fiber Round 4 to 1 Conversion Harness, Plenum, Female MPO to LC Push-Pull, 24-inch breakout, Standard IL - 15 feet | PC | 1 | 1 | 1 | 1 | 618.7
07498309662 | F98RP5NQSQNF016 | OS2 8f Harness OFNP MPO F/PushPull LC 24 | OS2 8-Fiber Round 4 to 1 Conversion Harness, Plenum, Female MPO to LC Push-Pull, 24-inch breakout, Standard IL - 16 feet | PC | 1 | 1 | 1 | 1 | 619.98
07498309663 | F98RP5NQSQNF017 | OS2 8f Harness OFNP MPO F/PushPull LC 24 | OS2 8-Fiber Round 4 to 1 Conversion Harness, Plenum, Female MPO to LC Push-Pull, 24-inch breakout, Standard IL - 17 feet | PC | 1 | 1 | 1 | 1 | 621.26
07498309664 | F98RP5NQSQNF018 | OS2 8f Harness OFNP MPO F/PushPull LC 24 | OS2 8-Fiber Round 4 to 1 Conversion Harness, Plenum, Female MPO to LC Push-Pull, 24-inch breakout, Standard IL - 18 feet | PC | 1 | 1 | 1 | 1 | 622.52
07498309665 | F98RP5NQSQNF019 | OS2 8f Harness OFNP MPO F/PushPull LC 24 | OS2 8-Fiber Round 4 to 1 Conversion Harness, Plenum, Female MPO to LC Push-Pull, 24-inch breakout, Standard IL - 19 feet | PC | 1 | 1 | 1 | 1 | 623.8
07498309666 | F98RP5NQSQNF020 | OS2 8f Harness OFNP MPO F/PushPull LC 24 | OS2 8-Fiber Round 4 to 1 Conversion Harness, Plenum, Female MPO to LC Push-Pull, 24-inch breakout, Standard IL - 20 feet | PC | 1 | 1 | 1 | 1 | 625.08
07498309667 | F98RP5NQSQNF021 | OS2 8f Harness OFNP MPO F/PushPull LC 24 | OS2 8-Fiber Round 4 to 1 Conversion Harness, Plenum, Female MPO to LC Push-Pull, 24-inch breakout, Standard IL - 21 feet | PC | 1 | 1 | 1 | 1 | 626.36
07498309668 | F98RP5NQSQNF022 | OS2 8f Harness OFNP MPO F/PushPull LC 24 | OS2 8-Fiber Round 4 to 1 Conversion Harness, Plenum, Female MPO to LC Push-Pull, 24-inch breakout, Standard IL - 22 feet | PC | 1 | 1 | 1 | 1 | 627.62
07498309670 | F98RP5NQSQNF023 | OS2 8f Harness OFNP MPO F/PushPull LC 24 | OS2 8-Fiber Round 4 to 1 Conversion Harness, Plenum, Female MPO to LC Push-Pull, 24-inch breakout, Standard IL - 23 feet | PC | 1 | 1 | 1 | 1 | 628.88
07498309671 | F98RP5NQSQNF024 | OS2 8f Harness OFNP MPO F/PushPull LC 24 | OS2 8-Fiber Round 4 to 1 Conversion Harness, Plenum, Female MPO to LC Push-Pull, 24-inch breakout, Standard IL - 24 feet | PC | 1 | 1 | 1 | 1 | 630.18
07498309673 | F98RP5NQSQNF025 | OS2 8f Harness OFNP MPO F/PushPull LC 24 | OS2 8-Fiber Round 4 to 1 Conversion Harness, Plenum, Female MPO to LC Push-Pull, 24-inch breakout, Standard IL - 25 feet | PC | 1 | 1 | 1 | 1 | 631.44
07498309675 | F98RP5NQSQNF026 | OS2 8f Harness OFNP MPO F/PushPull LC 24 | OS2 8-Fiber Round 4 to 1 Conversion Harness, Plenum, Female MPO to LC Push-Pull, 24-inch breakout, Standard IL - 26 feet | PC | 1 | 1 | 1 | 1 | 632.72
07498309676 | F98RP5NQSQNF027 | OS2 8f Harness OFNP MPO F/PushPull LC 24 | OS2 8-Fiber Round 4 to 1 Conversion Harness, Plenum, Female MPO to LC Push-Pull, 24-inch breakout, Standard IL - 27 feet | PC | 1 | 1 | 1 | 1 | 633.96
07498309678 | F98RP5NQSQNF028 | OS2 8f Harness OFNP MPO F/PushPull LC 24 | OS2 8-Fiber Round 4 to 1 Conversion Harness, Plenum, Female MPO to LC Push-Pull, 24-inch breakout, Standard IL - 28 feet | PC | 1 | 1 | 1 | 1 | 635.26
07498309679 | F98RP5NQSQNF029 | OS2 8f Harness OFNP MPO F/PushPull LC 24 | OS2 8-Fiber Round 4 to 1 Conversion Harness, Plenum, Female MPO to LC Push-Pull, 24-inch breakout, Standard IL - 29 feet | PC | 1 | 1 | 1 | 1 | 636.52
07498309680 | F98RP5NQSQNF030 | OS2 8f Harness OFNP MPO F/PushPull LC 24 | OS2 8-Fiber Round 4 to 1 Conversion Harness, Plenum, Female MPO to LC Push-Pull, 24-inch breakout, Standard IL - 30 feet | PC | 1 | 1 | 1 | 1 | 637.8
07498309690 | F98RP6NQSQNF003 | OS2 8-Fiber Round 4 to 1 Conversion Harn | OS2 8-Fiber Round 4 to 1 Conversion Harness, Plenum, Male MPO to LC Push-Pull, 24-inch breakout, Standard IL - 3 feet | PC | 1 | 1 | 1 | 1 | 603.48
07498309700 | F98RP6NQSQNF004 | OS2 8-Fiber Round 4 to 1 Conversion Harn | OS2 8-Fiber Round 4 to 1 Conversion Harness, Plenum, Male MPO to LC Push-Pull, 24-inch breakout, Standard IL - 4 feet | PC | 1 | 1 | 1 | 1 | 604.72
07498309710 | F98RP6NQSQNF005 | OS2 8-Fiber Round 4 to 1 Conversion Harn | OS2 8-Fiber Round 4 to 1 Conversion Harness, Plenum, Male MPO to LC Push-Pull, 24-inch breakout, Standard IL - 5 feet | PC | 1 | 1 | 1 | 1 | 605.98
07498309734 | F98RP6NQSQNF006 | OS2 8-Fiber Round 4 to 1 Conversion Harn | OS2 8-Fiber Round 4 to 1 Conversion Harness, Plenum, Male MPO to LC Push-Pull, 24-inch breakout, Standard IL - 6 feet | PC | 1 | 1 | 1 | 1 | 607.26
07498309750 | F98RP6NQSQNF007 | OS2 8-Fiber Round 4 to 1 Conversion Harn | OS2 8-Fiber Round 4 to 1 Conversion Harness, Plenum, Male MPO to LC Push-Pull, 24-inch breakout, Standard IL - 7 feet | PC | 1 | 1 | 1 | 1 | 608.54
07498309760 | F98RP6NQSQNF008 | OS2 8-Fiber Round 4 to 1 Conversion Harn | OS2 8-Fiber Round 4 to 1 Conversion Harness, Plenum, Male MPO to LC Push-Pull, 24-inch breakout, Standard IL - 8 feet | PC | 1 | 1 | 1 | 1 | 609.82
07498309811 | F98RP6NQSQNF009 | OS2 8-Fiber Round 4 to 1 Conversion Harn | OS2 8-Fiber Round 4 to 1 Conversion Harness, Plenum, Male MPO to LC Push-Pull, 24-inch breakout, Standard IL - 9 feet | PC | 1 | 1 | 1 | 1 | 611.08
07498309817 | F98RP6NQSQNF010 | OS2 8-Fiber Round 4 to 1 Conversion Harn | OS2 8-Fiber Round 4 to 1 Conversion Harness, Plenum, Male MPO to LC Push-Pull, 24-inch breakout, Standard IL - 10 feet | PC | 1 | 1 | 1 | 1 | 612.36
07498309823 | F98RP6NQSQNF011 | OS2 8-Fiber Round 4 to 1 Conversion Harn | OS2 8-Fiber Round 4 to 1 Conversion Harness, Plenum, Male MPO to LC Push-Pull, 24-inch breakout, Standard IL - 11 feet | PC | 1 | 1 | 1 | 1 | 613.64
07498309824 | F98RP6NQSQNF012 | OS2 8-Fiber Round 4 to 1 Conversion Harn | OS2 8-Fiber Round 4 to 1 Conversion Harness, Plenum, Male MPO to LC Push-Pull, 24-inch breakout, Standard IL - 12 feet | PC | 1 | 1 | 1 | 1 | 614.92
07498309845 | F98RP6NQSQNF013 | OS2 8-Fiber Round 4 to 1 Conversion Harn | OS2 8-Fiber Round 4 to 1 Conversion Harness, Plenum, Male MPO to LC Push-Pull, 24-inch breakout, Standard IL - 13 feet | PC | 1 | 1 | 1 | 1 | 616.18
07498309850 | F98RP6NQSQNF014 | OS2 8-Fiber Round 4 to 1 Conversion Harn | OS2 8-Fiber Round 4 to 1 Conversion Harness, Plenum, Male MPO to LC Push-Pull, 24-inch breakout, Standard IL - 14 feet | PC | 1 | 1 | 1 | 1 | 617.44
07498309852 | F98RP6NQSQNF015 | OS2 8-Fiber Round 4 to 1 Conversion Harn | OS2 8-Fiber Round 4 to 1 Conversion Harness, Plenum, Male MPO to LC Push-Pull, 24-inch breakout, Standard IL - 15 feet | PC | 1 | 1 | 1 | 1 | 618.7
07498309857 | F98RP6NQSQNF016 | OS2 8-Fiber Round 4 to 1 Conversion Harn | OS2 8-Fiber Round 4 to 1 Conversion Harness, Plenum, Male MPO to LC Push-Pull, 24-inch breakout, Standard IL - 16 feet | PC | 1 | 1 | 1 | 1 | 619.98
07498309862 | F98RP6NQSQNF017 | OS2 8-Fiber Round 4 to 1 Conversion Harn | OS2 8-Fiber Round 4 to 1 Conversion Harness, Plenum, Male MPO to LC Push-Pull, 24-inch breakout, Standard IL - 17 feet | PC | 1 | 1 | 1 | 1 | 621.26
07498309867 | F98RP6NQSQNF018 | OS2 8-Fiber Round 4 to 1 Conversion Harn | OS2 8-Fiber Round 4 to 1 Conversion Harness, Plenum, Male MPO to LC Push-Pull, 24-inch breakout, Standard IL - 18 feet | PC | 1 | 1 | 1 | 1 | 622.52
07498309868 | F98RP6NQSQNF019 | OS2 8-Fiber Round 4 to 1 Conversion Harn | OS2 8-Fiber Round 4 to 1 Conversion Harness, Plenum, Male MPO to LC Push-Pull, 24-inch breakout, Standard IL - 19 feet | PC | 1 | 1 | 1 | 1 | 623.8
07498309870 | F98RP6NQSQNF020 | OS2 8-Fiber Round 4 to 1 Conversion Harn | OS2 8-Fiber Round 4 to 1 Conversion Harness, Plenum, Male MPO to LC Push-Pull, 24-inch breakout, Standard IL - 20 feet | PC | 1 | 1 | 1 | 1 | 625.08
07498309880 | F98RP6NQSQNF021 | OS2 8-Fiber Round 4 to 1 Conversion Harn | OS2 8-Fiber Round 4 to 1 Conversion Harness, Plenum, Male MPO to LC Push-Pull, 24-inch breakout, Standard IL - 21 feet | PC | 1 | 1 | 1 | 1 | 626.36
07498309881 | F98RP6NQSQNF022 | OS2 8-Fiber Round 4 to 1 Conversion Harn | OS2 8-Fiber Round 4 to 1 Conversion Harness, Plenum, Male MPO to LC Push-Pull, 24-inch breakout, Standard IL - 22 feet | PC | 1 | 1 | 1 | 1 | 627.62
07498309883 | F98RP6NQSQNF023 | OS2 8-Fiber Round 4 to 1 Conversion Harn | OS2 8-Fiber Round 4 to 1 Conversion Harness, Plenum, Male MPO to LC Push-Pull, 24-inch breakout, Standard IL - 23 feet | PC | 1 | 1 | 1 | 1 | 628.88
07498309885 | F98RP6NQSQNF024 | OS2 8-Fiber Round 4 to 1 Conversion Harn | OS2 8-Fiber Round 4 to 1 Conversion Harness, Plenum, Male MPO to LC Push-Pull, 24-inch breakout, Standard IL - 24 feet | PC | 1 | 1 | 1 | 1 | 630.18
07498309888 | F98RP6NQSQNF025 | OS2 8-Fiber Round 4 to 1 Conversion Harn | OS2 8-Fiber Round 4 to 1 Conversion Harness, Plenum, Male MPO to LC Push-Pull, 24-inch breakout, Standard IL - 25 feet | PC | 1 | 1 | 1 | 1 | 631.44
07498309890 | F98RP6NQSQNF026 | OS2 8-Fiber Round 4 to 1 Conversion Harn | OS2 8-Fiber Round 4 to 1 Conversion Harness, Plenum, Male MPO to LC Push-Pull, 24-inch breakout, Standard IL - 26 feet | PC | 1 | 1 | 1 | 1 | 632.72
07498309895 | F98RP6NQSQNF027 | OS2 8-Fiber Round 4 to 1 Conversion Harn | OS2 8-Fiber Round 4 to 1 Conversion Harness, Plenum, Male MPO to LC Push-Pull, 24-inch breakout, Standard IL - 27 feet | PC | 1 | 1 | 1 | 1 | 633.96
07498309905 | F98RP6NQSQNF028 | OS2 8-Fiber Round 4 to 1 Conversion Harn | OS2 8-Fiber Round 4 to 1 Conversion Harness, Plenum, Male MPO to LC Push-Pull, 24-inch breakout, Standard IL - 28 feet | PC | 1 | 1 | 1 | 1 | 635.26
07498309915 | F98RP6NQSQNF029 | OS2 8-Fiber Round 4 to 1 Conversion Harn | OS2 8-Fiber Round 4 to 1 Conversion Harness, Plenum, Male MPO to LC Push-Pull, 24-inch breakout, Standard IL - 29 feet | PC | 1 | 1 | 1 | 1 | 636.52
07498309921 | F98RP6NQSQNF030 | OS2 8-Fiber Round 4 to 1 Conversion Harn | OS2 8-Fiber Round 4 to 1 Conversion Harness, Plenum, Male MPO to LC Push-Pull, 24-inch breakout, Standard IL - 30 feet | PC | 1 | 1 | 1 | 1 | 637.8
61305618012 | F98RPGNGNANF003 | OS28-Fiber,Interc,PLEM,YL,3ft,EA | OS2 8 fiber, Interconnect, Plenum, MPO Female to MPO Female, Method A, Std IL,3 Feet, Yellow | PC | 1 | 1 | 1 | 1 | 406.36
61305618013 | F98RPGNGNANF004 | OS28-Fiber,Interc,PLEM,YL,4ft,EA | OS2 8 fiber, Interconnect, Plenum, MPO Female to MPO Female, Method A, Std IL,4 Feet, Yellow | PC | 1 | 1 | 1 | 1 | 407.32
61305618014 | F98RPGNGNANF005 | OS28-Fiber,Interc,PLEM,YL,5ft,EA | OS2 8 fiber, Interconnect, Plenum, MPO Female to MPO Female, Method A, Std IL,5 Feet, Yellow | PC | 1 | 1 | 1 | 1 | 408.28
61305618015 | F98RPGNGNANF006 | OS28-Fiber,Interc,PLEM,YL,6ft,EA | OS2 8 fiber, Interconnect, Plenum, MPO Female to MPO Female, Method A, Std IL,6 Feet, Yellow | PC | 1 | 1 | 1 | 1 | 409.24
61305618016 | F98RPGNGNANF007 | OS28-Fiber,Interc,PLEM,YL,7ft,EA | OS2 8 fiber, Interconnect, Plenum, MPO Female to MPO Female, Method A, Std IL,7 Feet, Yellow | PC | 1 | 1 | 1 | 1 | 410.18
61305618017 | F98RPGNGNANF008 | OS28-Fiber,Interc,PLEM,YL,8ft,EA | OS2 8 fiber, Interconnect, Plenum, MPO Female to MPO Female, Method A, Std IL,8 Feet, Yellow | PC | 1 | 1 | 1 | 1 | 411.14
61305618018 | F98RPGNGNANF009 | OS28-Fiber,Interc,PLEM,YL,9ft,EA | OS2 8 fiber, Interconnect, Plenum, MPO Female to MPO Female, Method A, Std IL,9 Feet, Yellow | PC | 1 | 1 | 1 | 1 | 412.08
61305618019 | F98RPGNGNANF010 | OS28-Fiber,Interc,PLEM,YL,10ft,EA | OS2 8 fiber, Interconnect, Plenum, MPO Female to MPO Female, Method A, Std IL,10 Feet, Yellow | PC | 1 | 1 | 1 | 1 | 413.04
61305618020 | F98RPGNGNANF011 | OS28-Fiber,Interc,PLEM,YL,11ft,EA | OS2 8 fiber, Interconnect, Plenum, MPO Female to MPO Female, Method A, Std IL,11 Feet, Yellow | PC | 1 | 1 | 1 | 1 | 414
61305618021 | F98RPGNGNANF012 | OS28-Fiber,Interc,PLEM,YL,12ft,EA | OS2 8 fiber, Interconnect, Plenum, MPO Female to MPO Female, Method A, Std IL,12 Feet, Yellow | PC | 1 | 1 | 1 | 1 | 414.96
61305618022 | F98RPGNGNANF013 | OS28-Fiber,Interc,PLEM,YL,13ft,EA | OS2 8 fiber, Interconnect, Plenum, MPO Female to MPO Female, Method A, Std IL,13 Feet, Yellow | PC | 1 | 1 | 1 | 1 | 415.9
61305618023 | F98RPGNGNANF014 | OS28-Fiber,Interc,PLEM,YL,14ft,EA | OS2 8 fiber, Interconnect, Plenum, MPO Female to MPO Female, Method A, Std IL,14 Feet, Yellow | PC | 1 | 1 | 1 | 1 | 416.86
61305618024 | F98RPGNGNANF015 | OS28-Fiber,Interc,PLEM,YL,15ft,EA | OS2 8 fiber, Interconnect, Plenum, MPO Female to MPO Female, Method A, Std IL,15 Feet, Yellow | PC | 1 | 1 | 1 | 1 | 417.84
61305618025 | F98RPGNGNANF016 | OS28-Fiber,Interc,PLEM,YL,16ft,EA | OS2 8 fiber, Interconnect, Plenum, MPO Female to MPO Female, Method A, Std IL,16 Feet, Yellow | PC | 1 | 1 | 1 | 1 | 418.76
61305618026 | F98RPGNGNANF017 | OS28-Fiber,Interc,PLEM,YL,17ft,EA | OS2 8 fiber, Interconnect, Plenum, MPO Female to MPO Female, Method A, Std IL,17 Feet, Yellow | PC | 1 | 1 | 1 | 1 | 419.72
61305618027 | F98RPGNGNANF018 | OS28-Fiber,Interc,PLEM,YL,18ft,EA | OS2 8 fiber, Interconnect, Plenum, MPO Female to MPO Female, Method A, Std IL,18 Feet, Yellow | PC | 1 | 1 | 1 | 1 | 420.68
61305618028 | F98RPGNGNANF019 | OS28-Fiber,Interc,PLEM,YL,19ft,EA | OS2 8 fiber, Interconnect, Plenum, MPO Female to MPO Female, Method A, Std IL,19 Feet, Yellow | PC | 1 | 1 | 1 | 1 | 421.62
61305618029 | F98RPGNGNANF020 | OS28-Fiber,Interc,PLEM,YL,20ft,EA | OS2 8 fiber, Interconnect, Plenum, MPO Female to MPO Female, Method A, Std IL,20 Feet, Yellow | PC | 1 | 1 | 1 | 1 | 422.58
61305618030 | F98RPGNGNANF021 | OS28-Fiber,Interc,PLEM,YL,21ft,EA | OS2 8 fiber, Interconnect, Plenum, MPO Female to MPO Female, Method A, Std IL,21 Feet, Yellow | PC | 1 | 1 | 1 | 1 | 423.56
61305618031 | F98RPGNGNANF022 | OS28-Fiber,Interc,PLEM,YL,22ft,EA | OS2 8 fiber, Interconnect, Plenum, MPO Female to MPO Female, Method A, Std IL,22 Feet, Yellow | PC | 1 | 1 | 1 | 1 | 424.48
61305618032 | F98RPGNGNANF023 | OS28-Fiber,Interc,PLEM,YL,23ft,EA | OS2 8 fiber, Interconnect, Plenum, MPO Female to MPO Female, Method A, Std IL,23 Feet, Yellow | PC | 1 | 1 | 1 | 1 | 425.44
61305618033 | F98RPGNGNANF024 | OS28-Fiber,Interc,PLEM,YL,24ft,EA | OS2 8 fiber, Interconnect, Plenum, MPO Female to MPO Female, Method A, Std IL,24 Feet, Yellow | PC | 1 | 1 | 1 | 1 | 426.4
61305618034 | F98RPGNGNANF025 | OS28-Fiber,Interc,PLEM,YL,25ft,EA | OS2 8 fiber, Interconnect, Plenum, MPO Female to MPO Female, Method A, Std IL,25 Feet, Yellow | PC | 1 | 1 | 1 | 1 | 427.36
61305618035 | F98RPGNGNANF026 | OS28-Fiber,Interc,PLEM,YL,26ft,EA | OS2 8 fiber, Interconnect, Plenum, MPO Female to MPO Female, Method A, Std IL,26 Feet, Yellow | PC | 1 | 1 | 1 | 1 | 428.32
61305618036 | F98RPGNGNANF027 | OS28-Fiber,Interc,PLEM,YL,27ft,EA | OS2 8 fiber, Interconnect, Plenum, MPO Female to MPO Female, Method A, Std IL,27 Feet, Yellow | PC | 1 | 1 | 1 | 1 | 429.28
61305618037 | F98RPGNGNANF028 | OS28-Fiber,Interc,PLEM,YL,28ft,EA | OS2 8 fiber, Interconnect, Plenum, MPO Female to MPO Female, Method A, Std IL,28 Feet, Yellow | PC | 1 | 1 | 1 | 1 | 430.22
61305618038 | F98RPGNGNANF029 | OS28-Fiber,Interc,PLEM,YL,29ft,EA | OS2 8 fiber, Interconnect, Plenum, MPO Female to MPO Female, Method A, Std IL,29 Feet, Yellow | PC | 1 | 1 | 1 | 1 | 431.16
61305618039 | F98RPGNGNANF030 | OS28-Fiber,Interc,PLEM,YL,30ft,EA | OS2 8 fiber, Interconnect, Plenum, MPO Female to MPO Female, Method A, Std IL,30 Feet, Yellow | PC | 1 | 1 | 1 | 1 | 432.12
61305618040 | F98RPGNGNANF031 | OS28-Fiber,Interc,PLEM,YL,31ft,EA | OS2 8 fiber, Interconnect, Plenum, MPO Female to MPO Female, Method A, Std IL,31 Feet, Yellow | PC | 1 | 1 | 1 | 1 | 433.1
61305618041 | F98RPGNGNANF032 | OS28-Fiber,Interc,PLEM,YL,32ft,EA | OS2 8 fiber, Interconnect, Plenum, MPO Female to MPO Female, Method A, Std IL,32 Feet, Yellow | PC | 1 | 1 | 1 | 1 | 434.04
61305618042 | F98RPGNGNANF033 | OS28-Fiber,Interc,PLEM,YL,33ft,EA | OS2 8 fiber, Interconnect, Plenum, MPO Female to MPO Female, Method A, Std IL,33 Feet, Yellow | PC | 1 | 1 | 1 | 1 | 435
61305618043 | F98RPGNGNANF034 | OS28-Fiber,Interc,PLEM,YL,34ft,EA | OS2 8 fiber, Interconnect, Plenum, MPO Female to MPO Female, Method A, Std IL,34 Feet, Yellow | PC | 1 | 1 | 1 | 1 | 435.94
61305618044 | F98RPGNGNANF035 | OS28-Fiber,Interc,PLEM,YL,35ft,EA | OS2 8 fiber, Interconnect, Plenum, MPO Female to MPO Female, Method A, Std IL,35 Feet, Yellow | PC | 1 | 1 | 1 | 1 | 436.88
61305618045 | F98RPGNGNANF036 | OS28-Fiber,Interc,PLEM,YL,36ft,EA | OS2 8 fiber, Interconnect, Plenum, MPO Female to MPO Female, Method A, Std IL,36 Feet, Yellow | PC | 1 | 1 | 1 | 1 | 437.84
61305618046 | F98RPGNGNANF037 | OS28-Fiber,Interc,PLEM,YL,37ft,EA | OS2 8 fiber, Interconnect, Plenum, MPO Female to MPO Female, Method A, Std IL,37 Feet, Yellow | PC | 1 | 1 | 1 | 1 | 438.82
61305618047 | F98RPGNGNANF038 | OS28-Fiber,Interc,PLEM,YL,38ft,EA | OS2 8 fiber, Interconnect, Plenum, MPO Female to MPO Female, Method A, Std IL,38 Feet, Yellow | PC | 1 | 1 | 1 | 1 | 439.76
61305618048 | F98RPGNGNANF039 | OS28-Fiber,Interc,PLEM,YL,39ft,EA | OS2 8 fiber, Interconnect, Plenum, MPO Female to MPO Female, Method A, Std IL,39 Feet, Yellow | PC | 1 | 1 | 1 | 1 | 440.72
61305618049 | F98RPGNGNANF040 | OS28-Fiber,Interc,PLEM,YL,40ft,EA | OS2 8 fiber, Interconnect, Plenum, MPO Female to MPO Female, Method A, Std IL,40 Feet, Yellow | PC | 1 | 1 | 1 | 1 | 441.66
61305618050 | F98RPGNGNANF041 | OS28-Fiber,Interc,PLEM,YL,41ft,EA | OS2 8 fiber, Interconnect, Plenum, MPO Female to MPO Female, Method A, Std IL,41 Feet, Yellow | PC | 1 | 1 | 1 | 1 | 442.6
61305618051 | F98RPGNGNANF042 | OS28-Fiber,Interc,PLEM,YL,42ft,EA | OS2 8 fiber, Interconnect, Plenum, MPO Female to MPO Female, Method A, Std IL,42 Feet, Yellow | PC | 1 | 1 | 1 | 1 | 443.58
61305618052 | F98RPGNGNANF043 | OS28-Fiber,Interc,PLEM,YL,43ft,EA | OS2 8 fiber, Interconnect, Plenum, MPO Female to MPO Female, Method A, Std IL,43 Feet, Yellow | PC | 1 | 1 | 1 | 1 | 444.54
61305618053 | F98RPGNGNANF044 | OS28-Fiber,Interc,PLEM,YL,44ft,EA | OS2 8 fiber, Interconnect, Plenum, MPO Female to MPO Female, Method A, Std IL,44 Feet, Yellow | PC | 1 | 1 | 1 | 1 | 445.48
61305618054 | F98RPGNGNANF045 | OS28-Fiber,Interc,PLEM,YL,45ft,EA | OS2 8 fiber, Interconnect, Plenum, MPO Female to MPO Female, Method A, Std IL,45 Feet, Yellow | PC | 1 | 1 | 1 | 1 | 446.44
61305618055 | F98RPGNGNANF046 | OS28-Fiber,Interc,PLEM,YL,46ft,EA | OS2 8 fiber, Interconnect, Plenum, MPO Female to MPO Female, Method A, Std IL,46 Feet, Yellow | PC | 1 | 1 | 1 | 1 | 447.38
61305618056 | F98RPGNGNANF047 | OS28-Fiber,Interc,PLEM,YL,47ft,EA | OS2 8 fiber, Interconnect, Plenum, MPO Female to MPO Female, Method A, Std IL,47 Feet, Yellow | PC | 1 | 1 | 1 | 1 | 448.32
61305618057 | F98RPGNGNANF048 | OS28-Fiber,Interc,PLEM,YL,48ft,EA | OS2 8 fiber, Interconnect, Plenum, MPO Female to MPO Female, Method A, Std IL,48 Feet, Yellow | PC | 1 | 1 | 1 | 1 | 449.3
61305618058 | F98RPGNGNANF049 | OS28-Fiber,Interc,PLEM,YL,49ft,EA | OS2 8 fiber, Interconnect, Plenum, MPO Female to MPO Female, Method A, Std IL,49 Feet, Yellow | PC | 1 | 1 | 1 | 1 | 450.26
61305618059 | F98RPGNGNANF050 | OS28-Fiber,Interc,PLEM,YL,50ft,EA | OS2 8 fiber, Interconnect, Plenum, MPO Female to MPO Female, Method A, Std IL,50 Feet, Yellow | PC | 1 | 1 | 1 | 1 | 451.22
61305618060 | F98RPGNGNANF051 | OS28-Fiber,Interc,PLEM,YL,51ft,EA | OS2 8 fiber, Interconnect, Plenum, MPO Female to MPO Female, Method A, Std IL,51 Feet, Yellow | PC | 1 | 1 | 1 | 1 | 452.16
61305618064 | F98RPGNGNANF052 | OS28-Fiber,Interc,PLEM,YL,52ft,EA | OS2 8 fiber, Interconnect, Plenum, MPO Female to MPO Female, Method A, Std IL,52 Feet, Yellow | PC | 1 | 1 | 1 | 1 | 453.1
61305618065 | F98RPGNGNANF053 | OS28-Fiber,Interc,PLEM,YL,53ft,EA | OS2 8 fiber, Interconnect, Plenum, MPO Female to MPO Female, Method A, Std IL,53 Feet, Yellow | PC | 1 | 1 | 1 | 1 | 454.08
61305618066 | F98RPGNGNANF054 | OS28-Fiber,Interc,PLEM,YL,54ft,EA | OS2 8 fiber, Interconnect, Plenum, MPO Female to MPO Female, Method A, Std IL,54 Feet, Yellow | PC | 1 | 1 | 1 | 1 | 455.02
61305618067 | F98RPGNGNANF055 | OS28-Fiber,Interc,PLEM,YL,55ft,EA | OS2 8 fiber, Interconnect, Plenum, MPO Female to MPO Female, Method A, Std IL,55 Feet, Yellow | PC | 1 | 1 | 1 | 1 | 455.98
61305618068 | F98RPGNGNANF056 | OS28-Fiber,Interc,PLEM,YL,56ft,EA | OS2 8 fiber, Interconnect, Plenum, MPO Female to MPO Female, Method A, Std IL,56 Feet, Yellow | PC | 1 | 1 | 1 | 1 | 456.94
61305618069 | F98RPGNGNANF057 | OS28-Fiber,Interc,PLEM,YL,57ft,EA | OS2 8 fiber, Interconnect, Plenum, MPO Female to MPO Female, Method A, Std IL,57 Feet, Yellow | PC | 1 | 1 | 1 | 1 | 457.88
61305618070 | F98RPGNGNANF058 | OS28-Fiber,Interc,PLEM,YL,58ft,EA | OS2 8 fiber, Interconnect, Plenum, MPO Female to MPO Female, Method A, Std IL,58 Feet, Yellow | PC | 1 | 1 | 1 | 1 | 458.82
61305618061 | F98RPGNGNANF059 | OS28-Fiber,Interc,PLEM,YL,59ft,EA | OS2 8 fiber, Interconnect, Plenum, MPO Female to MPO Female, Method A, Std IL,59 Feet, Yellow | PC | 1 | 1 | 1 | 1 | 459.8
61305618062 | F98RPGNGNANF060 | OS28-Fiber,Interc,PLEM,YL,60ft,EA | OS2 8 fiber, Interconnect, Plenum, MPO Female to MPO Female, Method A, Std IL,60 Feet, Yellow | PC | 1 | 1 | 1 | 1 | 460.74
61305618063 | F98RPGNGNANF061 | OS28-Fiber,Interc,PLEM,YL,61ft,EA | OS2 8 fiber, Interconnect, Plenum, MPO Female to MPO Female, Method A, Std IL,61 Feet, Yellow | PC | 1 | 1 | 1 | 1 | 461.7
61305618071 | F98RPGNGNANF062 | OS28-Fiber,Interc,PLEM,YL,62ft,EA | OS2 8 fiber, Interconnect, Plenum, MPO Female to MPO Female, Method A, Std IL,62 Feet, Yellow | PC | 1 | 1 | 1 | 1 | 462.66
61305618072 | F98RPGNGNANF063 | OS28-Fiber,Interc,PLEM,YL,63ft,EA | OS2 8 fiber, Interconnect, Plenum, MPO Female to MPO Female, Method A, Std IL,63 Feet, Yellow | PC | 1 | 1 | 1 | 1 | 463.6
61305618073 | F98RPGNGNANF064 | OS28-Fiber,Interc,PLEM,YL,64ft,EA | OS2 8 fiber, Interconnect, Plenum, MPO Female to MPO Female, Method A, Std IL,64 Feet, Yellow | PC | 1 | 1 | 1 | 1 | 464.56
61305618074 | F98RPGNGNANF065 | OS28-Fiber,Interc,PLEM,YL,65ft,EA | OS2 8 fiber, Interconnect, Plenum, MPO Female to MPO Female, Method A, Std IL,65 Feet, Yellow | PC | 1 | 1 | 1 | 1 | 465.52
61305618075 | F98RPGNGNANF066 | OS28-Fiber,Interc,PLEM,YL,66ft,EA | OS2 8 fiber, Interconnect, Plenum, MPO Female to MPO Female, Method A, Std IL,66 Feet, Yellow | PC | 1 | 1 | 1 | 1 | 466.46
61305618076 | F98RPGNGNANF067 | OS28-Fiber,Interc,PLEM,YL,67ft,EA | OS2 8 fiber, Interconnect, Plenum, MPO Female to MPO Female, Method A, Std IL,67 Feet, Yellow | PC | 1 | 1 | 1 | 1 | 467.42
61305618077 | F98RPGNGNANF068 | OS28-Fiber,Interc,PLEM,YL,68ft,EA | OS2 8 fiber, Interconnect, Plenum, MPO Female to MPO Female, Method A, Std IL,68 Feet, Yellow | PC | 1 | 1 | 1 | 1 | 468.38
61305618078 | F98RPGNGNANF069 | OS28-Fiber,Interc,PLEM,YL,69ft,EA | OS2 8 fiber, Interconnect, Plenum, MPO Female to MPO Female, Method A, Std IL,69 Feet, Yellow | PC | 1 | 1 | 1 | 1 | 469.32
61305618079 | F98RPGNGNANF070 | OS28-Fiber,Interc,PLEM,YL,70ft,EA | OS2 8 fiber, Interconnect, Plenum, MPO Female to MPO Female, Method A, Std IL,70 Feet, Yellow | PC | 1 | 1 | 1 | 1 | 470.28
61305618080 | F98RPGNGNANF071 | OS28-Fiber,Interc,PLEM,YL,71ft,EA | OS2 8 fiber, Interconnect, Plenum, MPO Female to MPO Female, Method A, Std IL,71 Feet, Yellow | PC | 1 | 1 | 1 | 1 | 471.24
61305618081 | F98RPGNGNANF072 | OS28-Fiber,Interc,PLEM,YL,72ft,EA | OS2 8 fiber, Interconnect, Plenum, MPO Female to MPO Female, Method A, Std IL,72 Feet, Yellow | PC | 1 | 1 | 1 | 1 | 472.18
61305618082 | F98RPGNGNANF073 | OS28-Fiber,Interc,PLEM,YL,73ft,EA | OS2 8 fiber, Interconnect, Plenum, MPO Female to MPO Female, Method A, Std IL,73 Feet, Yellow | PC | 1 | 1 | 1 | 1 | 473.14
61305618083 | F98RPGNGNANF074 | OS28-Fiber,Interc,PLEM,YL,74ft,EA | OS2 8 fiber, Interconnect, Plenum, MPO Female to MPO Female, Method A, Std IL,74 Feet, Yellow | PC | 1 | 1 | 1 | 1 | 474.1
61305618084 | F98RPGNGNANF075 | OS28-Fiber,Interc,PLEM,YL,75ft,EA | OS2 8 fiber, Interconnect, Plenum, MPO Female to MPO Female, Method A, Std IL,75 Feet, Yellow | PC | 1 | 1 | 1 | 1 | 475.08
61305618085 | F98RPGNGNANF076 | OS28-Fiber,Interc,PLEM,YL,76ft,EA | OS2 8 fiber, Interconnect, Plenum, MPO Female to MPO Female, Method A, Std IL,76 Feet, Yellow | PC | 1 | 1 | 1 | 1 | 476
61305618086 | F98RPGNGNANF077 | OS28-Fiber,Interc,PLEM,YL,77ft,EA | OS2 8 fiber, Interconnect, Plenum, MPO Female to MPO Female, Method A, Std IL,77 Feet, Yellow | PC | 1 | 1 | 1 | 1 | 476.96
61305618087 | F98RPGNGNANF078 | OS28-Fiber,Interc,PLEM,YL,78ft,EA | OS2 8 fiber, Interconnect, Plenum, MPO Female to MPO Female, Method A, Std IL,78 Feet, Yellow | PC | 1 | 1 | 1 | 1 | 477.92
61305618088 | F98RPGNGNANF079 | OS28-Fiber,Interc,PLEM,YL,79ft,EA | OS2 8 fiber, Interconnect, Plenum, MPO Female to MPO Female, Method A, Std IL,79 Feet, Yellow | PC | 1 | 1 | 1 | 1 | 478.86
61305618089 | F98RPGNGNANF080 | OS28-Fiber,Interc,PLEM,YL,80ft,EA | OS2 8 fiber, Interconnect, Plenum, MPO Female to MPO Female, Method A, Std IL,80 Feet, Yellow | PC | 1 | 1 | 1 | 1 | 479.84
61305618090 | F98RPGNGNANF081 | OS28-Fiber,Interc,PLEM,YL,81ft,EA | OS2 8 fiber, Interconnect, Plenum, MPO Female to MPO Female, Method A, Std IL,81 Feet, Yellow | PC | 1 | 1 | 1 | 1 | 480.8
61305618091 | F98RPGNGNANF082 | OS28-Fiber,Interc,PLEM,YL,82ft,EA | OS2 8 fiber, Interconnect, Plenum, MPO Female to MPO Female, Method A, Std IL,82 Feet, Yellow | PC | 1 | 1 | 1 | 1 | 481.72
61305618092 | F98RPGNGNANF083 | OS28-Fiber,Interc,PLEM,YL,83ft,EA | OS2 8 fiber, Interconnect, Plenum, MPO Female to MPO Female, Method A, Std IL,83 Feet, Yellow | PC | 1 | 1 | 1 | 1 | 482.68
61305618093 | F98RPGNGNANF084 | OS28-Fiber,Interc,PLEM,YL,84ft,EA | OS2 8 fiber, Interconnect, Plenum, MPO Female to MPO Female, Method A, Std IL,84 Feet, Yellow | PC | 1 | 1 | 1 | 1 | 483.64
61305618094 | F98RPGNGNANF085 | OS28-Fiber,Interc,PLEM,YL,85ft,EA | OS2 8 fiber, Interconnect, Plenum, MPO Female to MPO Female, Method A, Std IL,85 Feet, Yellow | PC | 1 | 1 | 1 | 1 | 484.58
61305618095 | F98RPGNGNANF086 | OS28-Fiber,Interc,PLEM,YL,86ft,EA | OS2 8 fiber, Interconnect, Plenum, MPO Female to MPO Female, Method A, Std IL,86 Feet, Yellow | PC | 1 | 1 | 1 | 1 | 485.56
61305618096 | F98RPGNGNANF087 | OS28-Fiber,Interc,PLEM,YL,87ft,EA | OS2 8 fiber, Interconnect, Plenum, MPO Female to MPO Female, Method A, Std IL,87 Feet, Yellow | PC | 1 | 1 | 1 | 1 | 486.52
61305618097 | F98RPGNGNANF088 | OS28-Fiber,Interc,PLEM,YL,88ft,EA | OS2 8 fiber, Interconnect, Plenum, MPO Female to MPO Female, Method A, Std IL,88 Feet, Yellow | PC | 1 | 1 | 1 | 1 | 487.44
61305618098 | F98RPGNGNANF089 | OS28-Fiber,Interc,PLEM,YL,89ft,EA | OS2 8 fiber, Interconnect, Plenum, MPO Female to MPO Female, Method A, Std IL,89 Feet, Yellow | PC | 1 | 1 | 1 | 1 | 488.4
61305618099 | F98RPGNGNANF090 | OS28-Fiber,Interc,PLEM,YL,90ft,EA | OS2 8 fiber, Interconnect, Plenum, MPO Female to MPO Female, Method A, Std IL,90 Feet, Yellow | PC | 1 | 1 | 1 | 1 | 489.36
61305618100 | F98RPGNGNANF091 | OS28-Fiber,Interc,PLEM,YL,91ft,EA | OS2 8 fiber, Interconnect, Plenum, MPO Female to MPO Female, Method A, Std IL,91 Feet, Yellow | PC | 1 | 1 | 1 | 1 | 490.32
61305618101 | F98RPGNGNANF092 | OS28-Fiber,Interc,PLEM,YL,92ft,EA | OS2 8 fiber, Interconnect, Plenum, MPO Female to MPO Female, Method A, Std IL,92 Feet, Yellow | PC | 1 | 1 | 1 | 1 | 491.28
61305618102 | F98RPGNGNANF093 | OS28-Fiber,Interc,PLEM,YL,93ft,EA | OS2 8 fiber, Interconnect, Plenum, MPO Female to MPO Female, Method A, Std IL,93 Feet, Yellow | PC | 1 | 1 | 1 | 1 | 492.24
61305618103 | F98RPGNGNANF094 | OS28-Fiber,Interc,PLEM,YL,94ft,EA | OS2 8 fiber, Interconnect, Plenum, MPO Female to MPO Female, Method A, Std IL,94 Feet, Yellow | PC | 1 | 1 | 1 | 1 | 493.16
61305618104 | F98RPGNGNANF095 | OS28-Fiber,Interc,PLEM,YL,95ft,EA | OS2 8 fiber, Interconnect, Plenum, MPO Female to MPO Female, Method A, Std IL,95 Feet, Yellow | PC | 1 | 1 | 1 | 1 | 494.12
61305618105 | F98RPGNGNANF096 | OS28-Fiber,Interc,PLEM,YL,96ft,EA | OS2 8 fiber, Interconnect, Plenum, MPO Female to MPO Female, Method A, Std IL,96 Feet, Yellow | PC | 1 | 1 | 1 | 1 | 495.08
61305618106 | F98RPGNGNANF097 | OS28-Fiber,Interc,PLEM,YL,97ft,EA | OS2 8 fiber, Interconnect, Plenum, MPO Female to MPO Female, Method A, Std IL,97 Feet, Yellow | PC | 1 | 1 | 1 | 1 | 496.04
61305618107 | F98RPGNGNANF098 | OS28-Fiber,Interc,PLEM,YL,98ft,EA | OS2 8 fiber, Interconnect, Plenum, MPO Female to MPO Female, Method A, Std IL,98 Feet, Yellow | PC | 1 | 1 | 1 | 1 | 497
61305618108 | F98RPGNGNANF099 | OS28-Fiber,Interc,PLEM,YL,99ft,EA | OS2 8 fiber, Interconnect, Plenum, MPO Female to MPO Female, Method A, Std IL,99 Feet, Yellow | PC | 1 | 1 | 1 | 1 | 497.96
61305618109 | F98RPGNGNANF100 | OS28-Fiber,Interc,PLEM,YL,100ft,EA | OS2 8 fiber, Interconnect, Plenum, MPO Female to MPO Female, Method A, Std IL,100 Feet, Yellow | PC | 1 | 1 | 1 | 1 | 498.9
61305628735 | F9TBN1NNNSZM001 | OS2 1-Fiber 900um Buffered Patchcord No |  | PC | 1 | 10 | 1 | 1 | 159.86
61305626619 | F9TBN3NNNSZM001 | OS2 1-Fiber 900um Buffered Patchcord No |  | PC | 1 | 10 | 1 | 1 | 141.26
61305628713 | F9TBNANNNSZM001 | OS2 1-Fiber 900um Buffered Patch cord No |  | PC | 1 | 10 | 1 | 1 | 159.86
61305675465 | F9TCN5NNNSNM001 | OS2 12f Ribbon Assembly, MPO Female to P | OS2, 12 Fiber Bare Ribbon Pigtail Assembly, MPO Female to Pigtail, Standard Polarity, Standard Insertion Loss - 1 meter | PC | 1 | 1 | 1 | 1 | 192.2
61305675560 | F9TCN5NNNSNM002 | OS2 12f Ribbon Assembly, MPO Female to P | OS2, 12 Fiber Bare Ribbon Pigtail Assembly, MPO Female to Pigtail, Standard Polarity, Standard Insertion Loss - 2 meters | PC | 1 | 1 | 1 | 1 | 193.02
61305675561 | F9TCN5NNNSNM003 | OS2 12f Ribbon Assembly, MPO Female to P | OS2, 12 Fiber Bare Ribbon Pigtail Assembly, MPO Female to Pigtail, Standard Polarity, Standard Insertion Loss - 2 meters | PC | 1 | 1 | 1 | 1 | 193.86
61305675552 | F9TCN7NNNSNM001 | OS2 12f Ribbon Assembly, PanMPO Female t | OS2, 12 Fiber Bare Ribbon Pigtail Assembly, PanMPO Female to Pigtail, Standard Polarity, Standard Insertion Loss - 1 meter | PC | 1 | 1 | 1 | 1 | 192.2
61305675554 | F9TCN7NNNSNM002 | OS2 12f Ribbon Assembly, PanMPO Female t | OS2, 12 Fiber Bare Ribbon Pigtail Assembly, PanMPO Female to Pigtail, Standard Polarity, Standard Insertion Loss - 2 meters | PC | 1 | 1 | 1 | 1 | 193.02
61305675555 | F9TCN7NNNSNM003 | OS2 12f Ribbon Assembly, PanMPO Female t | OS2, 12 Fiber Bare Ribbon Pigtail Assembly, PanMPO Female to Pigtail, Standard Polarity, Standard Insertion Loss - 3 meters | PC | 1 | 1 | 1 | 1 | 193.86
07498389527 | F9TRL5N5NANM001 | OS2,12-Fiber,LSZH,MPO/F-MPO/F,1M | OS2 12 fiber, interconnect cable assembly, low smoke zero halogen (LSZH), MPO female to MPO female, Method A Std IL with no pulling eye, Yellow, 1 meter | PC | 1 | 1 | 1 | 1 | 478.7
07498389528 | F9TRL5N5NANM002 | OS2,12-Fiber,LSZH,MPO/F-MPO/F,2M | The 12 fiber cable assembly is an OS2 interconnect cable assembly. It is Low Smoke Zero Halogen (LSZH) rated and features MPO Female to MPO Female connectors. It is yellow, 2 meters in length and has Method A standard insertion loss with no pulling eye. | PC | 1 | 1 | 1 | 1 | 482.66
07498389787 | F9TRL5N5NANM003 | OS2,12-Fiber,LSZH,MPO/F-MPO/F,3M | OS2 12 fiber, interconnect cable assembly, low smoke zero halogen (LSZH), MPO female to MPO female, Method A Std IL with no pulling eye, Yellow, 3 meters | PC | 1 | 1 | 1 | 1 | 486.64
07498389788 | F9TRL5N5NANM004 | OS2,12-Fiber,LSZH,MPO/F-MPO/F,4M | OS2 12 fiber, interconnect cable assembly, low smoke zero halogen (LSZH), MPO female to MPO female, Method A Std IL with no pulling eye, Yellow, 4 meters | PC | 1 | 1 | 1 | 1 | 490.6
07498389789 | F9TRL5N5NANM005 | OS2,12-Fiber,LSZH,MPO/F-MPO/F,5M | OS2 12 fiber, interconnect cable assembly, low smoke zero halogen (LSZH), MPO female to MPO female, Method A Std IL with no pulling eye, Yellow, 5 meters | PC | 1 | 1 | 1 | 1 | 494.58
07498389790 | F9TRL5N5NANM006 | OS2,12-Fiber,LSZH,MPO/F-MPO/F,6M | OS2 12 fiber, interconnect cable assembly, low smoke zero halogen (LSZH), MPO female to MPO female, Method A Std IL with no pulling eye, Yellow, 6 meters | PC | 1 | 1 | 1 | 1 | 498.56
07498389791 | F9TRL5N5NANM007 | OS2,12-Fiber,LSZH,MPO/F-MPO/F,7M | OS2 12 fiber, interconnect cable assembly, low smoke zero halogen (LSZH), MPO female to MPO female, Method A Std IL with no pulling eye, Yellow, 7 meters | PC | 1 | 1 | 1 | 1 | 502.54
07498389792 | F9TRL5N5NANM008 | OS2,12-Fiber,LSZH,MPO/F-MPO/F,8M | OS2 12 fiber, interconnect cable assembly, low smoke zero halogen (LSZH), MPO female to MPO female, Method A Std IL with no pulling eye, Yellow, 8 meters | PC | 1 | 1 | 1 | 1 | 506.52
07498389793 | F9TRL5N5NANM009 | OS2,12-Fiber,LSZH,MPO/F-MPO/F,9M | OS2 12 fiber, interconnect cable assembly, low smoke zero halogen (LSZH), MPO female to MPO female, Method A Std IL with no pulling eye, Yellow, 9 meters | PC | 1 | 1 | 1 | 1 | 510.5
07498389794 | F9TRL5N5NANM010 | OS2,12-Fiber,LSZH,MPO/F-MPO/F,10M | This 12 fiber cable assembly is an OS2 interconnect cable assembly. It is low smoke zero halogen (LSZH) rated and features MPO Female to MPO Female connectors. It is yellow, 10 meters in length and has Method A standard insertion loss with no pulling eye. | PC | 1 | 1 | 1 | 1 | 514.46
07498389529 | F9TRL5N5NANM011 | OS2,12-Fiber,LSZH,MPO/F-MPO/F,11M | OS2 12 fiber, interconnect cable assembly, low smoke zero halogen (LSZH), MPO female to MPO female, Method A Std IL with no pulling eye, Yellow, 11 meters | PC | 1 | 1 | 1 | 1 | 518.44
07498389795 | F9TRL5N5NANM012 | OS2,12-Fiber,LSZH,MPO/F-MPO/F,12M | OS2 12 fiber, interconnect cable assembly, low smoke zero halogen (LSZH), MPO female to MPO female, Method A Std IL with no pulling eye, Yellow, 12 meters | PC | 1 | 1 | 1 | 1 | 522.42
07498389796 | F9TRL5N5NANM013 | OS2,12-Fiber,LSZH,MPO/F-MPO/F,13M | OS2 12 fiber, interconnect cable assembly, low smoke zero halogen (LSZH), MPO female to MPO female, Method A Std IL with no pulling eye, Yellow, 13 meters | PC | 1 | 1 | 1 | 1 | 526.38
07498389797 | F9TRL5N5NANM014 | OS2,12-Fiber,LSZH,MPO/F-MPO/F,14M | OS2 12 fiber, interconnect cable assembly, low smoke zero halogen (LSZH), MPO female to MPO female, Method A Std IL with no pulling eye, Yellow, 14 meters | PC | 1 | 1 | 1 | 1 | 530.36
07498389798 | F9TRL5N5NANM015 | OS2,12-Fiber,LSZH,MPO/F-MPO/F,15M | This 12 fiber cable assembly is an OS2 interconnect cable assembly. It is low smoke zero halogen (LSZH) rated and features MPO Female to MPO Female connectors. It is yellow, 15 meters in length and has Method A standard insertion loss with no pulling eye. | PC | 1 | 1 | 1 | 1 | 534.34
07498389530 | F9TRL5N5NANM016 | OS2,12-Fiber,LSZH,MPO/F-MPO/F,16M | OS2 12 fiber, interconnect cable assembly, low smoke zero halogen (LSZH), MPO female to MPO female, Method A Std IL with no pulling eye, Yellow, 16 meters | PC | 1 | 1 | 1 | 1 | 538.3
07498389799 | F9TRL5N5NANM017 | OS2,12-Fiber,LSZH,MPO/F-MPO/F,17M | OS2 12 fiber, interconnect cable assembly, low smoke zero halogen (LSZH), MPO female to MPO female, Method A Std IL with no pulling eye, Yellow, 17 meters | PC | 1 | 1 | 1 | 1 | 542.3
07498389800 | F9TRL5N5NANM018 | OS2,12-Fiber,LSZH,MPO/F-MPO/F,18M | OS2 12 fiber, interconnect cable assembly, low smoke zero halogen (LSZH), MPO female to MPO female, Method A Std IL with no pulling eye, Yellow, 18 meters | PC | 1 | 1 | 1 | 1 | 546.28
07498389801 | F9TRL5N5NANM019 | OS2,12-Fiber,LSZH,MPO/F-MPO/F,19M | OS2 12 fiber, interconnect cable assembly, low smoke zero halogen (LSZH), MPO female to MPO female, Method A Std IL with no pulling eye, Yellow, 19 meters | PC | 1 | 1 | 1 | 1 | 550.24
07498389802 | F9TRL5N5NANM020 | OS2,12-Fiber,LSZH,MPO/F-MPO/F,20M | This 12 fiber cable assembly is an OS2 interconnect cable assembly. It is low smoke zero halogen (LSZH) rated and features MPO Female to MPO Female connectors. It is yellow, 20 meters in length and has Method A standard insertion loss with no pulling eye. | PC | 1 | 1 | 1 | 1 | 554.22
07498389803 | F9TRL5N5NANM021 | OS2,12-Fiber,LSZH,MPO/F-MPO/F,21M | OS2 12 fiber, interconnect cable assembly, low smoke zero halogen (LSZH), MPO female to MPO female, Method A Std IL with no pulling eye, Yellow, 21 meters | PC | 1 | 1 | 1 | 1 | 558.18
07498389804 | F9TRL5N5NANM022 | OS2,12-Fiber,LSZH,MPO/F-MPO/F,22M | OS2 12 fiber, interconnect cable assembly, low smoke zero halogen (LSZH), MPO female to MPO female, Method A Std IL with no pulling eye, Yellow, 22 meters | PC | 1 | 1 | 1 | 1 | 562.16
07498389805 | F9TRL5N5NANM023 | OS2,12-Fiber,LSZH,MPO/F-MPO/F,23M | OS2 12 fiber, interconnect cable assembly, low smoke zero halogen (LSZH), MPO female to MPO female, Method A Std IL with no pulling eye, Yellow, 23 meters | PC | 1 | 1 | 1 | 1 | 566.14
07498389806 | F9TRL5N5NANM024 | OS2,12-Fiber,LSZH,MPO/F-MPO/F,24M | OS2 12 fiber, interconnect cable assembly, low smoke zero halogen (LSZH), MPO female to MPO female, Method A Std IL with no pulling eye, Yellow, 24 meters | PC | 1 | 1 | 1 | 1 | 570.1
07498389807 | F9TRL5N5NANM025 | OS2,12-Fiber,LSZH,MPO/F-MPO/F,25M | This 12 fiber cable assembly is an OS2 interconnect cable assembly. It is low smoke zero halogen (LSZH) rated and features MPO Female to MPO Female connectors. It is yellow, 25 meters in length and has Method A standard insertion loss with no pulling eye. | PC | 1 | 1 | 1 | 1 | 574.08
07498389808 | F9TRL5N5NANM026 | OS2,12-Fiber,LSZH,MPO/F-MPO/F,26M | OS2 12 fiber, interconnect cable assembly, low smoke zero halogen (LSZH), MPO female to MPO female, Method A Std IL with no pulling eye, Yellow, 26 meters | PC | 1 | 1 | 1 | 1 | 578.06
07498389809 | F9TRL5N5NANM027 | OS2,12-Fiber,LSZH,MPO/F-MPO/F,27M | OS2 12 fiber, interconnect cable assembly, low smoke zero halogen (LSZH), MPO female to MPO female, Method A Std IL with no pulling eye, Yellow, 27 meters | PC | 1 | 1 | 1 | 1 | 582.04
07498389810 | F9TRL5N5NANM028 | OS2,12-Fiber,LSZH,MPO/F-MPO/F,28M | OS2 12 fiber, interconnect cable assembly, low smoke zero halogen (LSZH), MPO female to MPO female, Method A Std IL with no pulling eye, Yellow, 28 meters | PC | 1 | 1 | 1 | 1 | 586.02
07498389811 | F9TRL5N5NANM029 | OS2,12-Fiber,LSZH,MPO/F-MPO/F,29M | OS2 12 fiber, interconnect cable assembly, low smoke zero halogen (LSZH), MPO female to MPO female, Method A Std IL with no pulling eye, Yellow, 29 meters | PC | 1 | 1 | 1 | 1 | 590
07498389812 | F9TRL5N5NANM030 | OS2,12-Fiber,LSZH,MPO/F-MPO/F,30M | This 12 fiber cable assembly is an OS2 interconnect cable assembly. It is low smoke zero halogen (LSZH) rated and features MPO Female to MPO Female connectors. It is yellow, 30 meters in length and has Method A standard insertion loss with no pulling eye. | PC | 1 | 1 | 1 | 1 | 593.96
07498389531 | F9TRL5N5NANM031 | OS2,12-Fiber,LSZH,MPO/F-MPO/F,31M | OS2 12 fiber, interconnect cable assembly, low smoke zero halogen (LSZH), MPO female to MPO female, Method A Std IL with no pulling eye, Yellow, 31 meters | PC | 1 | 1 | 1 | 1 | 597.94
07498389813 | F9TRL5N5NANM032 | OS2,12-Fiber,LSZH,MPO/F-MPO/F,32M | OS2 12 fiber, interconnect cable assembly, low smoke zero halogen (LSZH), MPO female to MPO female, Method A Std IL with no pulling eye, Yellow, 32 meters | PC | 1 | 1 | 1 | 1 | 601.92
07498389814 | F9TRL5N5NANM033 | OS2,12-Fiber,LSZH,MPO/F-MPO/F,33M | OS2 12 fiber, interconnect cable assembly, low smoke zero halogen (LSZH), MPO female to MPO female, Method A Std IL with no pulling eye, Yellow, 33 meters | PC | 1 | 1 | 1 | 1 | 605.88
07498389815 | F9TRL5N5NANM034 | OS2,12-Fiber,LSZH,MPO/F-MPO/F,34M | OS2 12 fiber, interconnect cable assembly, low smoke zero halogen (LSZH), MPO female to MPO female, Method A Std IL with no pulling eye, Yellow, 34 meters | PC | 1 | 1 | 1 | 1 | 609.86
07498389816 | F9TRL5N5NANM035 | OS2,12-Fiber,LSZH,MPO/F-MPO/F,35M | OS2 12 fiber, interconnect cable assembly, low smoke zero halogen (LSZH), MPO female to MPO female, Method A Std IL with no pulling eye, Yellow, 35 meters | PC | 1 | 1 | 1 | 1 | 613.82
07498389817 | F9TRL5N5NANM036 | OS2,12-Fiber,LSZH,MPO/F-MPO/F,36M | OS2 12 fiber, interconnect cable assembly, low smoke zero halogen (LSZH), MPO female to MPO female, Method A Std IL with no pulling eye, Yellow, 36 meters | PC | 1 | 1 | 1 | 1 | 617.8
07498389818 | F9TRL5N5NANM037 | OS2,12-Fiber,LSZH,MPO/F-MPO/F,37M | OS2 12 fiber, interconnect cable assembly, low smoke zero halogen (LSZH), MPO female to MPO female, Method A Std IL with no pulling eye, Yellow, 37 meters | PC | 1 | 1 | 1 | 1 | 621.8
07498389819 | F9TRL5N5NANM038 | OS2,12-Fiber,LSZH,MPO/F-MPO/F,38M | OS2 12 fiber, interconnect cable assembly, low smoke zero halogen (LSZH), MPO female to MPO female, Method A Std IL with no pulling eye, Yellow, 38 meters | PC | 1 | 1 | 1 | 1 | 625.76
07498389820 | F9TRL5N5NANM039 | OS2,12-Fiber,LSZH,MPO/F-MPO/F,39M | OS2 12 fiber, interconnect cable assembly, low smoke zero halogen (LSZH), MPO female to MPO female, Method A Std IL with no pulling eye, Yellow, 39 meters | PC | 1 | 1 | 1 | 1 | 629.74
07498389821 | F9TRL5N5NANM040 | OS2,12-Fiber,LSZH,MPO/F-MPO/F,40M | OS2 12 fiber, interconnect cable assembly, low smoke zero halogen (LSZH), MPO female to MPO female, Method A Std IL with no pulling eye, Yellow, 40 meters | PC | 1 | 1 | 1 | 1 | 633.72
07498389822 | F9TRL5N5NANM041 | OS2,12-Fiber,LSZH,MPO/F-MPO/F,41M | OS2 12 fiber, interconnect cable assembly, low smoke zero halogen (LSZH), MPO female to MPO female, Method A Std IL with no pulling eye, Yellow, 41 meters | PC | 1 | 1 | 1 | 1 | 637.68
07498389823 | F9TRL5N5NANM042 | OS2,12-Fiber,LSZH,MPO/F-MPO/F,42M | OS2 12 fiber, interconnect cable assembly, low smoke zero halogen (LSZH), MPO female to MPO female, Method A Std IL with no pulling eye, Yellow, 42 meters | PC | 1 | 1 | 1 | 1 | 641.66
07498389824 | F9TRL5N5NANM043 | OS2,12-Fiber,LSZH,MPO/F-MPO/F,43M | OS2 12 fiber, interconnect cable assembly, low smoke zero halogen (LSZH), MPO female to MPO female, Method A Std IL with no pulling eye, Yellow, 43 meters | PC | 1 | 1 | 1 | 1 | 645.64
07498389825 | F9TRL5N5NANM044 | OS2,12-Fiber,LSZH,MPO/F-MPO/F,44M | OS2 12 fiber, interconnect cable assembly, low smoke zero halogen (LSZH), MPO female to MPO female, Method A Std IL with no pulling eye, Yellow, 44 meters | PC | 1 | 1 | 1 | 1 | 649.6
07498389826 | F9TRL5N5NANM045 | OS2,12-Fiber,LSZH,MPO/F-MPO/F,45M | OS2 12 fiber, interconnect cable assembly, low smoke zero halogen (LSZH), MPO female to MPO female, Method A Std IL with no pulling eye, Yellow, 45 meters | PC | 1 | 1 | 1 | 1 | 653.58
07498389827 | F9TRL5N5NANM046 | OS2,12-Fiber,LSZH,MPO/F-MPO/F,46M | OS2 12 fiber, interconnect cable assembly, low smoke zero halogen (LSZH), MPO female to MPO female, Method A Std IL with no pulling eye, Yellow, 46 meters | PC | 1 | 1 | 1 | 1 | 657.56
07498389828 | F9TRL5N5NANM047 | OS2,12-Fiber,LSZH,MPO/F-MPO/F,47M | OS2 12 fiber, interconnect cable assembly, low smoke zero halogen (LSZH), MPO female to MPO female, Method A Std IL with no pulling eye, Yellow, 47 meters | PC | 1 | 1 | 1 | 1 | 661.54
07498389829 | F9TRL5N5NANM048 | OS2,12-Fiber,LSZH,MPO/F-MPO/F,48M | OS2 12 fiber, interconnect cable assembly, low smoke zero halogen (LSZH), MPO female to MPO female, Method A Std IL with no pulling eye, Yellow, 48 meters | PC | 1 | 1 | 1 | 1 | 665.52
07498389830 | F9TRL5N5NANM049 | OS2,12-Fiber,LSZH,MPO/F-MPO/F,49M | OS2 12 fiber, interconnect cable assembly, low smoke zero halogen (LSZH), MPO female to MPO female, Method A Std IL with no pulling eye, Yellow, 49 meters | PC | 1 | 1 | 1 | 1 | 669.48
07498389831 | F9TRL5N5NANM050 | OS2,12-Fiber,LSZH,MPO/F-MPO/F,50M | OS2 12 fiber, interconnect cable assembly, low smoke zero halogen (LSZH), MPO female to MPO female, Method A Std IL with no pulling eye, Yellow, 50 meters | PC | 1 | 1 | 1 | 1 | 673.46
07498309463 | F9TRL5NQSSNM001 | OS2,12-Fiber,RH,MPO-LC P/P,LSZH,1M | OS1/OS2, 12-fiber, harness cable assembly, LSZH rated, Female MPO to LC duplex with 61cm (24 Inch) equal breakout, Standard IL, 1m. | PC | 1 | 1 | 1 | 1 | 931.96
07498309469 | F9TRL5NQSSNM002 | OS2,12-Fiber,RH,MPO-LC P/P,LSZH,2M | OS1/OS2, 12-fiber, harness cable assembly, LSZH rated, Female MPO to LC duplex with 61cm (24 Inch) equal breakout, Standard IL, 2m. | PC | 1 | 1 | 1 | 1 | 941.72
07498309481 | F9TRL5NQSSNM003 | OS2,12-Fiber,RH,MPO-LC P/P,LSZH,3M | OS1/OS2, 12-fiber, harness cable assembly, LSZH rated, Female MPO to LC duplex with 61cm (24 Inch) equal breakout, Standard IL, 3m. | PC | 1 | 1 | 1 | 1 | 951.48
07498309483 | F9TRL5NQSSNM004 | OS2,12-Fiber,RH,MPO-LC P/P,LSZH,4M | OS1/OS2, 12-fiber, harness cable assembly, LSZH rated, Female MPO to LC duplex with 61cm (24 Inch) equal breakout, Standard IL, 4m. | PC | 1 | 1 | 1 | 1 | 961.26
07498309486 | F9TRL5NQSSNM005 | OS2,12-Fiber,RH,MPO-LC P/P,LSZH,5M | OS1/OS2, 12-fiber, harness cable assembly, LSZH rated, Female MPO to LC duplex with 61cm (24 Inch) equal breakout, Standard IL, 5m. | PC | 1 | 1 | 1 | 1 | 971
07498309490 | F9TRL5NQSSNM006 | OS2,12-Fiber,RH,MPO-LC P/P,LSZH,6M | OS1/OS2, 12-fiber, harness cable assembly, LSZH rated, Female MPO to LC duplex with 61cm (24 Inch) equal breakout, Standard IL, 6m. | PC | 1 | 1 | 1 | 1 | 980.74
07498309491 | F9TRL5NQSSNM007 | OS2,12-Fiber,RH,MPO-LC P/P,LSZH,7M | OS1/OS2, 12-fiber, harness cable assembly, LSZH rated, Female MPO to LC duplex with 61cm (24 Inch) equal breakout, Standard IL, 7m. | PC | 1 | 1 | 1 | 1 | 990.52
07498309496 | F9TRL5NQSSNM008 | OS2,12-Fiber,RH,MPO-LC P/P,LSZH,8M | OS1/OS2, 12-fiber, harness cable assembly, LSZH rated, Female MPO to LC duplex with 61cm (24 Inch) equal breakout, Standard IL, 8m. | PC | 1 | 1 | 1 | 1 | 1000.3
07498309506 | F9TRL5NQSSNM009 | OS2,12-Fiber,RH,MPO-LC P/P,LSZH,9M | OS1/OS2, 12-fiber, harness cable assembly, LSZH rated, Female MPO to LC duplex with 61cm (24 Inch) equal breakout, Standard IL, 9m. | PC | 1 | 1 | 1 | 1 | 1010.02
07498309516 | F9TRL5NQSSNM010 | OS2,12-Fiber,RH,MPO-LC P/P,LSZH,10M | OS1/OS2, 12-fiber, harness cable assembly, LSZH rated, Female MPO to LC duplex with 61cm (24 Inch) equal breakout, Standard IL, 10m. | PC | 1 | 1 | 1 | 1 | 1019.8
07498309468 | F9TRL5NQSSNM1.5 | OS2,12-Fiber,RH,MPO-LC P/P,LSZH,1.5M | OS1/OS2, 12-fiber, harness cable assembly, LSZH rated, Female MPO to LC duplex with 61cm (24 Inch) equal breakout, Standard IL, 1.5m. | PC | 1 | 1 | 1 | 1 | 936.86
07498309470 | F9TRL5NQSSNM2.5 | OS2,12-Fiber,RH,MPO-LC P/P,LSZH,2.5M | OS1/OS2, 12-fiber, harness cable assembly, LSZH rated, Female MPO to LC duplex with 61cm (24 Inch) equal breakout, Standard IL, 2.5m. | PC | 1 | 1 | 1 | 1 | 946.58
07498309482 | F9TRL5NQSSNM3.5 | OS2,12-Fiber,RH,MPO-LC P/P,LSZH,3.5M | OS1/OS2, 12-fiber, harness cable assembly, LSZH rated, Female MPO to LC duplex with 61cm (24 Inch) equal breakout, Standard IL, 3.5m. | PC | 1 | 1 | 1 | 1 | 956.34
07498309484 | F9TRL5NQSSNM4.5 | OS2,12-Fiber,RH,MPO-LC P/P,LSZH,4.5M | OS1/OS2, 12-fiber, harness cable assembly, LSZH rated, Female MPO to LC duplex with 61cm (24 Inch) equal breakout, Standard IL, 4.5m. | PC | 1 | 1 | 1 | 1 | 966.12
07498309532 | F9TRL6NQSSNM001 | OS2 12-Fiber Round Harness, LSZH, Male M | OS2 12-Fiber Round Harness, LSZH, Male MPO to LC Push-Pull, 61cm breakout, Standard IL - 1 meters | PC | 1 | 1 | 1 | 1 | 1079.58
07498309539 | F9TRL6NQSSNM002 | OS2 12-Fiber Round Harness, LSZH, Male M | OS2 12-Fiber Round Harness, LSZH, Male MPO to LC Push-Pull, 61cm breakout, Standard IL - 2 meters | PC | 1 | 1 | 1 | 1 | 1083.88
07498309548 | F9TRL6NQSSNM003 | OS2 12-Fiber Round Harness, LSZH, Male M | OS2 12-Fiber Round Harness, LSZH, Male MPO to LC Push-Pull, 61cm breakout, Standard IL - 3 meters | PC | 1 | 1 | 1 | 1 | 1088.2
07498309560 | F9TRL6NQSSNM004 | OS2 12-Fiber Round Harness, LSZH, Male M | OS2 12-Fiber Round Harness, LSZH, Male MPO to LC Push-Pull, 61cm breakout, Standard IL - 4 meters | PC | 1 | 1 | 1 | 1 | 1092.52
07498309567 | F9TRL6NQSSNM005 | OS2 12-Fiber Round Harness, LSZH, Male M | OS2 12-Fiber Round Harness, LSZH, Male MPO to LC Push-Pull, 61cm breakout, Standard IL - 5 meters | PC | 1 | 1 | 1 | 1 | 1096.86
07498309568 | F9TRL6NQSSNM006 | OS2 12-Fiber Round Harness, LSZH, Male M | OS2 12-Fiber Round Harness, LSZH, Male MPO to LC Push-Pull, 61cm breakout, Standard IL - 6 meters | PC | 1 | 1 | 1 | 1 | 1099
07498309578 | F9TRL6NQSSNM007 | OS2 12-Fiber Round Harness, LSZH, Male M | OS2 12-Fiber Round Harness, LSZH, Male MPO to LC Push-Pull, 61cm breakout, Standard IL - 7 meters | PC | 1 | 1 | 1 | 1 | 1103.34
07498309580 | F9TRL6NQSSNM008 | OS2 12-Fiber Round Harness, LSZH, Male M | OS2 12-Fiber Round Harness, LSZH, Male MPO to LC Push-Pull, 61cm breakout, Standard IL - 8 meters | PC | 1 | 1 | 1 | 1 | 1107.66
07498309581 | F9TRL6NQSSNM009 | OS2 12-Fiber Round Harness, LSZH, Male M | OS2 12-Fiber Round Harness, LSZH, Male MPO to LC Push-Pull, 61cm breakout, Standard IL - 9 meters | PC | 1 | 1 | 1 | 1 | 1111.96
07498309582 | F9TRL6NQSSNM010 | OS2 12-Fiber Round Harness, LSZH, Male M | OS2 12-Fiber Round Harness, LSZH, Male MPO to LC Push-Pull, 61cm breakout, Standard IL - 10 meters | PC | 1 | 1 | 1 | 1 | 1116.32
07498309533 | F9TRL6NQSSNM1.5 | OS2 12-Fiber Round Harness, LSZH, Male M | OS2 12-Fiber Round Harness, LSZH, Male MPO to LC Push-Pull, 61cm breakout, Standard IL - 1.5 meters | PC | 1 | 1 | 1 | 1 | 1081.74
07498309545 | F9TRL6NQSSNM2.5 | OS2 12-Fiber Round Harness, LSZH, Male M | OS2 12-Fiber Round Harness, LSZH, Male MPO to LC Push-Pull, 61cm breakout, Standard IL - 2.5 meters | PC | 1 | 1 | 1 | 1 | 1086.06
07498309550 | F9TRL6NQSSNM3.5 | OS2 12-Fiber Round Harness, LSZH, Male M | OS2 12-Fiber Round Harness, LSZH, Male MPO to LC Push-Pull, 61cm breakout, Standard IL - 3.5 meters | PC | 1 | 1 | 1 | 1 | 1090.36
07498309565 | F9TRL6NQSSNM4.5 | OS2 12-Fiber Round Harness, LSZH, Male M | OS2 12-Fiber Round Harness, LSZH, Male MPO to LC Push-Pull, 61cm breakout, Standard IL - 4.5 meters | PC | 1 | 1 | 1 | 1 | 1094.7
61305657587 | F9TRL7N7NANM001 | OS2 12f Interconnect LSZH PanMPO F/PanMP |  | PC | 1 | 1 | 1 | 1 | 478.72
61305657588 | F9TRL7N7NANM002 | OS2 12f Interconnect LSZH PanMPO F/PanMP | The QuickNet™ PanMPO™ 12 fiber cable assembly is an OS2 interconnect cable assembly. It is low smoke zero halogen (LSZH) rated and features MPO Female to MPO Female connectors. It is 2 meters in length and is Method A with no pulling eye. | PC | 1 | 1 | 1 | 1 | 482.66
61305657691 | F9TRL7N7NANM003 | OS2 12f Interconnect LSZH PanMPO F/PanMP |  | PC | 1 | 1 | 1 | 1 | 486.6
61305657692 | F9TRL7N7NANM004 | OS2 12f Interconnect LSZH PanMPO F/PanMP |  | PC | 1 | 1 | 1 | 1 | 490.54
61305657693 | F9TRL7N7NANM005 | OS2 12f Interconnect LSZH PanMPO F/PanMP |  | PC | 1 | 1 | 1 | 1 | 494.5
61305657694 | F9TRL7N7NANM006 | OS2 12f Interconnect LSZH PanMPO F/PanMP |  | PC | 1 | 1 | 1 | 1 | 498.46
61305657594 | F9TRL7N7NANM007 | OS2 12f Interconnect LSZH PanMPO F/PanMP |  | PC | 1 | 1 | 1 | 1 | 502.38
61305657596 | F9TRL7N7NANM008 | OS2 12f Interconnect LSZH PanMPO F/PanMP |  | PC | 1 | 1 | 1 | 1 | 506.34
61305657695 | F9TRL7N7NANM009 | OS2 12f Interconnect LSZH PanMPO F/PanMP |  | PC | 1 | 1 | 1 | 1 | 510.28
61305657696 | F9TRL7N7NANM010 | OS2 12f Interconnect LSZH PanMPO F/PanMP | The QuickNet™ PanMPO™ 12 fiber cable assembly is an OS2 interconnect cable assembly. It is low smoke zero halogen (LSZH) rated and features MPO Female to MPO Female connectors. It is 10 meters in length and is Method A with no pulling eye. | PC | 1 | 1 | 1 | 1 | 514.22
61305657697 | F9TRL7N7NANM011 | OS2 12f Interconnect LSZH PanMPO F/PanMP |  | PC | 1 | 1 | 1 | 1 | 518.16
61305657698 | F9TRL7N7NANM012 | OS2 12f Interconnect LSZH PanMPO F/PanMP |  | PC | 1 | 1 | 1 | 1 | 522.12
61305657699 | F9TRL7N7NANM013 | OS2 12f Interconnect LSZH PanMPO F/PanMP |  | PC | 1 | 1 | 1 | 1 | 526.08
61305657700 | F9TRL7N7NANM014 | OS2 12f Interconnect LSZH PanMPO F/PanMP |  | PC | 1 | 1 | 1 | 1 | 530
61305657701 | F9TRL7N7NANM015 | OS2 12f Interconnect LSZH PanMPO F/PanMP |  | PC | 1 | 1 | 1 | 1 | 533.96
61305657702 | F9TRL7N7NANM016 | OS2 12f Interconnect LSZH PanMPO F/PanMP |  | PC | 1 | 1 | 1 | 1 | 537.92
61305657703 | F9TRL7N7NANM017 | OS2 12f Interconnect LSZH PanMPO F/PanMP |  | PC | 1 | 1 | 1 | 1 | 541.88
61305657704 | F9TRL7N7NANM018 | OS2 12f Interconnect LSZH PanMPO F/PanMP |  | PC | 1 | 1 | 1 | 1 | 545.82
61305657705 | F9TRL7N7NANM019 | OS2 12f Interconnect LSZH PanMPO F/PanMP |  | PC | 1 | 1 | 1 | 1 | 549.76
61305657706 | F9TRL7N7NANM020 | OS2 12f Interconnect LSZH PanMPO F/PanMP |  | PC | 1 | 1 | 1 | 1 | 553.72
61305657708 | F9TRL7N7NANM021 | OS2 12f Interconnect LSZH PanMPO F/PanMP |  | PC | 1 | 1 | 1 | 1 | 557.64
61305657709 | F9TRL7N7NANM022 | OS2 12f Interconnect LSZH PanMPO F/PanMP |  | PC | 1 | 1 | 1 | 1 | 561.6
61305657710 | F9TRL7N7NANM023 | OS2 12f Interconnect LSZH PanMPO F/PanMP |  | PC | 1 | 1 | 1 | 1 | 565.56
61305657711 | F9TRL7N7NANM024 | OS2 12f Interconnect LSZH PanMPO F/PanMP |  | PC | 1 | 1 | 1 | 1 | 569.5
61305657595 | F9TRL7N7NANM025 | OS2 12f Interconnect LSZH PanMPO F/PanMP |  | PC | 1 | 1 | 1 | 1 | 573.44
61305657712 | F9TRL7N7NANM026 | OS2 12f Interconnect LSZH PanMPO F/PanMP |  | PC | 1 | 1 | 1 | 1 | 577.38
61305657713 | F9TRL7N7NANM027 | OS2 12f Interconnect LSZH PanMPO F/PanMP |  | PC | 1 | 1 | 1 | 1 | 581.34
61305657714 | F9TRL7N7NANM028 | OS2 12f Interconnect LSZH PanMPO F/PanMP |  | PC | 1 | 1 | 1 | 1 | 585.3
61305657715 | F9TRL7N7NANM029 | OS2 12f Interconnect LSZH PanMPO F/PanMP |  | PC | 1 | 1 | 1 | 1 | 589.22
61305657707 | F9TRL7N7NANM030 | OS2 12f Interconnect LSZH PanMPO F/PanMP |  | PC | 1 | 1 | 1 | 1 | 593.18
07498389532 | F9TRP5N5NANF003 | OS2,12-Fiber,PLEM,MPO/F-MPO/F,3ft | This 12 fiber cable assembly is an OS2 interconnect cable assembly. It is Plenum (OFNP) rated and features MPO Female to MPO Female connectors. It is yellow, 3 feet in length and has Method A standard insertion loss with no pulling eye. | PC | 1 | 1 | 1 | 1 | 478.54
07498391762 | F9TRP5N5NANF004 | OS2,12-Fiber,PLEM,MPO/F-MPO/F,4ft | OS2 12 fiber, interconnect cable assembly, plenum (OFNP) rated, MPO female to MPO female, Method A Std IL with no pulling eye, Yellow, 4 ft | PC | 1 | 1 | 1 | 1 | 479.8
07498389533 | F9TRP5N5NANF005 | OS2,12-Fiber,PLEM,MPO/F-MPO/F,5ft | OS2 12 fiber, interconnect cable assembly, plenum (OFNP) rated, MPO female to MPO female, Method A Std IL with no pulling eye, Yellow, 5 ft | PC | 1 | 1 | 1 | 1 | 481.06
07498391763 | F9TRP5N5NANF006 | OS2,12-Fiber,PLEM,MPO/F-MPO/F,6ft | OS2 12 fiber, interconnect cable assembly, plenum (OFNP) rated, MPO female to MPO female, Method A Std IL with no pulling eye, Yellow, 6 ft | PC | 1 | 1 | 1 | 1 | 482.34
07498391764 | F9TRP5N5NANF007 | OS2,12-Fiber,PLEM,MPO/F-MPO/F,7ft | OS2 12 fiber, interconnect cable assembly, plenum (OFNP) rated, MPO female to MPO female, Method A Std IL with no pulling eye, Yellow, 7 ft | PC | 1 | 1 | 1 | 1 | 483.62
07498391765 | F9TRP5N5NANF008 | OS2,12-Fiber,PLEM,MPO/F-MPO/F,8ft | OS2 12 fiber, interconnect cable assembly, plenum (OFNP) rated, MPO female to MPO female, Method A Std IL with no pulling eye, Yellow, 8 ft | PC | 1 | 1 | 1 | 1 | 484.88
07498391766 | F9TRP5N5NANF009 | OS2,12-Fiber,PLEM,MPO/F-MPO/F,9ft | OS2 12 fiber, interconnect cable assembly, plenum (OFNP) rated, MPO female to MPO female, Method A Std IL with no pulling eye, Yellow, 9 ft | PC | 1 | 1 | 1 | 1 | 486.16
07498391767 | F9TRP5N5NANF010 | OS2,12-Fiber,PLEM,MPO/F-MPO/F,10ft | OS2 12 fiber, interconnect cable assembly, plenum (OFNP) rated, MPO female to MPO female, Method A Std IL with no pulling eye, Yellow, 10 ft | PC | 1 | 1 | 1 | 1 | 487.42
07498391768 | F9TRP5N5NANF011 | OS2,12-Fiber,PLEM,MPO/F-MPO/F,11ft | OS2 12 fiber, interconnect cable assembly, plenum (OFNP) rated, MPO female to MPO female, Method A Std IL with no pulling eye, Yellow, 11 ft | PC | 1 | 1 | 1 | 1 | 488.72
07498391769 | F9TRP5N5NANF012 | OS2,12-Fiber,PLEM,MPO/F-MPO/F,12ft | OS2 12 fiber, interconnect cable assembly, plenum (OFNP) rated, MPO female to MPO female, Method A Std IL with no pulling eye, Yellow, 12 ft | PC | 1 | 1 | 1 | 1 | 489.98
07498391770 | F9TRP5N5NANF013 | OS2,12-Fiber,PLEM,MPO/F-MPO/F,13ft | OS2 12 fiber, interconnect cable assembly, plenum (OFNP) rated, MPO female to MPO female, Method A Std IL with no pulling eye, Yellow, 13 ft | PC | 1 | 1 | 1 | 1 | 491.26
07498391771 | F9TRP5N5NANF014 | OS2,12-Fiber,PLEM,MPO/F-MPO/F,14ft | OS2 12 fiber, interconnect cable assembly, plenum (OFNP) rated, MPO female to MPO female, Method A Std IL with no pulling eye, Yellow, 14 ft | PC | 1 | 1 | 1 | 1 | 492.52
07498391772 | F9TRP5N5NANF015 | OS2,12-Fiber,PLEM,MPO/F-MPO/F,15ft | OS2 12 fiber, interconnect cable assembly, plenum (OFNP) rated, MPO female to MPO female, Method A Std IL with no pulling eye, Yellow, 15 ft | PC | 1 | 1 | 1 | 1 | 493.82
07498391773 | F9TRP5N5NANF016 | OS2,12-Fiber,PLEM,MPO/F-MPO/F,16ft | OS2 12 fiber, interconnect cable assembly, plenum (OFNP) rated, MPO female to MPO female, Method A Std IL with no pulling eye, Yellow, 16 ft | PC | 1 | 1 | 1 | 1 | 495.06
07498391774 | F9TRP5N5NANF017 | OS2,12-Fiber,PLEM,MPO/F-MPO/F,17ft | OS2 12 fiber, interconnect cable assembly, plenum (OFNP) rated, MPO female to MPO female, Method A Std IL with no pulling eye, Yellow, 17 ft | PC | 1 | 1 | 1 | 1 | 496.32
07498391775 | F9TRP5N5NANF018 | OS2,12-Fiber,PLEM,MPO/F-MPO/F,18ft | OS2 12 fiber, interconnect cable assembly, plenum (OFNP) rated, MPO female to MPO female, Method A Std IL with no pulling eye, Yellow, 18 ft | PC | 1 | 1 | 1 | 1 | 497.6
07498391776 | F9TRP5N5NANF019 | OS2,12-Fiber,PLEM,MPO/F-MPO/F,19ft | OS2 12 fiber, interconnect cable assembly, plenum (OFNP) rated, MPO female to MPO female, Method A Std IL with no pulling eye, Yellow, 19 ft | PC | 1 | 1 | 1 | 1 | 498.86
07498391777 | F9TRP5N5NANF020 | OS2,12-Fiber,PLEM,MPO/F-MPO/F,20ft | OS2 12 fiber, interconnect cable assembly, plenum (OFNP) rated, MPO female to MPO female, Method A Std IL with no pulling eye, Yellow, 20 ft | PC | 1 | 1 | 1 | 1 | 500.16
07498391778 | F9TRP5N5NANF021 | OS2,12-Fiber,PLEM,MPO/F-MPO/F,21ft | OS2 12 fiber, interconnect cable assembly, plenum (OFNP) rated, MPO female to MPO female, Method A Std IL with no pulling eye, Yellow, 21 ft | PC | 1 | 1 | 1 | 1 | 501.42
07498391779 | F9TRP5N5NANF022 | OS2,12-Fiber,PLEM,MPO/F-MPO/F,22ft | OS2 12 fiber, interconnect cable assembly, plenum (OFNP) rated, MPO female to MPO female, Method A Std IL with no pulling eye, Yellow, 22 ft | PC | 1 | 1 | 1 | 1 | 502.7
07498391780 | F9TRP5N5NANF023 | OS2,12-Fiber,PLEM,MPO/F-MPO/F,23ft | OS2 12 fiber, interconnect cable assembly, plenum (OFNP) rated, MPO female to MPO female, Method A Std IL with no pulling eye, Yellow, 23 ft | PC | 1 | 1 | 1 | 1 | 503.96
07498391781 | F9TRP5N5NANF024 | OS2,12-Fiber,PLEM,MPO/F-MPO/F,24ft | OS2 12 fiber, interconnect cable assembly, plenum (OFNP) rated, MPO female to MPO female, Method A Std IL with no pulling eye, Yellow, 24 ft | PC | 1 | 1 | 1 | 1 | 505.26
07498391782 | F9TRP5N5NANF025 | OS2,12-Fiber,PLEM,MPO/F-MPO/F,25ft | OS2 12 fiber, interconnect cable assembly, plenum (OFNP) rated, MPO female to MPO female, Method A Std IL with no pulling eye, Yellow, 25 ft | PC | 1 | 1 | 1 | 1 | 506.52
07498391783 | F9TRP5N5NANF026 | OS2,12-Fiber,PLEM,MPO/F-MPO/F,26ft | OS2 12 fiber, interconnect cable assembly, plenum (OFNP) rated, MPO female to MPO female, Method A Std IL with no pulling eye, Yellow, 26 ft | PC | 1 | 1 | 1 | 1 | 507.8
07498391784 | F9TRP5N5NANF027 | OS2,12-Fiber,PLEM,MPO/F-MPO/F,27ft | OS2 12 fiber, interconnect cable assembly, plenum (OFNP) rated, MPO female to MPO female, Method A Std IL with no pulling eye, Yellow, 27 ft | PC | 1 | 1 | 1 | 1 | 509.04
07498391785 | F9TRP5N5NANF028 | OS2,12-Fiber,PLEM,MPO/F-MPO/F,28ft | OS2 12 fiber, interconnect cable assembly, plenum (OFNP) rated, MPO female to MPO female, Method A Std IL with no pulling eye, Yellow, 28 ft | PC | 1 | 1 | 1 | 1 | 510.32
07498391786 | F9TRP5N5NANF029 | OS2,12-Fiber,PLEM,MPO/F-MPO/F,29ft | OS2 12 fiber, interconnect cable assembly, plenum (OFNP) rated, MPO female to MPO female, Method A Std IL with no pulling eye, Yellow, 29 ft | PC | 1 | 1 | 1 | 1 | 511.6
07498391787 | F9TRP5N5NANF030 | OS2,12-Fiber,PLEM,MPO/F-MPO/F,30ft | OS2 12 fiber, interconnect cable assembly, plenum (OFNP) rated, MPO female to MPO female, Method A Std IL with no pulling eye, Yellow, 30 ft | PC | 1 | 1 | 1 | 1 | 512.86
07498391788 | F9TRP5N5NANF031 | OS2,12-Fiber,PLEM,MPO/F-MPO/F,31ft | OS2 12 fiber, interconnect cable assembly, plenum (OFNP) rated, MPO female to MPO female, Method A Std IL with no pulling eye, Yellow, 31 ft | PC | 1 | 1 | 1 | 1 | 514.14
07498391789 | F9TRP5N5NANF032 | OS2,12-Fiber,PLEM,MPO/F-MPO/F,32ft | OS2 12 fiber, interconnect cable assembly, plenum (OFNP) rated, MPO female to MPO female, Method A Std IL with no pulling eye, Yellow, 32 ft | PC | 1 | 1 | 1 | 1 | 515.42
07498391790 | F9TRP5N5NANF033 | OS2,12-Fiber,PLEM,MPO/F-MPO/F,33ft | OS2 12 fiber, interconnect cable assembly, plenum (OFNP) rated, MPO female to MPO female, Method A Std IL with no pulling eye, Yellow, 33 ft | PC | 1 | 1 | 1 | 1 | 516.7
07498391791 | F9TRP5N5NANF034 | OS2,12-Fiber,PLEM,MPO/F-MPO/F,34ft | OS2 12 fiber, interconnect cable assembly, plenum (OFNP) rated, MPO female to MPO female, Method A Std IL with no pulling eye, Yellow, 34 ft | PC | 1 | 1 | 1 | 1 | 517.96
07498389534 | F9TRP5N5NANF035 | OS2,12Fiber,PLEM,MPO/F-MPO/F,35ft | OS2 12 fiber, interconnect cable assembly, plenum (OFNP) rated, MPO female to MPO female, Method A Std IL with no pulling eye, Yellow, 35 ft | PC | 1 | 1 | 1 | 1 | 519.24
07498391792 | F9TRP5N5NANF036 | OS2,12-Fiber,PLEM,MPO/F-MPO/F,36ft | OS2 12 fiber, interconnect cable assembly, plenum (OFNP) rated, MPO female to MPO female, Method A Std IL with no pulling eye, Yellow, 36 ft | PC | 1 | 1 | 1 | 1 | 520.52
07498391793 | F9TRP5N5NANF037 | OS2,12-Fiber,PLEM,MPO/F-MPO/F,37ft | OS2 12 fiber, interconnect cable assembly, plenum (OFNP) rated, MPO female to MPO female, Method A Std IL with no pulling eye, Yellow, 37 ft | PC | 1 | 1 | 1 | 1 | 521.78
07498391794 | F9TRP5N5NANF038 | OS2,12-Fiber,PLEM,MPO/F-MPO/F,38ft | OS2 12 fiber, interconnect cable assembly, plenum (OFNP) rated, MPO female to MPO female, Method A Std IL with no pulling eye, Yellow, 38 ft | PC | 1 | 1 | 1 | 1 | 523.04
07498391795 | F9TRP5N5NANF039 | OS2,12-Fiber,PLEM,MPO/F-MPO/F,39ft | OS2 12 fiber, interconnect cable assembly, plenum (OFNP) rated, MPO female to MPO female, Method A Std IL with no pulling eye, Yellow, 39 ft | PC | 1 | 1 | 1 | 1 | 524.3
07498391796 | F9TRP5N5NANF040 | OS2,12-Fiber,PLEM,MPO/F-MPO/F,40ft | OS2 12 fiber, interconnect cable assembly, plenum (OFNP) rated, MPO female to MPO female, Method A Std IL with no pulling eye, Yellow, 40 ft | PC | 1 | 1 | 1 | 1 | 525.6
07498391797 | F9TRP5N5NANF041 | OS2,12-Fiber,PLEM,MPO/F-MPO/F,41ft | OS2 12 fiber, interconnect cable assembly, plenum (OFNP) rated, MPO female to MPO female, Method A Std IL with no pulling eye, Yellow, 41 ft | PC | 1 | 1 | 1 | 1 | 526.86
07498391798 | F9TRP5N5NANF042 | OS2,12-Fiber,PLEM,MPO/F-MPO/F,42ft | OS2 12 fiber, interconnect cable assembly, plenum (OFNP) rated, MPO female to MPO female, Method A Std IL with no pulling eye, Yellow, 42 ft | PC | 1 | 1 | 1 | 1 | 528.14
07498391802 | F9TRP5N5NANF043 | OS2,12-Fiber,PLEM,MPO/F-MPO/F,43ft | OS2 12 fiber, interconnect cable assembly, plenum (OFNP) rated, MPO female to MPO female, Method A Std IL with no pulling eye, Yellow, 43 ft | PC | 1 | 1 | 1 | 1 | 529.4
07498391804 | F9TRP5N5NANF044 | OS2,12-Fiber,PLEM,MPO/F-MPO/F,44ft | OS2 12 fiber, interconnect cable assembly, plenum (OFNP) rated, MPO female to MPO female, Method A Std IL with no pulling eye, Yellow, 44 ft | PC | 1 | 1 | 1 | 1 | 530.68
07498391805 | F9TRP5N5NANF045 | OS2,12-Fiber,PLEM,MPO/F-MPO/F,45ft | OS2 12 fiber, interconnect cable assembly, plenum (OFNP) rated, MPO female to MPO female, Method A Std IL with no pulling eye, Yellow, 45 ft | PC | 1 | 1 | 1 | 1 | 531.96
07498391806 | F9TRP5N5NANF046 | OS2,12-Fiber,PLEM,MPO/F-MPO/F,46ft | OS2 12 fiber, interconnect cable assembly, plenum (OFNP) rated, MPO female to MPO female, Method A Std IL with no pulling eye, Yellow, 46 ft | PC | 1 | 1 | 1 | 1 | 533.22
07498391807 | F9TRP5N5NANF047 | OS2,12-Fiber,PLEM,MPO/F-MPO/F,47ft | OS2 12 fiber, interconnect cable assembly, plenum (OFNP) rated, MPO female to MPO female, Method A Std IL with no pulling eye, Yellow, 47 ft | PC | 1 | 1 | 1 | 1 | 534.5
07498391808 | F9TRP5N5NANF048 | OS2,12-Fiber,PLEM,MPO/F-MPO/F,48ft | OS2 12 fiber, interconnect cable assembly, plenum (OFNP) rated, MPO female to MPO female, Method A Std IL with no pulling eye, Yellow, 48 ft | PC | 1 | 1 | 1 | 1 | 535.76
07498391809 | F9TRP5N5NANF049 | OS2,12-Fiber,PLEM,MPO/F-MPO/F,49ft | OS2 12 fiber, interconnect cable assembly, plenum (OFNP) rated, MPO female to MPO female, Method A Std IL with no pulling eye, Yellow, 49 ft | PC | 1 | 1 | 1 | 1 | 537.06
07498391811 | F9TRP5N5NANF050 | OS2,12-Fiber,PLEM,MPO/F-MPO/F,50ft | This 12 fiber cable assembly is an OS2 interconnect cable assembly. It is Plenum (OFNP) rated and features MPO Female to MPO Female connectors. It is yellow, 50 feet in length and has Method A standard insertion loss with no pulling eye. | PC | 1 | 1 | 1 | 1 | 538.3
07498389535 | F9TRP5N5NANF051 | OS2,12-Fiber,PLEM,MPO/F-MPO/F,51ft | OS2 12 fiber, interconnect cable assembly, plenum (OFNP) rated, MPO female to MPO female, Method A Std IL with no pulling eye, Yellow, 51 ft | PC | 1 | 1 | 1 | 1 | 539.58
07498391812 | F9TRP5N5NANF052 | OS2,12-Fiber,PLEM,MPO/F-MPO/F,52ft | OS2 12 fiber, interconnect cable assembly, plenum (OFNP) rated, MPO female to MPO female, Method A Std IL with no pulling eye, Yellow, 52 ft | PC | 1 | 1 | 1 | 1 | 540.84
07498391813 | F9TRP5N5NANF053 | OS2,12-Fiber,PLEM,MPO/F-MPO/F,53ft | OS2 12 fiber, interconnect cable assembly, plenum (OFNP) rated, MPO female to MPO female, Method A Std IL with no pulling eye, Yellow, 53 ft | PC | 1 | 1 | 1 | 1 | 542.14
07498391816 | F9TRP5N5NANF054 | OS2,12-Fiber,PLEM,MPO/F-MPO/F,54ft | OS2 12 fiber, interconnect cable assembly, plenum (OFNP) rated, MPO female to MPO female, Method A Std IL with no pulling eye, Yellow, 54 ft | PC | 1 | 1 | 1 | 1 | 543.4
07498391819 | F9TRP5N5NANF055 | OS2,12-Fiber,PLEM,MPO/F-MPO/F,55ft | OS2 12 fiber, interconnect cable assembly, plenum (OFNP) rated, MPO female to MPO female, Method A Std IL with no pulling eye, Yellow, 55 ft | PC | 1 | 1 | 1 | 1 | 544.66
07498391823 | F9TRP5N5NANF056 | OS2,12-Fiber,PLEM,MPO/F-MPO/F,56ft | OS2 12 fiber, interconnect cable assembly, plenum (OFNP) rated, MPO female to MPO female, Method A Std IL with no pulling eye, Yellow, 56 ft | PC | 1 | 1 | 1 | 1 | 545.94
07498391824 | F9TRP5N5NANF057 | OS2,12-Fiber,PLEM,MPO/F-MPO/F,57ft | OS2 12 fiber, interconnect cable assembly, plenum (OFNP) rated, MPO female to MPO female, Method A Std IL with no pulling eye, Yellow, 57 ft | PC | 1 | 1 | 1 | 1 | 547.22
07498391825 | F9TRP5N5NANF058 | OS2,12-Fiber,PLEM,MPO/F-MPO/F,58ft | OS2 12 fiber, interconnect cable assembly, plenum (OFNP) rated, MPO female to MPO female, Method A Std IL with no pulling eye, Yellow, 58 ft | PC | 1 | 1 | 1 | 1 | 548.5
07498391826 | F9TRP5N5NANF059 | OS2,12-Fiber,PLEM,MPO/F-MPO/F,59ft | OS2 12 fiber, interconnect cable assembly, plenum (OFNP) rated, MPO female to MPO female, Method A Std IL with no pulling eye, Yellow, 59 ft | PC | 1 | 1 | 1 | 1 | 549.76
07498391827 | F9TRP5N5NANF060 | OS2,12-Fiber,PLEM,MPO/F-MPO/F,60ft | OS2 12 fiber, interconnect cable assembly, plenum (OFNP) rated, MPO female to MPO female, Method A Std IL with no pulling eye, Yellow, 60 ft | PC | 1 | 1 | 1 | 1 | 551.04
07498391830 | F9TRP5N5NANF061 | OS2,12-Fiber,PLEM,MPO/F-MPO/F,61ft | OS2 12 fiber, interconnect cable assembly, plenum (OFNP) rated, MPO female to MPO female, Method A Std IL with no pulling eye, Yellow, 61 ft | PC | 1 | 1 | 1 | 1 | 552.3
07498391832 | F9TRP5N5NANF062 | OS2,12-Fiber,PLEM,MPO/F-MPO/F,62ft | OS2 12 fiber, interconnect cable assembly, plenum (OFNP) rated, MPO female to MPO female, Method A Std IL with no pulling eye, Yellow, 62 ft | PC | 1 | 1 | 1 | 1 | 553.58
07498391834 | F9TRP5N5NANF063 | OS2,12-Fiber,PLEM,MPO/F-MPO/F,63ft | OS2 12 fiber, interconnect cable assembly, plenum (OFNP) rated, MPO female to MPO female, Method A Std IL with no pulling eye, Yellow, 63 ft | PC | 1 | 1 | 1 | 1 | 554.84
07498391835 | F9TRP5N5NANF064 | OS2,12-Fiber,PLEM,MPO/F-MPO/F,64ft | OS2 12 fiber, interconnect cable assembly, plenum (OFNP) rated, MPO female to MPO female, Method A Std IL with no pulling eye, Yellow, 64 ft | PC | 1 | 1 | 1 | 1 | 556.1
07498391836 | F9TRP5N5NANF065 | OS2,12-Fiber,PLEM,MPO/F-MPO/F,65ft | OS2 12 fiber, interconnect cable assembly, plenum (OFNP) rated, MPO female to MPO female, Method A Std IL with no pulling eye, Yellow, 65 ft | PC | 1 | 1 | 1 | 1 | 557.4
07498391837 | F9TRP5N5NANF066 | OS2,12-Fiber,PLEM,MPO/F-MPO/F,66ft | OS2 12 fiber, interconnect cable assembly, plenum (OFNP) rated, MPO female to MPO female, Method A Std IL with no pulling eye, Yellow, 66 ft | PC | 1 | 1 | 1 | 1 | 558.66
07498391838 | F9TRP5N5NANF067 | OS2,12-Fiber,PLEM,MPO/F-MPO/F,67ft | OS2 12 fiber, interconnect cable assembly, plenum (OFNP) rated, MPO female to MPO female, Method A Std IL with no pulling eye, Yellow, 67 ft | PC | 1 | 1 | 1 | 1 | 559.94
07498391828 | F9TRP5N5NANF068 | OS2,12-Fiber,PLEM,MPO/F-MPO/F,68ft | OS2 12 fiber, interconnect cable assembly, plenum (OFNP) rated, MPO female to MPO female, Method A Std IL with no pulling eye, Yellow, 68 ft | PC | 1 | 1 | 1 | 1 | 561.2
07498391829 | F9TRP5N5NANF069 | OS2,12-Fiber,PLEM,MPO/F-MPO/F,69ft | OS2 12 fiber, interconnect cable assembly, plenum (OFNP) rated, MPO female to MPO female, Method A Std IL with no pulling eye, Yellow, 69 ft | PC | 1 | 1 | 1 | 1 | 562.48
07498391839 | F9TRP5N5NANF070 | OS2,12-Fiber,PLEM,MPO/F-MPO/F,70ft | OS2 12 fiber, interconnect cable assembly, plenum (OFNP) rated, MPO female to MPO female, Method A Std IL with no pulling eye, Yellow, 70 ft | PC | 1 | 1 | 1 | 1 | 563.76
07498391840 | F9TRP5N5NANF071 | OS2,12-Fiber,PLEM,MPO/F-MPO/F,71ft | OS2 12 fiber, interconnect cable assembly, plenum (OFNP) rated, MPO female to MPO female, Method A Std IL with no pulling eye, Yellow, 71 ft | PC | 1 | 1 | 1 | 1 | 565.04
07498391841 | F9TRP5N5NANF072 | OS2,12-Fiber,PLEM,MPO/F-MPO/F,72ft | OS2 12 fiber, interconnect cable assembly, plenum (OFNP) rated, MPO female to MPO female, Method A Std IL with no pulling eye, Yellow, 72 ft | PC | 1 | 1 | 1 | 1 | 566.28
07498391842 | F9TRP5N5NANF073 | OS2,12-Fiber,PLEM,MPO/F-MPO/F,73ft | OS2 12 fiber, interconnect cable assembly, plenum (OFNP) rated, MPO female to MPO female, Method A Std IL with no pulling eye, Yellow, 73 ft | PC | 1 | 1 | 1 | 1 | 567.54
07498391843 | F9TRP5N5NANF074 | OS2,12-Fiber,PLEM,MPO/F-MPO/F,74ft | OS2 12 fiber, interconnect cable assembly, plenum (OFNP) rated, MPO female to MPO female, Method A Std IL with no pulling eye, Yellow, 74 ft | PC | 1 | 1 | 1 | 1 | 568.84
07498391845 | F9TRP5N5NANF075 | OS2,12-Fiber,PLEM,MPO/F-MPO/F,75ft | OS2 12 fiber, interconnect cable assembly, plenum (OFNP) rated, MPO female to MPO female, Method A Std IL with no pulling eye, Yellow, 75 ft | PC | 1 | 1 | 1 | 1 | 570.1
07498391846 | F9TRP5N5NANF076 | OS2,12-Fiber,PLEM,MPO/F-MPO/F,76ft | OS2 12 fiber, interconnect cable assembly, plenum (OFNP) rated, MPO female to MPO female, Method A Std IL with no pulling eye, Yellow, 76 ft | PC | 1 | 1 | 1 | 1 | 571.38
07498391847 | F9TRP5N5NANF077 | OS2,12-Fiber,PLEM,MPO/F-MPO/F,77ft | OS2 12 fiber, interconnect cable assembly, plenum (OFNP) rated, MPO female to MPO female, Method A Std IL with no pulling eye, Yellow, 77 ft | PC | 1 | 1 | 1 | 1 | 572.64
07498391848 | F9TRP5N5NANF078 | OS2,12-Fiber,PLEM,MPO/F-MPO/F,78ft | OS2 12 fiber, interconnect cable assembly, plenum (OFNP) rated, MPO female to MPO female, Method A Std IL with no pulling eye, Yellow, 78 ft | PC | 1 | 1 | 1 | 1 | 573.94
07498391849 | F9TRP5N5NANF079 | OS2,12-Fiber,PLEM,MPO/F-MPO/F,79ft | OS2 12 fiber, interconnect cable assembly, plenum (OFNP) rated, MPO female to MPO female, Method A Std IL with no pulling eye, Yellow, 79 ft | PC | 1 | 1 | 1 | 1 | 575.2
07498391850 | F9TRP5N5NANF080 | OS2,12-Fiber,PLEM,MPO/F-MPO/F,80ft | OS2 12 fiber, interconnect cable assembly, plenum (OFNP) rated, MPO female to MPO female, Method A Std IL with no pulling eye, Yellow, 80 ft | PC | 1 | 1 | 1 | 1 | 576.48
07498391851 | F9TRP5N5NANF081 | OS2,12-Fiber,PLEM,MPO/F-MPO/F,81ft | OS2 12 fiber, interconnect cable assembly, plenum (OFNP) rated, MPO female to MPO female, Method A Std IL with no pulling eye, Yellow, 81 ft | PC | 1 | 1 | 1 | 1 | 577.74
07498391852 | F9TRP5N5NANF082 | OS2,12-Fiber,PLEM,MPO/F-MPO/F,82ft | OS2 12 fiber, interconnect cable assembly, plenum (OFNP) rated, MPO female to MPO female, Method A Std IL with no pulling eye, Yellow, 82 ft | PC | 1 | 1 | 1 | 1 | 579.04
07498391853 | F9TRP5N5NANF083 | OS2,12-Fiber,PLEM,MPO/F-MPO/F,83ft | OS2 12 fiber, interconnect cable assembly, plenum (OFNP) rated, MPO female to MPO female, Method A Std IL with no pulling eye, Yellow, 83 ft | PC | 1 | 1 | 1 | 1 | 580.3
07498391854 | F9TRP5N5NANF084 | OS2,12-Fiber,PLEM,MPO/F-MPO/F,84ft | OS2 12 fiber, interconnect cable assembly, plenum (OFNP) rated, MPO female to MPO female, Method A Std IL with no pulling eye, Yellow, 84 ft | PC | 1 | 1 | 1 | 1 | 581.54
07498391855 | F9TRP5N5NANF085 | OS2,12-Fiber,PLEM,MPO/F-MPO/F,85ft | OS2 12 fiber, interconnect cable assembly, plenum (OFNP) rated, MPO female to MPO female, Method A Std IL with no pulling eye, Yellow, 85 ft | PC | 1 | 1 | 1 | 1 | 582.82
07498391856 | F9TRP5N5NANF086 | OS2,12-Fiber,PLEM,MPO/F-MPO/F,86ft | OS2 12 fiber, interconnect cable assembly, plenum (OFNP) rated, MPO female to MPO female, Method A Std IL with no pulling eye, Yellow, 86 ft | PC | 1 | 1 | 1 | 1 | 584.1
07498391857 | F9TRP5N5NANF087 | OS2,12-Fiber,PLEM,MPO/F-MPO/F,87ft | OS2 12 fiber, interconnect cable assembly, plenum (OFNP) rated, MPO female to MPO female, Method A Std IL with no pulling eye, Yellow, 87 ft | PC | 1 | 1 | 1 | 1 | 585.38
07498391858 | F9TRP5N5NANF088 | OS2,12-Fiber,PLEM,MPO/F-MPO/F,88ft | OS2 12 fiber, interconnect cable assembly, plenum (OFNP) rated, MPO female to MPO female, Method A Std IL with no pulling eye, Yellow, 88 ft | PC | 1 | 1 | 1 | 1 | 586.64
07498391859 | F9TRP5N5NANF089 | OS2,12-Fiber,PLEM,MPO/F-MPO/F,89ft | OS2 12 fiber, interconnect cable assembly, plenum (OFNP) rated, MPO female to MPO female, Method A Std IL with no pulling eye, Yellow, 89 ft | PC | 1 | 1 | 1 | 1 | 587.92
07498391860 | F9TRP5N5NANF090 | OS2,12-Fiber,PLEM,MPO/F-MPO/F,90ft | OS2 12 fiber, interconnect cable assembly, plenum (OFNP) rated, MPO female to MPO female, Method A Std IL with no pulling eye, Yellow, 90 ft | PC | 1 | 1 | 1 | 1 | 589.2
07498391861 | F9TRP5N5NANF091 | OS2,12-Fiber,PLEM,MPO/F-MPO/F,91ft | OS2 12 fiber, interconnect cable assembly, plenum (OFNP) rated, MPO female to MPO female, Method A Std IL with no pulling eye, Yellow, 91 ft | PC | 1 | 1 | 1 | 1 | 590.48
07498391862 | F9TRP5N5NANF092 | OS2,12-Fiber,PLEM,MPO/F-MPO/F,92ft | OS2 12 fiber, interconnect cable assembly, plenum (OFNP) rated, MPO female to MPO female, Method A Std IL with no pulling eye, Yellow, 92 ft | PC | 1 | 1 | 1 | 1 | 591.74
07498391863 | F9TRP5N5NANF093 | OS2,12-Fiber,PLEM,MPO/F-MPO/F,93ft | OS2 12 fiber, interconnect cable assembly, plenum (OFNP) rated, MPO female to MPO female, Method A Std IL with no pulling eye, Yellow, 93 ft | PC | 1 | 1 | 1 | 1 | 593
07498391864 | F9TRP5N5NANF094 | OS2,12-Fiber,PLEM,MPO/F-MPO/F,94ft | OS2 12 fiber, interconnect cable assembly, plenum (OFNP) rated, MPO female to MPO female, Method A Std IL with no pulling eye, Yellow, 94 ft | PC | 1 | 1 | 1 | 1 | 594.28
07498391865 | F9TRP5N5NANF095 | OS2,12-Fiber,PLEM,MPO/F-MPO/F,95ft | OS2 12 fiber, interconnect cable assembly, plenum (OFNP) rated, MPO female to MPO female, Method A Std IL with no pulling eye, Yellow, 95 ft | PC | 1 | 1 | 1 | 1 | 595.54
07498391866 | F9TRP5N5NANF096 | OS2,12-Fiber,PLEM,MPO/F-MPO/F,96ft | OS2 12 fiber, interconnect cable assembly, plenum (OFNP) rated, MPO female to MPO female, Method A Std IL with no pulling eye, Yellow, 96 ft | PC | 1 | 1 | 1 | 1 | 596.82
07498391867 | F9TRP5N5NANF097 | OS2,12-Fiber,PLEM,MPO/F-MPO/F,97ft | OS2 12 fiber, interconnect cable assembly, plenum (OFNP) rated, MPO female to MPO female, Method A Std IL with no pulling eye, Yellow, 97 ft | PC | 1 | 1 | 1 | 1 | 598.08
07498391868 | F9TRP5N5NANF098 | OS2,12-Fiber,PLEM,MPO/F-MPO/F,98ft | OS2 12 fiber, interconnect cable assembly, plenum (OFNP) rated, MPO female to MPO female, Method A Std IL with no pulling eye, Yellow, 98 ft | PC | 1 | 1 | 1 | 1 | 599.36
07498391869 | F9TRP5N5NANF099 | OS2,12-Fiber,PLEM,MPO/F-MPO/F,99ft | OS2 12 fiber, interconnect cable assembly, plenum (OFNP) rated, MPO female to MPO female, Method A Std IL with no pulling eye, Yellow, 99 ft | PC | 1 | 1 | 1 | 1 | 600.64
07498389536 | F9TRP5N5NANF100 | OS2,12-Fiber,PLEM,MPO/F-MPO/F,100ft | OS2 12 fiber, interconnect cable assembly, plenum (OFNP) rated, MPO female to MPO female, Method A Std IL with no pulling eye, Yellow, 100 ft | PC | 1 | 1 | 1 | 1 | 601.92
07498391870 | F9TRP5N5NANF101 | OS2,12-Fiber,PLEM,MPO/F-MPO/F,101ft | OS2 12 fiber, interconnect cable assembly, plenum (OFNP) rated, MPO female to MPO female, Method A Std IL with no pulling eye, Yellow, 101 ft | PC | 1 | 1 | 1 | 1 | 603.18
07498391871 | F9TRP5N5NANF102 | OS2,12-Fiber,PLEM,MPO/F-MPO/F,102ft | OS2 12 fiber, interconnect cable assembly, plenum (OFNP) rated, MPO female to MPO female, Method A Std IL with no pulling eye, Yellow, 102 ft | PC | 1 | 1 | 1 | 1 | 604.44
07498391872 | F9TRP5N5NANF103 | OS2,12-Fiber,PLEM,MPO/F-MPO/F,103ft | OS2 12 fiber, interconnect cable assembly, plenum (OFNP) rated, MPO female to MPO female, Method A Std IL with no pulling eye, Yellow, 103 ft | PC | 1 | 1 | 1 | 1 | 605.74
07498391873 | F9TRP5N5NANF104 | OS2,12-Fiber,PLEM,MPO/F-MPO/F,104ft | OS2 12 fiber, interconnect cable assembly, plenum (OFNP) rated, MPO female to MPO female, Method A Std IL with no pulling eye, Yellow, 104 ft | PC | 1 | 1 | 1 | 1 | 607
07498391874 | F9TRP5N5NANF105 | OS2,12-Fiber,PLEM,MPO/F-MPO/F,105ft | OS2 12 fiber, interconnect cable assembly, plenum (OFNP) rated, MPO female to MPO female, Method A Std IL with no pulling eye, Yellow, 105 ft | PC | 1 | 1 | 1 | 1 | 608.28
07498391875 | F9TRP5N5NANF106 | OS2,12-Fiber,PLEM,MPO/F-MPO/F,106ft | OS2 12 fiber, interconnect cable assembly, plenum (OFNP) rated, MPO female to MPO female, Method A Std IL with no pulling eye, Yellow, 106 ft | PC | 1 | 1 | 1 | 1 | 609.52
07498391876 | F9TRP5N5NANF107 | OS2,12-Fiber,PLEM,MPO/F-MPO/F,107ft | OS2 12 fiber, interconnect cable assembly, plenum (OFNP) rated, MPO female to MPO female, Method A Std IL with no pulling eye, Yellow, 107 ft | PC | 1 | 1 | 1 | 1 | 610.82
07498391877 | F9TRP5N5NANF108 | OS2,12-Fiber,PLEM,MPO/F-MPO/F,108ft | OS2 12 fiber, interconnect cable assembly, plenum (OFNP) rated, MPO female to MPO female, Method A Std IL with no pulling eye, Yellow, 108 ft | PC | 1 | 1 | 1 | 1 | 612.08
07498391878 | F9TRP5N5NANF109 | OS2,12-Fiber,PLEM,MPO/F-MPO/F,109ft | OS2 12 fiber, interconnect cable assembly, plenum (OFNP) rated, MPO female to MPO female, Method A Std IL with no pulling eye, Yellow, 109 ft | PC | 1 | 1 | 1 | 1 | 613.36
07498391879 | F9TRP5N5NANF110 | OS2,12-Fiber,PLEM,MPO/F-MPO/F,110ft | OS2 12 fiber, interconnect cable assembly, plenum (OFNP) rated, MPO female to MPO female, Method A Std IL with no pulling eye, Yellow, 110 ft | PC | 1 | 1 | 1 | 1 | 614.62
07498391881 | F9TRP5N5NANF111 | OS2,12-Fiber,PLEM,MPO/F-MPO/F,111ft | OS2 12 fiber, interconnect cable assembly, plenum (OFNP) rated, MPO female to MPO female, Method A Std IL with no pulling eye, Yellow, 111 ft | PC | 1 | 1 | 1 | 1 | 615.9
07498391882 | F9TRP5N5NANF112 | OS2,12-Fiber,PLEM,MPO/F-MPO/F,112ft | OS2 12 fiber, interconnect cable assembly, plenum (OFNP) rated, MPO female to MPO female, Method A Std IL with no pulling eye, Yellow, 112 ft | PC | 1 | 1 | 1 | 1 | 617.18
07498391883 | F9TRP5N5NANF113 | OS2,12-Fiber,PLEM,MPO/F-MPO/F,113ft | OS2 12 fiber, interconnect cable assembly, plenum (OFNP) rated, MPO female to MPO female, Method A Std IL with no pulling eye, Yellow, 113 ft | PC | 1 | 1 | 1 | 1 | 618.44
07498391884 | F9TRP5N5NANF114 | OS2,12-Fiber,PLEM,MPO/F-MPO/F,114ft | OS2 12 fiber, interconnect cable assembly, plenum (OFNP) rated, MPO female to MPO female, Method A Std IL with no pulling eye, Yellow, 114 ft | PC | 1 | 1 | 1 | 1 | 619.72
07498391885 | F9TRP5N5NANF115 | OS2,12-Fiber,PLEM,MPO/F-MPO/F,115ft | OS2 12 fiber, interconnect cable assembly, plenum (OFNP) rated, MPO female to MPO female, Method A Std IL with no pulling eye, Yellow, 115 ft | PC | 1 | 1 | 1 | 1 | 620.98
07498391886 | F9TRP5N5NANF116 | OS2,12-Fiber,PLEM,MPO/F-MPO/F,116ft | OS2 12 fiber, interconnect cable assembly, plenum (OFNP) rated, MPO female to MPO female, Method A Std IL with no pulling eye, Yellow, 116 ft | PC | 1 | 1 | 1 | 1 | 622.28
07498391887 | F9TRP5N5NANF117 | OS2,12-Fiber,PLEM,MPO/F-MPO/F,117ft | OS2 12 fiber, interconnect cable assembly, plenum (OFNP) rated, MPO female to MPO female, Method A Std IL with no pulling eye, Yellow, 117 ft | PC | 1 | 1 | 1 | 1 | 623.54
07498391888 | F9TRP5N5NANF118 | OS2,12-Fiber,PLEM,MPO/F-MPO/F,118ft | OS2 12 fiber, interconnect cable assembly, plenum (OFNP) rated, MPO female to MPO female, Method A Std IL with no pulling eye, Yellow, 118 ft | PC | 1 | 1 | 1 | 1 | 624.8
07498391889 | F9TRP5N5NANF119 | OS2,12-Fiber,PLEM,MPO/F-MPO/F,119ft | OS2 12 fiber, interconnect cable assembly, plenum (OFNP) rated, MPO female to MPO female, Method A Std IL with no pulling eye, Yellow, 119 ft | PC | 1 | 1 | 1 | 1 | 626.06
07498391890 | F9TRP5N5NANF120 | OS2,12-Fiber,PLEM,MPO/F-MPO/F,120ft | OS2 12 fiber, interconnect cable assembly, plenum (OFNP) rated, MPO female to MPO female, Method A Std IL with no pulling eye, Yellow, 120 ft | PC | 1 | 1 | 1 | 1 | 627.34
07498391891 | F9TRP5N5NANF121 | OS2,12-Fiber,PLEM,MPO/F-MPO/F,121ft | OS2 12 fiber, interconnect cable assembly, plenum (OFNP) rated, MPO female to MPO female, Method A Std IL with no pulling eye, Yellow, 121 ft | PC | 1 | 1 | 1 | 1 | 628.62
07498391892 | F9TRP5N5NANF122 | OS2,12-Fiber,PLEM,MPO/F-MPO/F,122ft | OS2 12 fiber, interconnect cable assembly, plenum (OFNP) rated, MPO female to MPO female, Method A Std IL with no pulling eye, Yellow, 122 ft | PC | 1 | 1 | 1 | 1 | 629.88
07498391893 | F9TRP5N5NANF123 | OS2,12-Fiber,PLEM,MPO/F-MPO/F,123ft | OS2 12 fiber, interconnect cable assembly, plenum (OFNP) rated, MPO female to MPO female, Method A Std IL with no pulling eye, Yellow, 123 ft | PC | 1 | 1 | 1 | 1 | 631.16
07498391894 | F9TRP5N5NANF124 | OS2,12-Fiber,PLEM,MPO/F-MPO/F,124ft | OS2 12 fiber, interconnect cable assembly, plenum (OFNP) rated, MPO female to MPO female, Method A Std IL with no pulling eye, Yellow, 124 ft | PC | 1 | 1 | 1 | 1 | 632.44
07498391895 | F9TRP5N5NANF125 | OS2,12-Fiber,PLEM,MPO/F-MPO/F,125ft | OS2 12 fiber, interconnect cable assembly, plenum (OFNP) rated, MPO female to MPO female, Method A Std IL with no pulling eye, Yellow, 125 ft | PC | 1 | 1 | 1 | 1 | 633.72
07498391896 | F9TRP5N5NANF126 | OS2,12-Fiber,PLEM,MPO/F-MPO/F,126ft | OS2 12 fiber, interconnect cable assembly, plenum (OFNP) rated, MPO female to MPO female, Method A Std IL with no pulling eye, Yellow, 126 ft | PC | 1 | 1 | 1 | 1 | 634.98
07498391897 | F9TRP5N5NANF127 | OS2,12-Fiber,PLEM,MPO/F-MPO/F,127ft | OS2 12 fiber, interconnect cable assembly, plenum (OFNP) rated, MPO female to MPO female, Method A Std IL with no pulling eye, Yellow, 127 ft | PC | 1 | 1 | 1 | 1 | 636.26
07498391898 | F9TRP5N5NANF128 | OS2,12-Fiber,PLEM,MPO/F-MPO/F,128ft | OS2 12 fiber, interconnect cable assembly, plenum (OFNP) rated, MPO female to MPO female, Method A Std IL with no pulling eye, Yellow, 128 ft | PC | 1 | 1 | 1 | 1 | 637.54
07498391899 | F9TRP5N5NANF129 | OS2,12-Fiber,PLEM,MPO/F-MPO/F,129ft | OS2 12 fiber, interconnect cable assembly, plenum (OFNP) rated, MPO female to MPO female, Method A Std IL with no pulling eye, Yellow, 129 ft | PC | 1 | 1 | 1 | 1 | 638.78
07498391900 | F9TRP5N5NANF130 | OS2,12-Fiber,PLEM,MPO/F-MPO/F,130ft | OS2 12 fiber, interconnect cable assembly, plenum (OFNP) rated, MPO female to MPO female, Method A Std IL with no pulling eye, Yellow, 130 ft | PC | 1 | 1 | 1 | 1 | 640.06
07498391901 | F9TRP5N5NANF131 | OS2,12-Fiber,PLEM,MPO/F-MPO/F,131ft | OS2 12 fiber, interconnect cable assembly, plenum (OFNP) rated, MPO female to MPO female, Method A Std IL with no pulling eye, Yellow, 131 ft | PC | 1 | 1 | 1 | 1 | 641.32
07498391902 | F9TRP5N5NANF132 | OS2,12-Fiber,PLEM,MPO/F-MPO/F,132ft | OS2 12 fiber, interconnect cable assembly, plenum (OFNP) rated, MPO female to MPO female, Method A Std IL with no pulling eye, Yellow, 132 ft | PC | 1 | 1 | 1 | 1 | 642.62
07498391903 | F9TRP5N5NANF133 | OS2,12-Fiber,PLEM,MPO/F-MPO/F,133ft | OS2 12 fiber, interconnect cable assembly, plenum (OFNP) rated, MPO female to MPO female, Method A Std IL with no pulling eye, Yellow, 133 ft | PC | 1 | 1 | 1 | 1 | 643.88
07498391904 | F9TRP5N5NANF134 | OS2,12-Fiber,PLEM,MPO/F-MPO/F,134ft | OS2 12 fiber, interconnect cable assembly, plenum (OFNP) rated, MPO female to MPO female, Method A Std IL with no pulling eye, Yellow, 134 ft | PC | 1 | 1 | 1 | 1 | 645.16
07498391905 | F9TRP5N5NANF135 | OS2,12-Fiber,PLEM,MPO/F-MPO/F,135ft | OS2 12 fiber, interconnect cable assembly, plenum (OFNP) rated, MPO female to MPO female, Method A Std IL with no pulling eye, Yellow, 135 ft | PC | 1 | 1 | 1 | 1 | 646.42
07498391906 | F9TRP5N5NANF136 | OS2,12-Fiber,PLEM,MPO/F-MPO/F,136ft | OS2 12 fiber, interconnect cable assembly, plenum (OFNP) rated, MPO female to MPO female, Method A Std IL with no pulling eye, Yellow, 136 ft | PC | 1 | 1 | 1 | 1 | 647.72
07498391907 | F9TRP5N5NANF137 | OS2,12-Fiber,PLEM,MPO/F-MPO/F,137ft | OS2 12 fiber, interconnect cable assembly, plenum (OFNP) rated, MPO female to MPO female, Method A Std IL with no pulling eye, Yellow, 137 ft | PC | 1 | 1 | 1 | 1 | 648.98
07498391908 | F9TRP5N5NANF138 | OS2,12-Fiber,PLEM,MPO/F-MPO/F,138ft | OS2 12 fiber, interconnect cable assembly, plenum (OFNP) rated, MPO female to MPO female, Method A Std IL with no pulling eye, Yellow, 138 ft | PC | 1 | 1 | 1 | 1 | 650.24
07498391909 | F9TRP5N5NANF139 | OS2,12-Fiber,PLEM,MPO/F-MPO/F,139ft | OS2 12 fiber, interconnect cable assembly, plenum (OFNP) rated, MPO female to MPO female, Method A Std IL with no pulling eye, Yellow, 139 ft | PC | 1 | 1 | 1 | 1 | 651.52
07498391910 | F9TRP5N5NANF140 | OS2,12-Fiber,PLEM,MPO/F-MPO/F,140ft | OS2 12 fiber, interconnect cable assembly, plenum (OFNP) rated, MPO female to MPO female, Method A Std IL with no pulling eye, Yellow, 140 ft | PC | 1 | 1 | 1 | 1 | 652.76
07498391911 | F9TRP5N5NANF141 | OS2,12-Fiber,PLEM,MPO/F-MPO/F,141ft | OS2 12 fiber, interconnect cable assembly, plenum (OFNP) rated, MPO female to MPO female, Method A Std IL with no pulling eye, Yellow, 141 ft | PC | 1 | 1 | 1 | 1 | 654.06
07498391912 | F9TRP5N5NANF142 | OS2,12-Fiber,PLEM,MPO/F-MPO/F,142ft | OS2 12 fiber, interconnect cable assembly, plenum (OFNP) rated, MPO female to MPO female, Method A Std IL with no pulling eye, Yellow, 142 ft | PC | 1 | 1 | 1 | 1 | 655.32
07498391913 | F9TRP5N5NANF143 | OS2,12-Fiber,PLEM,MPO/F-MPO/F,143ft | OS2 12 fiber, interconnect cable assembly, plenum (OFNP) rated, MPO female to MPO female, Method A Std IL with no pulling eye, Yellow, 143 ft | PC | 1 | 1 | 1 | 1 | 656.6
07498391914 | F9TRP5N5NANF144 | OS2,12-Fiber,PLEM,MPO/F-MPO/F,144ft | OS2 12 fiber, interconnect cable assembly, plenum (OFNP) rated, MPO female to MPO female, Method A Std IL with no pulling eye, Yellow, 144 ft | PC | 1 | 1 | 1 | 1 | 657.86
07498391915 | F9TRP5N5NANF145 | OS2,12-Fiber,PLEM,MPO/F-MPO/F,145ft | OS2 12 fiber, interconnect cable assembly, plenum (OFNP) rated, MPO female to MPO female, Method A Std IL with no pulling eye, Yellow, 145 ft | PC | 1 | 1 | 1 | 1 | 659.16
07498391916 | F9TRP5N5NANF146 | OS2,12-Fiber,PLEM,MPO/F-MPO/F,146ft | OS2 12 fiber, interconnect cable assembly, plenum (OFNP) rated, MPO female to MPO female, Method A Std IL with no pulling eye, Yellow, 146 ft | PC | 1 | 1 | 1 | 1 | 660.42
07498391917 | F9TRP5N5NANF147 | OS2,12-Fiber,PLEM,MPO/F-MPO/F,147ft | OS2 12 fiber, interconnect cable assembly, plenum (OFNP) rated, MPO female to MPO female, Method A Std IL with no pulling eye, Yellow, 147 ft | PC | 1 | 1 | 1 | 1 | 661.68
07498391918 | F9TRP5N5NANF148 | OS2,12-Fiber,PLEM,MPO/F-MPO/F,148ft | OS2 12 fiber, interconnect cable assembly, plenum (OFNP) rated, MPO female to MPO female, Method A Std IL with no pulling eye, Yellow, 148 ft | PC | 1 | 1 | 1 | 1 | 662.96
07498391919 | F9TRP5N5NANF149 | OS2,12-Fiber,PLEM,MPO/F-MPO/F,149ft | OS2 12 fiber, interconnect cable assembly, plenum (OFNP) rated, MPO female to MPO female, Method A Std IL with no pulling eye, Yellow, 149 ft | PC | 1 | 1 | 1 | 1 | 664.24
07498391920 | F9TRP5N5NANF150 | OS2,12-Fiber,PLEM,MPO/F-MPO/F,150ft | OS2 12 fiber, interconnect cable assembly, plenum (OFNP) rated, MPO female to MPO female, Method A Std IL with no pulling eye, Yellow, 150 ft | PC | 1 | 1 | 1 | 1 | 665.52
07498393234 | F9TRP5N5NANM001 | OS1/2 12 Fiber Interconnect Plenum MPO F | OS1/OS2 12-fiber, interconnect cable assembly, plenum (OFNP) rated, MPO female to MPO female, Method A Std. IL., 1 meter, with no pulling eye. | PC | 1 | 1 | 1 | 1 | 478.88
07498393236 | F9TRP5N5NANM002 | OS1/2 12 Fiber Interconnect Plenum MPO F | OS1/OS2 12-fiber, interconnect cable assembly, plenum (OFNP) rated, MPO female to MPO female, Method A Std. IL., 2 meter, with no pulling eye. | PC | 1 | 1 | 1 | 1 | 483.08
07498393237 | F9TRP5N5NANM003 | OS1/2 12 Fiber Interconnect Plenum MPO F | OS1/OS2 12-fiber, interconnect cable assembly, plenum (OFNP) rated, MPO female to MPO female, Method A Std. IL., 3 meter, with no pulling eye. | PC | 1 | 1 | 1 | 1 | 487.26
07498393238 | F9TRP5N5NANM004 | OS1/2 12 Fiber Interconnect Plenum MPO F | OS1/OS2 12-fiber, interconnect cable assembly, plenum (OFNP) rated, MPO female to MPO female, Method A Std. IL., 4 meter, with no pulling eye. | PC | 1 | 1 | 1 | 1 | 491.42
07498393239 | F9TRP5N5NANM005 | OS1/2 12 Fiber Interconnect Plenum MPO F | OS1/OS2 12-fiber, interconnect cable assembly, plenum (OFNP) rated, MPO female to MPO female, Method A Std. IL., 5 meter, with no pulling eye. | PC | 1 | 1 | 1 | 1 | 495.62
07498393240 | F9TRP5N5NANM006 | OS1/2 12 Fiber Interconnect Plenum MPO F | OS1/OS2 12-fiber, interconnect cable assembly, plenum (OFNP) rated, MPO female to MPO female, Method A Std. IL., 6 meter, with no pulling eye. | PC | 1 | 1 | 1 | 1 | 499.78
07498393241 | F9TRP5N5NANM007 | OS1/2 12 Fiber Interconnect Plenum MPO F | OS1/OS2 12-fiber, interconnect cable assembly, plenum (OFNP) rated, MPO female to MPO female, Method A Std. IL., 7 meter, with no pulling eye. | PC | 1 | 1 | 1 | 1 | 503.96
07498394967 | F9TRP5N5NANM008 | OS1/OS2 12 Fiber Interconnect Plenum MPO | OS1/OS2 12-fiber, interconnect cable assembly, plenum (OFNP) rated, MPO female to MPO female, Method A Std. IL., 8 meter, with no pulling eye. | PC | 1 | 1 | 1 | 1 | 508.14
07498393242 | F9TRP5N5NANM009 | OS1/2 12 Fiber Interconnect Plenum MPO F | OS1/OS2 12-fiber, interconnect cable assembly, plenum (OFNP) rated, MPO female to MPO female, Method A Std. IL., 9 meter, with no pulling eye. | PC | 1 | 1 | 1 | 1 | 512.32
07498393243 | F9TRP5N5NANM010 | OS1/2 12 Fiber Interconnect Plenum MPO F | OS1/OS2 12-fiber, interconnect cable assembly, plenum (OFNP) rated, MPO female to MPO female, Method A Std. IL., 10 meter, with no pulling eye. | PC | 1 | 1 | 1 | 1 | 516.52
07498393244 | F9TRP5N5NANM011 | OS1/2 12 Fiber Interconnect Plenum MPO F | OS1/OS2 12-fiber, interconnect cable assembly, plenum (OFNP) rated, MPO female to MPO female, Method A Std. IL., 11 meter, with no pulling eye. | PC | 1 | 1 | 1 | 1 | 520.68
07498393245 | F9TRP5N5NANM012 | OS1/2 12 Fiber Interconnect Plenum MPO F | OS1/OS2 12-fiber, interconnect cable assembly, plenum (OFNP) rated, MPO female to MPO female, Method A Std. IL., 12 meter, with no pulling eye. | PC | 1 | 1 | 1 | 1 | 524.86
07498393246 | F9TRP5N5NANM013 | OS1/2 12 Fiber Interconnect Plenum MPO F | OS1/OS2 12-fiber, interconnect cable assembly, plenum (OFNP) rated, MPO female to MPO female, Method A Std. IL., 13 meter, with no pulling eye. | PC | 1 | 1 | 1 | 1 | 529.04
07498393380 | F9TRP5N5NANM014 | OS1/OS2 12 Fiber Interconnect Plenum MPO | OS1/OS2 12-fiber, interconnect cable assembly, plenum (OFNP) rated, MPO female to MPO female, Method A Std. IL., 14 meter, with no pulling eye. | PC | 1 | 1 | 1 | 1 | 533.22
07498393247 | F9TRP5N5NANM015 | OS1/2 12 Fiber Interconnect Plenum MPO F | OS1/OS2 12-fiber, interconnect cable assembly, plenum (OFNP) rated, MPO female to MPO female, Method A Std. IL., 15 meter, with no pulling eye. | PC | 1 | 1 | 1 | 1 | 537.38
07498393381 | F9TRP5N5NANM016 | OS1/OS2 12 Fiber Interconnect Plenum MPO | OS1/OS2 12-fiber, interconnect cable assembly, plenum (OFNP) rated, MPO female to MPO female, Method A Std. IL., 16 meter, with no pulling eye. | PC | 1 | 1 | 1 | 1 | 541.6
07498393382 | F9TRP5N5NANM017 | OS1/OS2 12 Fiber Interconnect Plenum MPO | OS1/OS2 12-fiber, interconnect cable assembly, plenum (OFNP) rated, MPO female to MPO female, Method A Std. IL., 17 meter, with no pulling eye. | PC | 1 | 1 | 1 | 1 | 545.76
07498393383 | F9TRP5N5NANM018 | OS1/OS2 12 Fiber Interconnect Plenum MPO | OS1/OS2 12-fiber, interconnect cable assembly, plenum (OFNP) rated, MPO female to MPO female, Method A Std. IL., 18 meter, with no pulling eye. | PC | 1 | 1 | 1 | 1 | 549.94
07498393384 | F9TRP5N5NANM019 | OS1/OS2 12 Fiber Interconnect Plenum MPO | OS1/OS2 12-fiber, interconnect cable assembly, plenum (OFNP) rated, MPO female to MPO female, Method A Std. IL., 19 meter, with no pulling eye. | PC | 1 | 1 | 1 | 1 | 554.14
07498393385 | F9TRP5N5NANM020 | OS1/OS2 12 Fiber Interconnect Plenum MPO | OS1/OS2 12-fiber, interconnect cable assembly, plenum (OFNP) rated, MPO female to MPO female, Method A Std. IL., 20 meter, with no pulling eye. | PC | 1 | 1 | 1 | 1 | 558.3
07498393248 | F9TRP5N5NANM021 | OS1/2 12 Fiber Interconnect Plenum MPO F | OS1/OS2 12-fiber, interconnect cable assembly, plenum (OFNP) rated, MPO female to MPO female, Method A Std. IL., 21 meter, with no pulling eye. | PC | 1 | 1 | 1 | 1 | 562.48
07498393386 | F9TRP5N5NANM022 | OS1/OS2 12 Fiber Interconnect Plenum MPO | OS1/OS2 12-fiber, interconnect cable assembly, plenum (OFNP) rated, MPO female to MPO female, Method A Std. IL., 22 meter, with no pulling eye. | PC | 1 | 1 | 1 | 1 | 566.66
07498393387 | F9TRP5N5NANM023 | OS1/OS2 12 Fiber Interconnect Plenum MPO | OS1/OS2 12-fiber, interconnect cable assembly, plenum (OFNP) rated, MPO female to MPO female, Method A Std. IL., 23 meter, with no pulling eye. | PC | 1 | 1 | 1 | 1 | 570.84
07498393249 | F9TRP5N5NANM024 | OS1/2 12 Fiber Interconnect Plenum MPO F | OS1/OS2 12-fiber, interconnect cable assembly, plenum (OFNP) rated, MPO female to MPO female, Method A Std. IL., 24 meter, with no pulling eye. | PC | 1 | 1 | 1 | 1 | 575.02
07498393250 | F9TRP5N5NANM025 | OS1/2 12 Fiber Interconnect Plenum MPO F | OS1/OS2 12-fiber, interconnect cable assembly, plenum (OFNP) rated, MPO female to MPO female, Method A Std. IL., 25 meter, with no pulling eye. | PC | 1 | 1 | 1 | 1 | 579.2
07498394530 | F9TRP5N5NANM026 | OS1/OS2 12 Fiber Interconnect Plenum MPO | OS1/OS2 12-fiber, interconnect cable assembly, plenum (OFNP) rated, MPO female to MPO female, Method A Std. IL., 26 meter, with no pulling eye. | PC | 1 | 1 | 1 | 1 | 583.38
07498393251 | F9TRP5N5NANM027 | OS1/2 12 Fiber Interconnect Plenum MPO F | OS1/OS2 12-fiber, interconnect cable assembly, plenum (OFNP) rated, MPO female to MPO female, Method A Std. IL., 27 meter, with no pulling eye. | PC | 1 | 1 | 1 | 1 | 587.56
07498393388 | F9TRP5N5NANM028 | OS1/OS2 12 Fiber Interconnect Plenum MPO | OS1/OS2 12-fiber, interconnect cable assembly, plenum (OFNP) rated, MPO female to MPO female, Method A Std. IL., 28 meter, with no pulling eye. | PC | 1 | 1 | 1 | 1 | 591.74
07498393252 | F9TRP5N5NANM029 | OS1/2 12 Fiber Interconnect Plenum MPO F | OS1/OS2 12-fiber, interconnect cable assembly, plenum (OFNP) rated, MPO female to MPO female, Method A Std. IL., 29 meter, with no pulling eye. | PC | 1 | 1 | 1 | 1 | 595.9
07498393253 | F9TRP5N5NANM030 | OS1/2 12 Fiber Interconnect Plenum MPO F | OS1/OS2 12-fiber, interconnect cable assembly, plenum (OFNP) rated, MPO female to MPO female, Method A Std. IL., 30 meter, with no pulling eye. | PC | 1 | 1 | 1 | 1 | 600.1
07498393254 | F9TRP5N5NANM031 | OS1/2 12 Fiber Interconnect Plenum MPO F | OS1/OS2 12-fiber, interconnect cable assembly, plenum (OFNP) rated, MPO female to MPO female, Method A Std. IL., 31 meter, with no pulling eye. | PC | 1 | 1 | 1 | 1 | 604.26
07498393255 | F9TRP5N5NANM032 | OS1/2 12 Fiber Interconnect Plenum MPO F | OS1/OS2 12-fiber, interconnect cable assembly, plenum (OFNP) rated, MPO female to MPO female, Method A Std. IL., 32 meter, with no pulling eye. | PC | 1 | 1 | 1 | 1 | 608.44
07498393256 | F9TRP5N5NANM033 | OS1/2 12 Fiber Interconnect Plenum MPO F | OS1/OS2 12-fiber, interconnect cable assembly, plenum (OFNP) rated, MPO female to MPO female, Method A Std. IL., 33 meter, with no pulling eye. | PC | 1 | 1 | 1 | 1 | 612.64
07498393257 | F9TRP5N5NANM034 | OS1/2 12 Fiber Interconnect Plenum MPO F | OS1/OS2 12-fiber, interconnect cable assembly, plenum (OFNP) rated, MPO female to MPO female, Method A Std. IL., 34 meter, with no pulling eye. | PC | 1 | 1 | 1 | 1 | 616.8
07498393258 | F9TRP5N5NANM035 | OS1/2 12 Fiber Interconnect Plenum MPO F | OS1/OS2 12-fiber, interconnect cable assembly, plenum (OFNP) rated, MPO female to MPO female, Method A Std. IL., 35 meter, with no pulling eye. | PC | 1 | 1 | 1 | 1 | 620.98
07498393259 | F9TRP5N5NANM036 | OS1/2 12 Fiber Interconnect Plenum MPO F | OS1/OS2 12-fiber, interconnect cable assembly, plenum (OFNP) rated, MPO female to MPO female, Method A Std. IL., 36 meter, with no pulling eye. | PC | 1 | 1 | 1 | 1 | 625.16
07498393260 | F9TRP5N5NANM037 | OS1/2 12 Fiber Interconnect Plenum MPO F | OS1/OS2 12-fiber, interconnect cable assembly, plenum (OFNP) rated, MPO female to MPO female, Method A Std. IL., 37 meter, with no pulling eye. | PC | 1 | 1 | 1 | 1 | 629.34
07498393261 | F9TRP5N5NANM038 | OS1/2 12 Fiber Interconnect Plenum MPO F | OS1/OS2 12-fiber, interconnect cable assembly, plenum (OFNP) rated, MPO female to MPO female, Method A Std. IL., 38 meter, with no pulling eye. | PC | 1 | 1 | 1 | 1 | 633.52
07498393262 | F9TRP5N5NANM039 | OS1/2 12 Fiber Interconnect Plenum MPO F | OS1/OS2 12-fiber, interconnect cable assembly, plenum (OFNP) rated, MPO female to MPO female, Method A Std. IL., 39 meter, with no pulling eye. | PC | 1 | 1 | 1 | 1 | 637.7
07498394531 | F9TRP5N5NANM040 | OS1/OS2 12-Fiber Interconnect Plenum MPO | OS1/OS2 12-fiber, interconnect cable assembly, plenum (OFNP) rated, MPO female to MPO female, Method A Std. IL., 40 meter, with no pulling eye. | PC | 1 | 1 | 1 | 1 | 641.88
07498393263 | F9TRP5N5NANM041 | OS1/2 12 Fiber Interconnect Plenum MPO F | OS1/OS2 12-fiber, interconnect cable assembly, plenum (OFNP) rated, MPO female to MPO female, Method A Std. IL., 41 meter, with no pulling eye. | PC | 1 | 1 | 1 | 1 | 646.06
07498393264 | F9TRP5N5NANM042 | OS1/2 12 Fiber Interconnect Plenum MPO F | OS1/OS2 12-fiber, interconnect cable assembly, plenum (OFNP) rated, MPO female to MPO female, Method A Std. IL., 42 meter, with no pulling eye. | PC | 1 | 1 | 1 | 1 | 650.24
07498393265 | F9TRP5N5NANM043 | OS1/2 12 Fiber Interconnect Plenum MPO F | OS1/OS2 12-fiber, interconnect cable assembly, plenum (OFNP) rated, MPO female to MPO female, Method A Std. IL., 43 meter, with no pulling eye. | PC | 1 | 1 | 1 | 1 | 654.4
07498393266 | F9TRP5N5NANM044 | OS1/2 12 Fiber Interconnect Plenum MPO F | OS1/OS2 12-fiber, interconnect cable assembly, plenum (OFNP) rated, MPO female to MPO female, Method A Std. IL., 44 meter, with no pulling eye. | PC | 1 | 1 | 1 | 1 | 658.62
07498393267 | F9TRP5N5NANM045 | OS1/2 12 Fiber Interconnect Plenum MPO F | OS1/OS2 12-fiber, interconnect cable assembly, plenum (OFNP) rated, MPO female to MPO female, Method A Std. IL., 45 meter, with no pulling eye. | PC | 1 | 1 | 1 | 1 | 662.78
07498393268 | F9TRP5N5NANM046 | OS1/2 12 Fiber Interconnect Plenum MPO F | OS1/OS2 12-fiber, interconnect cable assembly, plenum (OFNP) rated, MPO female to MPO female, Method A Std. IL., 46 meter, with no pulling eye. | PC | 1 | 1 | 1 | 1 | 666.96
07498393269 | F9TRP5N5NANM047 | OS1/2 12 Fiber Interconnect Plenum MPO F | OS1/OS2 12-fiber, interconnect cable assembly, plenum (OFNP) rated, MPO female to MPO female, Method A Std. IL., 47 meter, with no pulling eye. | PC | 1 | 1 | 1 | 1 | 671.16
07498393270 | F9TRP5N5NANM048 | OS1/2 12 Fiber Interconnect Plenum MPO F | OS1/OS2 12-fiber, interconnect cable assembly, plenum (OFNP) rated, MPO female to MPO female, Method A Std. IL., 48 meter, with no pulling eye. | PC | 1 | 1 | 1 | 1 | 675.32
07498393271 | F9TRP5N5NANM049 | OS1/2 12 Fiber Interconnect Plenum MPO F | OS1/OS2 12-fiber, interconnect cable assembly, plenum (OFNP) rated, MPO female to MPO female, Method A Std. IL., 49 meter, with no pulling eye. | PC | 1 | 1 | 1 | 1 | 679.52
07498393272 | F9TRP5N5NANM050 | OS1/2 12 Fiber Interconnect Plenum MPO F | OS1/OS2 12-fiber, interconnect cable assembly, plenum (OFNP) rated, MPO female to MPO female, Method A Std. IL., 50 meter, with no pulling eye. | PC | 1 | 1 | 1 | 1 | 683.68
07498308520 | F9TRP5NQSSNF003 | OS2,12-Fiber,RH,MPO-LC P/P,PLEM,3ft | OS1/OS2, 12-fiber, harness cable assembly, plenum rated, Female MPO to LC duplex with 61cm (24 Inch) equal breakout, Standard IL, 3 feet | PC | 1 | 1 | 1 | 1 | 678.42
07498309069 | F9TRP5NQSSNF004 | OS2,12-Fiber,RH,MPO-LC P/P,PLEM,4ft | OS1/OS2, 12-fiber, harness cable assembly, plenum rated, Female MPO to LC duplex with 61cm (24 Inch) equal breakout, Standard IL,4 feet | PC | 1 | 1 | 1 | 1 | 679.68
07498309070 | F9TRP5NQSSNF005 | OS2,12-Fiber,RH,MPO-LC P/P,PLEM,5ft | OS1/OS2, 12-fiber, harness cable assembly, plenum rated, Female MPO to LC duplex with 61cm (24 Inch) equal breakout, Standard IL,5 feet | PC | 1 | 1 | 1 | 1 | 680.96
07498309071 | F9TRP5NQSSNF006 | OS2,12-Fiber,RH,MPO-LC P/P,PLEM,6ft | OS1/OS2, 12-fiber, harness cable assembly, plenum rated, Female MPO to LC duplex with 61cm (24 Inch) equal breakout, Standard IL,6 feet | PC | 1 | 1 | 1 | 1 | 682.22
07498309072 | F9TRP5NQSSNF007 | OS2,12-Fiber,RH,MPO-LC P/P,PLEM,7ft | OS1/OS2, 12-fiber, harness cable assembly, plenum rated, Female MPO to LC duplex with 61cm (24 Inch) equal breakout, Standard IL,7 feet | PC | 1 | 1 | 1 | 1 | 683.5
07498309073 | F9TRP5NQSSNF008 | OS2,12-Fiber,RH,MPO-LC P/P,PLEM,8ft | OS1/OS2, 12-fiber, harness cable assembly, plenum rated, Female MPO to LC duplex with 61cm (24 Inch) equal breakout, Standard IL,8 feet | PC | 1 | 1 | 1 | 1 | 684.78
07498309074 | F9TRP5NQSSNF009 | OS2,12-Fiber,RH,MPO-LC P/P,PLEM,9ft | OS1/OS2, 12-fiber, harness cable assembly, plenum rated, Female MPO to LC duplex with 61cm (24 Inch) equal breakout, Standard IL,9 feet | PC | 1 | 1 | 1 | 1 | 686.04
07498309080 | F9TRP5NQSSNF010 | OS2,12-Fiber,RH,MPO-LC P/P,PLEM,10ft | OS1/OS2, 12-fiber, harness cable assembly, plenum rated, Female MPO to LC duplex with 61cm (24 Inch) equal breakout, Standard IL,10 feet | PC | 1 | 1 | 1 | 1 | 687.32
07498309081 | F9TRP5NQSSNF011 | OS2,12-Fiber,RH,MPO-LC P/P,PLEM,11ft | OS1/OS2, 12-fiber, harness cable assembly, plenum rated, Female MPO to LC duplex with 61cm (24 Inch) equal breakout, Standard IL,11 feet | PC | 1 | 1 | 1 | 1 | 688.58
07498309084 | F9TRP5NQSSNF012 | OS2,12-Fiber,RH,MPO-LC P/P,PLEM,12ft | OS1/OS2, 12-fiber, harness cable assembly, plenum rated, Female MPO to LC duplex with 61cm (24 Inch) equal breakout, Standard IL,12 feet | PC | 1 | 1 | 1 | 1 | 689.86
07498308522 | F9TRP5NQSSNF013 | OS2,12-Fiber,RH,MPO-LC P/P,PLEM,13ft | OS1/OS2, 12-fiber, harness cable assembly, plenum rated, Female MPO to LC duplex with 61cm (24 Inch) equal breakout, Standard IL, 13 feet | PC | 1 | 1 | 1 | 1 | 691.12
07498309087 | F9TRP5NQSSNF014 | OS2,12-Fiber,RH,MPO-LC P/P,PLEM,14ft | OS1/OS2, 12-fiber, harness cable assembly, plenum rated, Female MPO to LC duplex with 61cm (24 Inch) equal breakout, Standard IL,14 feet | PC | 1 | 1 | 1 | 1 | 692.4
07498309088 | F9TRP5NQSSNF015 | OS2,12-Fiber,RH,MPO-LC P/P,PLEM,15ft | OS1/OS2, 12-fiber, harness cable assembly, plenum rated, Female MPO to LC duplex with 61cm (24 Inch) equal breakout, Standard IL,15 feet | PC | 1 | 1 | 1 | 1 | 693.66
07498309092 | F9TRP5NQSSNF016 | OS2,12-Fiber,RH,MPO-LC P/P,PLEM,16ft | OS1/OS2, 12-fiber, harness cable assembly, plenum rated, Female MPO to LC duplex with 61cm (24 Inch) equal breakout, Standard IL,16 feet | PC | 1 | 1 | 1 | 1 | 694.94
07498309095 | F9TRP5NQSSNF017 | OS2,12-Fiber,RH,MPO-LC P/P,PLEM,17ft | OS1/OS2, 12-fiber, harness cable assembly, plenum rated, Female MPO to LC duplex with 61cm (24 Inch) equal breakout, Standard IL,17 feet | PC | 1 | 1 | 1 | 1 | 696.22
07498309098 | F9TRP5NQSSNF018 | OS2,12-Fiber,RH,MPO-LC P/P,PLEM,18ft | OS1/OS2, 12-fiber, harness cable assembly, plenum rated, Female MPO to LC duplex with 61cm (24 Inch) equal breakout, Standard IL,18 feet | PC | 1 | 1 | 1 | 1 | 697.48
07498309102 | F9TRP5NQSSNF019 | OS2,12-Fiber,RH,MPO-LC P/P,PLEM,19ft | OS1/OS2, 12-fiber, harness cable assembly, plenum rated, Female MPO to LC duplex with 61cm (24 Inch) equal breakout, Standard IL,19 feet | PC | 1 | 1 | 1 | 1 | 698.76
07498309104 | F9TRP5NQSSNF020 | OS2,12-Fiber,RH,MPO-LC P/P,PLEM,20ft | OS1/OS2, 12-fiber, harness cable assembly, plenum rated, Female MPO to LC duplex with 61cm (24 Inch) equal breakout, Standard IL,20 feet | PC | 1 | 1 | 1 | 1 | 700.04
07498309106 | F9TRP5NQSSNF021 | OS2,12-Fiber,RH,MPO-LC P/P,PLEM,21ft | OS1/OS2, 12-fiber, harness cable assembly, plenum rated, Female MPO to LC duplex with 61cm (24 Inch) equal breakout, Standard IL,21 feet | PC | 1 | 1 | 1 | 1 | 701.32
07498309110 | F9TRP5NQSSNF022 | OS2,12-Fiber,RH,MPO-LC P/P,PLEM,22ft | OS1/OS2, 12-fiber, harness cable assembly, plenum rated, Female MPO to LC duplex with 61cm (24 Inch) equal breakout, Standard IL,22 feet | PC | 1 | 1 | 1 | 1 | 702.56
07498309115 | F9TRP5NQSSNF023 | OS2,12-Fiber,RH,MPO-LC P/P,PLEM,23ft | OS1/OS2, 12-fiber, harness cable assembly, plenum rated, Female MPO to LC duplex with 61cm (24 Inch) equal breakout, Standard IL,23 feet | PC | 1 | 1 | 1 | 1 | 703.84
07498309116 | F9TRP5NQSSNF024 | OS2,12-Fiber,RH,MPO-LC P/P,PLEM,24ft | OS1/OS2, 12-fiber, harness cable assembly, plenum rated, Female MPO to LC duplex with 61cm (24 Inch) equal breakout, Standard IL,24 feet | PC | 1 | 1 | 1 | 1 | 705.12
07498309124 | F9TRP5NQSSNF025 | OS2,12-Fiber,RH,MPO-LC P/P,PLEM,25ft | OS1/OS2, 12-fiber, harness cable assembly, plenum rated, Female MPO to LC duplex with 61cm (24 Inch) equal breakout, Standard IL,25 feet | PC | 1 | 1 | 1 | 1 | 706.38
07498309125 | F9TRP5NQSSNF026 | OS2,12-Fiber,RH,MPO-LC P/P,PLEM,26ft | OS1/OS2, 12-fiber, harness cable assembly, plenum rated, Female MPO to LC duplex with 61cm (24 Inch) equal breakout, Standard IL,26 feet | PC | 1 | 1 | 1 | 1 | 707.66
07498309127 | F9TRP5NQSSNF027 | OS2,12-Fiber,RH,MPO-LC P/P,PLEM,27ft | OS1/OS2, 12-fiber, harness cable assembly, plenum rated, Female MPO to LC duplex with 61cm (24 Inch) equal breakout, Standard IL,27 feet | PC | 1 | 1 | 1 | 1 | 708.92
07498309140 | F9TRP5NQSSNF028 | OS2,12-Fiber,RH,MPO-LC P/P,PLEM,28ft | OS1/OS2, 12-fiber, harness cable assembly, plenum rated, Female MPO to LC duplex with 61cm (24 Inch) equal breakout, Standard IL,28 feet | PC | 1 | 1 | 1 | 1 | 710.22
07498309145 | F9TRP5NQSSNF029 | OS2,12-Fiber,RH,MPO-LC P/P,PLEM,29ft | OS1/OS2, 12-fiber, harness cable assembly, plenum rated, Female MPO to LC duplex with 61cm (24 Inch) equal breakout, Standard IL,29 feet | PC | 1 | 1 | 1 | 1 | 711.48
07498309151 | F9TRP5NQSSNF030 | OS2,12-Fiber,RH,MPO-LC P/P,PLEM,30ft | OS1/OS2, 12-fiber, harness cable assembly, plenum rated, Female MPO to LC duplex with 61cm (24 Inch) equal breakout, Standard IL,30 feet | PC | 1 | 1 | 1 | 1 | 712.76
07498309153 | F9TRP6NQSSNF003 | OS2 12-Fiber Round Harness, Plenum, Male | OS2 12-Fiber Round Harness, Plenum, Male MPO to LC Push-Pull, 24-inch breakout, Standard IL - 3 feet | PC | 1 | 1 | 1 | 1 | 678.42
07498309168 | F9TRP6NQSSNF004 | OS2 12-Fiber Round Harness, Plenum, Male | OS2 12-Fiber Round Harness, Plenum, Male MPO to LC Push-Pull, 24-inch breakout, Standard IL - 4 feet | PC | 1 | 1 | 1 | 1 | 679.68
07498309174 | F9TRP6NQSSNF005 | OS2 12-Fiber Round Harness, Plenum, Male | OS2 12-Fiber Round Harness, Plenum, Male MPO to LC Push-Pull, 24-inch breakout, Standard IL - 5 feet | PC | 1 | 1 | 1 | 1 | 680.96
07498309213 | F9TRP6NQSSNF006 | OS2 12-Fiber Round Harness, Plenum, Male | OS2 12-Fiber Round Harness, Plenum, Male MPO to LC Push-Pull, 24-inch breakout, Standard IL - 6 feet | PC | 1 | 1 | 1 | 1 | 682.22
07498309215 | F9TRP6NQSSNF007 | OS2 12-Fiber Round Harness, Plenum, Male | OS2 12-Fiber Round Harness, Plenum, Male MPO to LC Push-Pull, 24-inch breakout, Standard IL - 7 feet | PC | 1 | 1 | 1 | 1 | 683.5
07498309217 | F9TRP6NQSSNF008 | OS2 12-Fiber Round Harness, Plenum, Male | OS2 12-Fiber Round Harness, Plenum, Male MPO to LC Push-Pull, 24-inch breakout, Standard IL - 8 feet | PC | 1 | 1 | 1 | 1 | 684.78
07498309220 | F9TRP6NQSSNF009 | OS2 12-Fiber Round Harness, Plenum, Male | OS2 12-Fiber Round Harness, Plenum, Male MPO to LC Push-Pull, 24-inch breakout, Standard IL - 9 feet | PC | 1 | 1 | 1 | 1 | 686.04
07498309221 | F9TRP6NQSSNF010 | OS2 12-Fiber Round Harness, Plenum, Male | OS2 12-Fiber Round Harness, Plenum, Male MPO to LC Push-Pull, 24-inch breakout, Standard IL - 10 feet | PC | 1 | 1 | 1 | 1 | 687.32
07498309236 | F9TRP6NQSSNF011 | OS2 12-Fiber Round Harness, Plenum, Male | OS2 12-Fiber Round Harness, Plenum, Male MPO to LC Push-Pull, 24-inch breakout, Standard IL - 11 feet | PC | 1 | 1 | 1 | 1 | 688.58
07498309240 | F9TRP6NQSSNF012 | OS2 12-Fiber Round Harness, Plenum, Male | OS2 12-Fiber Round Harness, Plenum, Male MPO to LC Push-Pull, 24-inch breakout, Standard IL - 12 feet | PC | 1 | 1 | 1 | 1 | 689.86
07498309242 | F9TRP6NQSSNF013 | OS2 12-Fiber Round Harness, Plenum, Male | OS2 12-Fiber Round Harness, Plenum, Male MPO to LC Push-Pull, 24-inch breakout, Standard IL - 13 feet | PC | 1 | 1 | 1 | 1 | 691.12
07498309247 | F9TRP6NQSSNF014 | OS2 12-Fiber Round Harness, Plenum, Male | OS2 12-Fiber Round Harness, Plenum, Male MPO to LC Push-Pull, 24-inch breakout, Standard IL - 14 feet | PC | 1 | 1 | 1 | 1 | 692.4
07498309252 | F9TRP6NQSSNF015 | OS2 12-Fiber Round Harness, Plenum, Male | OS2 12-Fiber Round Harness, Plenum, Male MPO to LC Push-Pull, 24-inch breakout, Standard IL - 15 feet | PC | 1 | 1 | 1 | 1 | 693.66
07498309257 | F9TRP6NQSSNF016 | OS2 12-Fiber Round Harness, Plenum, Male | OS2 12-Fiber Round Harness, Plenum, Male MPO to LC Push-Pull, 24-inch breakout, Standard IL - 16 feet | PC | 1 | 1 | 1 | 1 | 694.94
07498309258 | F9TRP6NQSSNF017 | OS2 12-Fiber Round Harness, Plenum, Male | OS2 12-Fiber Round Harness, Plenum, Male MPO to LC Push-Pull, 24-inch breakout, Standard IL - 17 feet | PC | 1 | 1 | 1 | 1 | 696.22
07498309259 | F9TRP6NQSSNF018 | OS2 12-Fiber Round Harness, Plenum, Male | OS2 12-Fiber Round Harness, Plenum, Male MPO to LC Push-Pull, 24-inch breakout, Standard IL - 18 feet | PC | 1 | 1 | 1 | 1 | 697.48
07498309260 | F9TRP6NQSSNF019 | OS2 12-Fiber Round Harness, Plenum, Male | OS2 12-Fiber Round Harness, Plenum, Male MPO to LC Push-Pull, 24-inch breakout, Standard IL - 19 feet | PC | 1 | 1 | 1 | 1 | 698.76
07498309270 | F9TRP6NQSSNF020 | OS2 12-Fiber Round Harness, Plenum, Male | OS2 12-Fiber Round Harness, Plenum, Male MPO to LC Push-Pull, 24-inch breakout, Standard IL - 20 feet | PC | 1 | 1 | 1 | 1 | 700.04
07498309271 | F9TRP6NQSSNF021 | OS2 12-Fiber Round Harness, Plenum, Male | OS2 12-Fiber Round Harness, Plenum, Male MPO to LC Push-Pull, 24-inch breakout, Standard IL - 21 feet | PC | 1 | 1 | 1 | 1 | 701.32
07498309273 | F9TRP6NQSSNF022 | OS2 12-Fiber Round Harness, Plenum, Male | OS2 12-Fiber Round Harness, Plenum, Male MPO to LC Push-Pull, 24-inch breakout, Standard IL - 22 feet | PC | 1 | 1 | 1 | 1 | 702.56
07498309275 | F9TRP6NQSSNF023 | OS2 12-Fiber Round Harness, Plenum, Male | OS2 12-Fiber Round Harness, Plenum, Male MPO to LC Push-Pull, 24-inch breakout, Standard IL - 23 feet | PC | 1 | 1 | 1 | 1 | 703.84
07498309276 | F9TRP6NQSSNF024 | OS2 12-Fiber Round Harness, Plenum, Male | OS2 12-Fiber Round Harness, Plenum, Male MPO to LC Push-Pull, 24-inch breakout, Standard IL - 24 feet | PC | 1 | 1 | 1 | 1 | 705.12
07498309278 | F9TRP6NQSSNF025 | OS2 12-Fiber Round Harness, Plenum, Male | OS2 12-Fiber Round Harness, Plenum, Male MPO to LC Push-Pull, 24-inch breakout, Standard IL - 25 feet | PC | 1 | 1 | 1 | 1 | 706.38
07498309279 | F9TRP6NQSSNF026 | OS2 12-Fiber Round Harness, Plenum, Male | OS2 12-Fiber Round Harness, Plenum, Male MPO to LC Push-Pull, 24-inch breakout, Standard IL - 26 feet | PC | 1 | 1 | 1 | 1 | 707.66
07498309280 | F9TRP6NQSSNF027 | OS2 12-Fiber Round Harness, Plenum, Male | OS2 12-Fiber Round Harness, Plenum, Male MPO to LC Push-Pull, 24-inch breakout, Standard IL - 27 feet | PC | 1 | 1 | 1 | 1 | 708.92
07498309285 | F9TRP6NQSSNF028 | OS2 12-Fiber Round Harness, Plenum, Male | OS2 12-Fiber Round Harness, Plenum, Male MPO to LC Push-Pull, 24-inch breakout, Standard IL - 28 feet | PC | 1 | 1 | 1 | 1 | 710.22
07498309298 | F9TRP6NQSSNF029 | OS2 12-Fiber Round Harness, Plenum, Male | OS2 12-Fiber Round Harness, Plenum, Male MPO to LC Push-Pull, 24-inch breakout, Standard IL - 29 feet | PC | 1 | 1 | 1 | 1 | 711.48
07498309305 | F9TRP6NQSSNF030 | OS2 12-Fiber Round Harness, Plenum, Male | OS2 12-Fiber Round Harness, Plenum, Male MPO to LC Push-Pull, 24-inch breakout, Standard IL - 30 feet | PC | 1 | 1 | 1 | 1 | 712.76
61305657576 | F9TRP7N7NANF003 | OS2 12f Interconnect OFNP PanMPO F/PanMP |  | PC | 1 | 1 | 1 | 1 | 478.56
61305657586 | F9TRP7N7NANF004 | OS2 12f Interconnect OFNP PanMPO F/PanMP |  | PC | 1 | 1 | 1 | 1 | 479.84
61305657597 | F9TRP7N7NANF005 | OS2 12f Interconnect OFNP PanMPO F/PanMP |  | PC | 1 | 1 | 1 | 1 | 481.08
61305657598 | F9TRP7N7NANF006 | OS2 12f Interconnect OFNP PanMPO F/PanMP |  | PC | 1 | 1 | 1 | 1 | 482.36
61305657599 | F9TRP7N7NANF007 | OS2 12f Interconnect OFNP PanMPO F/PanMP |  | PC | 1 | 1 | 1 | 1 | 483.62
61305657600 | F9TRP7N7NANF008 | OS2 12f Interconnect OFNP PanMPO F/PanMP |  | PC | 1 | 1 | 1 | 1 | 484.88
61305657601 | F9TRP7N7NANF009 | OS2 12f Interconnect OFNP PanMPO F/PanMP |  | PC | 1 | 1 | 1 | 1 | 486.16
61305657602 | F9TRP7N7NANF010 | OS2 12f Interconnect OFNP PanMPO F/PanMP |  | PC | 1 | 1 | 1 | 1 | 487.42
61305657603 | F9TRP7N7NANF011 | OS2 12f Interconnect OFNP PanMPO F/PanMP |  | PC | 1 | 1 | 1 | 1 | 488.7
61305657604 | F9TRP7N7NANF012 | OS2 12f Interconnect OFNP PanMPO F/PanMP |  | PC | 1 | 1 | 1 | 1 | 489.96
61305657605 | F9TRP7N7NANF013 | OS2 12f Interconnect OFNP PanMPO F/PanMP |  | PC | 1 | 1 | 1 | 1 | 491.24
61305657606 | F9TRP7N7NANF014 | OS2 12f Interconnect OFNP PanMPO F/PanMP |  | PC | 1 | 1 | 1 | 1 | 492.5
61305657607 | F9TRP7N7NANF015 | OS2 12f Interconnect OFNP PanMPO F/PanMP |  | PC | 1 | 1 | 1 | 1 | 493.76
61305657608 | F9TRP7N7NANF016 | OS2 12f Interconnect OFNP PanMPO F/PanMP |  | PC | 1 | 1 | 1 | 1 | 495.02
61305657609 | F9TRP7N7NANF017 | OS2 12f Interconnect OFNP PanMPO F/PanMP |  | PC | 1 | 1 | 1 | 1 | 496.28
61305657610 | F9TRP7N7NANF018 | OS2 12f Interconnect OFNP PanMPO F/PanMP |  | PC | 1 | 1 | 1 | 1 | 497.56
61305657611 | F9TRP7N7NANF019 | OS2 12f Interconnect OFNP PanMPO F/PanMP |  | PC | 1 | 1 | 1 | 1 | 498.82
61305657612 | F9TRP7N7NANF020 | OS2 12f Interconnect OFNP PanMPO F/PanMP |  | PC | 1 | 1 | 1 | 1 | 500.1
61305657613 | F9TRP7N7NANF021 | OS2 12f Interconnect OFNP PanMPO F/PanMP |  | PC | 1 | 1 | 1 | 1 | 501.36
61305657614 | F9TRP7N7NANF022 | OS2 12f Interconnect OFNP PanMPO F/PanMP |  | PC | 1 | 1 | 1 | 1 | 502.64
61305657615 | F9TRP7N7NANF023 | OS2 12f Interconnect OFNP PanMPO F/PanMP |  | PC | 1 | 1 | 1 | 1 | 503.9
61305657616 | F9TRP7N7NANF024 | OS2 12f Interconnect OFNP PanMPO F/PanMP |  | PC | 1 | 1 | 1 | 1 | 505.16
61305657617 | F9TRP7N7NANF025 | OS2 12f Interconnect OFNP PanMPO F/PanMP |  | PC | 1 | 1 | 1 | 1 | 506.42
61305657592 | F9TRP7N7NANF026 | OS2 12f Interconnect OFNP PanMPO F/PanMP |  | PC | 1 | 1 | 1 | 1 | 507.68
61305657618 | F9TRP7N7NANF027 | OS2 12f Interconnect OFNP PanMPO F/PanMP |  | PC | 1 | 1 | 1 | 1 | 508.96
61305657619 | F9TRP7N7NANF028 | OS2 12f Interconnect OFNP PanMPO F/PanMP |  | PC | 1 | 1 | 1 | 1 | 510.22
61305657620 | F9TRP7N7NANF029 | OS2 12f Interconnect OFNP PanMPO F/PanMP |  | PC | 1 | 1 | 1 | 1 | 511.5
61305657621 | F9TRP7N7NANF030 | OS2 12f Interconnect OFNP PanMPO F/PanMP |  | PC | 1 | 1 | 1 | 1 | 512.76
61305657622 | F9TRP7N7NANF031 | OS2 12f Interconnect OFNP PanMPO F/PanMP |  | PC | 1 | 1 | 1 | 1 | 514.04
61305657623 | F9TRP7N7NANF032 | OS2 12f Interconnect OFNP PanMPO F/PanMP |  | PC | 1 | 1 | 1 | 1 | 515.3
61305657624 | F9TRP7N7NANF033 | OS2 12f Interconnect OFNP PanMPO F/PanMP |  | PC | 1 | 1 | 1 | 1 | 516.56
61305657625 | F9TRP7N7NANF034 | OS2 12f Interconnect OFNP PanMPO F/PanMP |  | PC | 1 | 1 | 1 | 1 | 517.84
61305657626 | F9TRP7N7NANF035 | OS2 12f Interconnect OFNP PanMPO F/PanMP |  | PC | 1 | 1 | 1 | 1 | 519.08
61305657627 | F9TRP7N7NANF036 | OS2 12f Interconnect OFNP PanMPO F/PanMP |  | PC | 1 | 1 | 1 | 1 | 520.36
61305657628 | F9TRP7N7NANF037 | OS2 12f Interconnect OFNP PanMPO F/PanMP |  | PC | 1 | 1 | 1 | 1 | 521.62
61305657629 | F9TRP7N7NANF038 | OS2 12f Interconnect OFNP PanMPO F/PanMP |  | PC | 1 | 1 | 1 | 1 | 522.9
61305657630 | F9TRP7N7NANF039 | OS2 12f Interconnect OFNP PanMPO F/PanMP |  | PC | 1 | 1 | 1 | 1 | 524.16
61305657631 | F9TRP7N7NANF040 | OS2 12f Interconnect OFNP PanMPO F/PanMP |  | PC | 1 | 1 | 1 | 1 | 525.42
61305657632 | F9TRP7N7NANF041 | OS2 12f Interconnect OFNP PanMPO F/PanMP |  | PC | 1 | 1 | 1 | 1 | 526.7
61305657633 | F9TRP7N7NANF042 | OS2 12f Interconnect OFNP PanMPO F/PanMP |  | PC | 1 | 1 | 1 | 1 | 527.96
61305657634 | F9TRP7N7NANF043 | OS2 12f Interconnect OFNP PanMPO F/PanMP |  | PC | 1 | 1 | 1 | 1 | 529.24
61305657635 | F9TRP7N7NANF044 | OS2 12f Interconnect OFNP PanMPO F/PanMP |  | PC | 1 | 1 | 1 | 1 | 530.5
61305657636 | F9TRP7N7NANF045 | OS2 12f Interconnect OFNP PanMPO F/PanMP |  | PC | 1 | 1 | 1 | 1 | 531.76
61305657637 | F9TRP7N7NANF046 | OS2 12f Interconnect OFNP PanMPO F/PanMP |  | PC | 1 | 1 | 1 | 1 | 533.02
61305657638 | F9TRP7N7NANF047 | OS2 12f Interconnect OFNP PanMPO F/PanMP |  | PC | 1 | 1 | 1 | 1 | 534.28
61305657639 | F9TRP7N7NANF048 | OS2 12f Interconnect OFNP PanMPO F/PanMP |  | PC | 1 | 1 | 1 | 1 | 535.56
61305657640 | F9TRP7N7NANF049 | OS2 12f Interconnect OFNP PanMPO F/PanMP |  | PC | 1 | 1 | 1 | 1 | 536.82
61305657641 | F9TRP7N7NANF050 | OS2 12f Interconnect OFNP PanMPO F/PanMP |  | PC | 1 | 1 | 1 | 1 | 538.1
61305657642 | F9TRP7N7NANF051 | OS2 12f Interconnect OFNP PanMPO F/PanMP |  | PC | 1 | 1 | 1 | 1 | 539.36
61305657643 | F9TRP7N7NANF052 | OS2 12f Interconnect OFNP PanMPO F/PanMP |  | PC | 1 | 1 | 1 | 1 | 540.64
61305657644 | F9TRP7N7NANF053 | OS2 12f Interconnect OFNP PanMPO F/PanMP |  | PC | 1 | 1 | 1 | 1 | 541.9
61305657645 | F9TRP7N7NANF054 | OS2 12f Interconnect OFNP PanMPO F/PanMP |  | PC | 1 | 1 | 1 | 1 | 543.18
61305657646 | F9TRP7N7NANF055 | OS2 12f Interconnect OFNP PanMPO F/PanMP |  | PC | 1 | 1 | 1 | 1 | 544.42
61305657647 | F9TRP7N7NANF056 | OS2 12f Interconnect OFNP PanMPO F/PanMP |  | PC | 1 | 1 | 1 | 1 | 545.68
61305657648 | F9TRP7N7NANF057 | OS2 12f Interconnect OFNP PanMPO F/PanMP |  | PC | 1 | 1 | 1 | 1 | 546.96
61305657649 | F9TRP7N7NANF058 | OS2 12f Interconnect OFNP PanMPO F/PanMP |  | PC | 1 | 1 | 1 | 1 | 548.22
61305657650 | F9TRP7N7NANF059 | OS2 12f Interconnect OFNP PanMPO F/PanMP |  | PC | 1 | 1 | 1 | 1 | 549.5
61305657651 | F9TRP7N7NANF060 | OS2 12f Interconnect OFNP PanMPO F/PanMP |  | PC | 1 | 1 | 1 | 1 | 550.76
61305657652 | F9TRP7N7NANF061 | OS2 12f Interconnect OFNP PanMPO F/PanMP |  | PC | 1 | 1 | 1 | 1 | 552.04
61305657655 | F9TRP7N7NANF062 | OS2 12f Interconnect OFNP PanMPO F/PanMP |  | PC | 1 | 1 | 1 | 1 | 553.3
61305657656 | F9TRP7N7NANF063 | OS2 12f Interconnect OFNP PanMPO F/PanMP |  | PC | 1 | 1 | 1 | 1 | 554.56
61305657657 | F9TRP7N7NANF064 | OS2 12f Interconnect OFNP PanMPO F/PanMP |  | PC | 1 | 1 | 1 | 1 | 555.84
61305657658 | F9TRP7N7NANF065 | OS2 12f Interconnect OFNP PanMPO F/PanMP |  | PC | 1 | 1 | 1 | 1 | 557.08
61305657659 | F9TRP7N7NANF066 | OS2 12f Interconnect OFNP PanMPO F/PanMP |  | PC | 1 | 1 | 1 | 1 | 558.36
61305657660 | F9TRP7N7NANF067 | OS2 12f Interconnect OFNP PanMPO F/PanMP |  | PC | 1 | 1 | 1 | 1 | 559.62
61305657653 | F9TRP7N7NANF068 | OS2 12f Interconnect OFNP PanMPO F/PanMP |  | PC | 1 | 1 | 1 | 1 | 560.9
61305657654 | F9TRP7N7NANF069 | OS2 12f Interconnect OFNP PanMPO F/PanMP |  | PC | 1 | 1 | 1 | 1 | 562.16
61305657661 | F9TRP7N7NANF070 | OS2 12f Interconnect OFNP PanMPO F/PanMP |  | PC | 1 | 1 | 1 | 1 | 563.44
61305657662 | F9TRP7N7NANF071 | OS2 12f Interconnect OFNP PanMPO F/PanMP |  | PC | 1 | 1 | 1 | 1 | 564.7
61305657663 | F9TRP7N7NANF072 | OS2 12f Interconnect OFNP PanMPO F/PanMP |  | PC | 1 | 1 | 1 | 1 | 565.96
61305657664 | F9TRP7N7NANF073 | OS2 12f Interconnect OFNP PanMPO F/PanMP |  | PC | 1 | 1 | 1 | 1 | 567.24
61305657665 | F9TRP7N7NANF074 | OS2 12f Interconnect OFNP PanMPO F/PanMP |  | PC | 1 | 1 | 1 | 1 | 568.5
61305657666 | F9TRP7N7NANF075 | OS2 12f Interconnect OFNP PanMPO F/PanMP |  | PC | 1 | 1 | 1 | 1 | 569.76
61305657667 | F9TRP7N7NANF076 | OS2 12f Interconnect OFNP PanMPO F/PanMP |  | PC | 1 | 1 | 1 | 1 | 571.02
61305657668 | F9TRP7N7NANF077 | OS2 12f Interconnect OFNP PanMPO F/PanMP |  | PC | 1 | 1 | 1 | 1 | 572.3
61305657669 | F9TRP7N7NANF078 | OS2 12f Interconnect OFNP PanMPO F/PanMP |  | PC | 1 | 1 | 1 | 1 | 573.56
61305657670 | F9TRP7N7NANF079 | OS2 12f Interconnect OFNP PanMPO F/PanMP |  | PC | 1 | 1 | 1 | 1 | 574.82
61305657671 | F9TRP7N7NANF080 | OS2 12f Interconnect OFNP PanMPO F/PanMP |  | PC | 1 | 1 | 1 | 1 | 576.1
61305657672 | F9TRP7N7NANF081 | OS2 12f Interconnect OFNP PanMPO F/PanMP |  | PC | 1 | 1 | 1 | 1 | 577.36
61305657593 | F9TRP7N7NANF082 | OS2 12f Interconnect OFNP PanMPO F/PanMP |  | PC | 1 | 1 | 1 | 1 | 578.64
61305657673 | F9TRP7N7NANF083 | OS2 12f Interconnect OFNP PanMPO F/PanMP |  | PC | 1 | 1 | 1 | 1 | 579.9
61305657674 | F9TRP7N7NANF084 | OS2 12f Interconnect OFNP PanMPO F/PanMP |  | PC | 1 | 1 | 1 | 1 | 581.18
61305657675 | F9TRP7N7NANF085 | OS2 12f Interconnect OFNP PanMPO F/PanMP |  | PC | 1 | 1 | 1 | 1 | 582.42
61305657676 | F9TRP7N7NANF086 | OS2 12f Interconnect OFNP PanMPO F/PanMP |  | PC | 1 | 1 | 1 | 1 | 583.68
61305657677 | F9TRP7N7NANF087 | OS2 12f Interconnect OFNP PanMPO F/PanMP |  | PC | 1 | 1 | 1 | 1 | 584.96
61305657678 | F9TRP7N7NANF088 | OS2 12f Interconnect OFNP PanMPO F/PanMP |  | PC | 1 | 1 | 1 | 1 | 586.22
61305657679 | F9TRP7N7NANF089 | OS2 12f Interconnect OFNP PanMPO F/PanMP |  | PC | 1 | 1 | 1 | 1 | 587.5
61305657680 | F9TRP7N7NANF090 | OS2 12f Interconnect OFNP PanMPO F/PanMP |  | PC | 1 | 1 | 1 | 1 | 588.76
61305657681 | F9TRP7N7NANF091 | OS2 12f Interconnect OFNP PanMPO F/PanMP |  | PC | 1 | 1 | 1 | 1 | 590.04
61305657683 | F9TRP7N7NANF092 | OS2 12f Interconnect OFNP PanMPO F/PanMP |  | PC | 1 | 1 | 1 | 1 | 591.3
61305657685 | F9TRP7N7NANF093 | OS2 12f Interconnect OFNP PanMPO F/PanMP |  | PC | 1 | 1 | 1 | 1 | 592.58
61305657687 | F9TRP7N7NANF094 | OS2 12f Interconnect OFNP PanMPO F/PanMP |  | PC | 1 | 1 | 1 | 1 | 593.84
61305657682 | F9TRP7N7NANF095 | OS2 12f Interconnect OFNP PanMPO F/PanMP |  | PC | 1 | 1 | 1 | 1 | 595.08
61305657684 | F9TRP7N7NANF096 | OS2 12f Interconnect OFNP PanMPO F/PanMP |  | PC | 1 | 1 | 1 | 1 | 596.36
61305657686 | F9TRP7N7NANF097 | OS2 12f Interconnect OFNP PanMPO F/PanMP |  | PC | 1 | 1 | 1 | 1 | 597.62
61305657688 | F9TRP7N7NANF098 | OS2 12f Interconnect OFNP PanMPO F/PanMP |  | PC | 1 | 1 | 1 | 1 | 598.9
61305657689 | F9TRP7N7NANF099 | OS2 12f Interconnect OFNP PanMPO F/PanMP |  | PC | 1 | 1 | 1 | 1 | 600.16
61305657690 | F9TRP7N7NANF100 | OS2 12f Interconnect OFNP PanMPO F/PanMP |  | PC | 1 | 1 | 1 | 1 | 601.44
07498337702 | F9TSLXNXNSNM010 | OS2 12f Trunk LSZH LC Cass/LC Cass Std P | OS1/OS2 12 Fiber Indoor Trunk LSZH LC Cassette to LC Cassette Std Polarity with no Pulling Eye - 10m | PC | 1 | 1 | 1 | 1 | 1468.5
07498337711 | F9TSLXNXNSNM020 | OS2 12f Trunk LSZH LC Cass/LC Cass Std P | OS1/OS2 12 Fiber Indoor Trunk LSZH LC Cassette to LC Cassette Std Polarity with no Pulling Eye - 20m | PC | 1 | 1 | 1 | 1 | 1522.78
07498337712 | F9TSLXNXNSNM025 | OS2 12f Trunk LSZH LC Cass/LC Cass Std P | OS1/OS2 12 Fiber Indoor Trunk LSZH LC Cassette to LC Cassette Std Polarity with no Pulling Eye - 25m | PC | 1 | 1 | 1 | 1 | 1549.94
07498337721 | F9TSPXNXNSNF040 | 12-Fiber,OS2,FbrInTrnk,PLEM,40ft,EA | 12-fiber OS2 indoor trunk cable assembly, plenum (OFNP) rated, LC cassette to LC cassette, Std Polarity with no pulling eye. 40 ft. | PC | 1 | 1 | 1 | 1 | 1464.54
07498337722 | F9TSPXNXNSNF045 | 12-Fiber,OS2,FbrInTrnk,PLEM,45ft,EA | 12-fiber OS2 indoor trunk cable assembly, plenum (OFNP) rated, LC cassette to LC cassette, Std Polarity with no pulling eye. 45 ft. | PC | 1 | 1 | 1 | 1 | 1470.84
07498337723 | F9TSPXNXNSNF050 | 12-Fiber,OS2,FbrInTrnk,PLEM,50ft,EA | 12-fiber OS2 indoor trunk cable assembly, plenum (OFNP) rated, LC cassette to LC cassette, Std Polarity with no pulling eye. 50 ft. | PC | 1 | 1 | 1 | 1 | 1477.12
07498337730 | F9TSPXNXNSNF085 | 12-Fiber,OS2,FbrInTrnk,PLEM,85ft,EA | 12-fiber OS2 indoor trunk cable assembly, plenum (OFNP) rated, LC cassette to LC cassette, Std Polarity with no pulling eye. 85 ft. | PC | 1 | 1 | 1 | 1 | 1521.16
07498337733 | F9TSPXNXNSNF100 | 12-Fiber,OS2,FbrInTrnk,PLEM,100ft,EA | 12-fiber OS2 indoor trunk cable assembly, plenum (OFNP) rated, LC cassette to LC cassette, Std Polarity with no pulling eye. 100 ft. | PC | 1 | 1 | 1 | 1 | 1540.04
07498395600 | F9TSR17NNSNM001 | OS2 12f Trunk OFNR LC Sim 18" Breakout P | 12 fiber OS2 indoor trunk cable assembly, riser (OFNR) rated, LC simplex to Pigtail, Std IL with no pulling eye, 1 meters. | PC | 1 | 1 | 1 | 1 | 355.24
07498395640 | F9TSR17NNSNM002 | OS2 12f Trunk OFNR LC Sim 18" Breakout P | 12 fiber OS2 indoor trunk cable assembly, riser (OFNR) rated, LC simplex to Pigtail, Std IL with no pulling eye, 2 meters. | PC | 1 | 1 | 1 | 1 | 362.84
07498395641 | F9TSR17NNSNM003 | OS2 12f Trunk OFNR LC Sim 18" Breakout P | 12 fiber OS2 indoor trunk cable assembly, riser (OFNR) rated, LC simplex to Pigtail, Std IL with no pulling eye, 3 meters. | PC | 1 | 1 | 1 | 1 | 370.4
07498395601 | F9TSR37NNSNM001 | 12-fiber OS2 Indoor Trunk Riser SC Simpl | 12 fiber OS2 indoor trunk cable assembly, riser (OFNR) rated, SC simplex to Pigtail Std IL, with no pulling eye, 1 meters. | PC | 1 | 1 | 1 | 1 | 322.94
07498395644 | F9TSR37NNSNM002 | 12-fiber OS2 Indoor Trunk Riser SC Simpl | 12 fiber OS2 indoor trunk cable assembly, riser (OFNR) rated, SC simplex to Pigtail Std IL, with no pulling eye, 2 meters. | PC | 1 | 1 | 1 | 1 | 329.84
07498372299 | F9TYL5EL2SAM010 | OS1/OS2,12-Fiber,InSMDiaTrnk,Cbl,10M | OS1/OS2 12-fiber indoor small diameter trunk cable assembly, low smoke zero halogen (LSZH) rated, MPO female to LC duplex, std. IL. with a pulling eye on end A, Yellow, 10 meters. | PC | 1 | 1 | 1 | 1 | 823.92
07498372356 | F9TYL5EL2SAM015 | OS2 12f Trunk LSZH MPO F/LC Dup Std Pola | OS1/OS2 12-fiber indoor small diameter trunk cable assembly, low smoke zero halogen (LSZH) rated, MPO female to LC duplex, std. IL., with a pulling eye on end A, 49.00 ft. | PC | 1 | 1 | 1 | 1 | 848
07498372357 | F9TYL5EL2SAM020 | OS2 12f Trunk LSZH MPO F/LC Dup Std Pola | OS1/OS2 12-fiber indoor small diameter trunk cable assembly, low smoke zero halogen (LSZH) rated, MPO female to LC duplex, std. IL., with a pulling eye on end A, 66.00 ft. | PC | 1 | 1 | 1 | 1 | 872.1
07498372358 | F9TYL5EL2SAM025 | OS2 12f Trunk LSZH MPO F/LC Dup Std Pola | OS1/OS2 12-fiber indoor small diameter trunk cable assembly, low smoke zero halogen (LSZH) rated, MPO female to LC duplex, std. IL., with a pulling eye on end A, 82.00 ft. | PC | 1 | 1 | 1 | 1 | 896.16
07498372360 | F9TYL5EL2SAM030 | OS2 12f Trunk LSZH MPO F/LC Dup Std Pola | OS1/OS2 12-fiber indoor small diameter trunk cable assembly, low smoke zero halogen (LSZH) rated, MPO female to LC duplex, std. IL., with a pulling eye on end A, 98.00 ft. | PC | 1 | 1 | 1 | 1 | 920.26
07498372362 | F9TYL5EL2SAM035 | OS2 12f Trunk LSZH MPO F/LC Dup Std Pola | OS1/OS2 12-fiber indoor small diameter trunk cable assembly, low smoke zero halogen (LSZH) rated, MPO female to LC duplex, std. IL., with a pulling eye on end A, 115.00 ft. | PC | 1 | 1 | 1 | 1 | 944.32
07498372364 | F9TYL5EL2SAM040 | OS2 12f Trunk LSZH MPO F/LC Dup Std Pola | OS1/OS2 12-fiber indoor small diameter trunk cable assembly, low smoke zero halogen (LSZH) rated, MPO female to LC duplex, std. IL., with a pulling eye on end A, 131.00 ft. | PC | 1 | 1 | 1 | 1 | 968.38
07498372366 | F9TYL5EL2SAM045 | OS2 12f Trunk LSZH MPO F/LC Dup Std Pola | OS1/OS2 12-fiber indoor small diameter trunk cable assembly, low smoke zero halogen (LSZH) rated, MPO female to LC duplex, std. IL., with a pulling eye on end A, Orange. | PC | 1 | 1 | 1 | 1 | 992.48
07498372824 | F9TYL5EL2SAM050 | OS1/OS2,12-Fbr,InSMDiaTrnk,MPO,Cbl,50M | OS1/OS2 12-fiber indoor small diameter trunk cable assembly, low smoke zero halogen (LSZH) rated, MPO female to LC duplex, std. IL. with a pulling eye on end A, Yellow, 50 meters. | PC | 1 | 1 | 1 | 1 | 1016.54
07498372359 | F9TYL5EL2SAM055 | OS2 12f Trunk LSZH MPO F/LC Dup Std Pola | OS1/OS2 12-fiber indoor small diameter trunk cable assembly, low smoke zero halogen (LSZH) rated, MPO female to LC duplex, std. IL., with a pulling eye on end A. | PC | 1 | 1 | 1 | 1 | 1040.62
07498372361 | F9TYL5EL2SAM060 | OS2 12f Trunk LSZH MPO F/LC Dup Std Pola | OS1/OS2 12-fiber indoor small diameter trunk cable assembly, low smoke zero halogen (LSZH) rated, MPO female to LC duplex, std. IL., with a pulling eye on end A. | PC | 1 | 1 | 1 | 1 | 1064.72
07498372367 | F9TYL5EL2SAM065 | OS2 12f Trunk LSZH MPO F/LC Dup Std Pola | OS1/OS2 12-fiber indoor small diameter trunk cable assembly, low smoke zero halogen (LSZH) rated, MPO female to LC duplex, std. IL., with a pulling eye on end A. | PC | 1 | 1 | 1 | 1 | 1088.78
07498372368 | F9TYL5EL2SAM070 | OS2 12f Trunk LSZH MPO F/LC Dup Std Pola | OS1/OS2 12-fiber indoor small diameter trunk cable assembly, low smoke zero halogen (LSZH) rated, MPO female to LC duplex, std. IL., with a pulling eye on end A. | PC | 1 | 1 | 1 | 1 | 1112.86
07498372369 | F9TYL5EL2SAM075 | OS2 12f Trunk LSZH MPO F/LC Dup Std Pola | OS1/OS2 12-fiber indoor small diameter trunk cable assembly, low smoke zero halogen (LSZH) rated, MPO female to LC duplex, std. IL., with a pulling eye on end A. | PC | 1 | 1 | 1 | 1 | 1136.92
07498372370 | F9TYL5EL2SAM080 | OS2 12f Trunk LSZH MPO F/LC Dup Std Pola | OS1/OS2 12-fiber indoor small diameter trunk cable assembly, low smoke zero halogen (LSZH) rated, MPO female to LC duplex, std. IL., with a pulling eye on end A. | PC | 1 | 1 | 1 | 1 | 1161.02
07498372371 | F9TYL5EL2SAM085 | OS2 12f Trunk LSZH MPO F/LC Dup Std Pola | OS1/OS2 12-fiber indoor small diameter trunk cable assembly, low smoke zero halogen (LSZH) rated, MPO female to LC duplex, std. IL., with a pulling eye on end A. | PC | 1 | 1 | 1 | 1 | 1185.08
07498372372 | F9TYL5EL2SAM090 | OS2 12f Trunk LSZH MPO F/LC Dup Std Pola | OS1/OS2 12-fiber indoor small diameter trunk cable assembly, low smoke zero halogen (LSZH) rated, MPO female to LC duplex, std. IL., with a pulling eye on end A. | PC | 1 | 1 | 1 | 1 | 1209.14
07498372373 | F9TYL5EL2SAM095 | OS2 12f Trunk LSZH MPO F/LC Dup Std Pola | OS1/OS2 12-fiber indoor small diameter trunk cable assembly, low smoke zero halogen (LSZH) rated, MPO female to LC duplex, std. IL., with a pulling eye on end A. | PC | 1 | 1 | 1 | 1 | 1233.24
07498372374 | F9TYL5EL2SAM100 | OS1/OS2,12-Fbr,InSMDiaTrnk,MPO,100M | OS1/OS2 12-fiber indoor small diameter trunk cable assembly, low smoke zero halogen (LSZH) rated, MPO female to LC duplex, std. IL. with a pulling eye on end A, Yellow, 100 meters. | PC | 1 | 1 | 1 | 1 | 1257.3
07498372375 | F9TYP5EL2SAF020 | OS1/OS2,12-Fbr,InSMDiaTrnk,MPO,20ft,EA | OS1/OS2 12-fiber indoor small diameter trunk cable assembly, plenum (OFNP) rated, MPO female to LC duplex, Std. IL. with a pulling on eye end A, Yellow, 20 ft. | PC | 1 | 1 | 1 | 1 | 806.68
07498372381 | F9TYP5EL2SAF030 | OS2 12f Trunk OFNP MPO F/LC Dup Std Pola | OS1/OS2 12-fiber indoor small diameter trunk cable assembly, plenum (OFNP) rated, MPO female to LC duplex, Std. IL., with a pulling on eye end A, 30.00 ft. | PC | 1 | 1 | 1 | 1 | 822.12
07498372383 | F9TYP5EL2SAF040 | OS2 12f Trunk OFNP MPO F/LC Dup Std Pola | OS1/OS2 12-fiber indoor small diameter trunk cable assembly, plenum (OFNP) rated, MPO female to LC duplex, Std. IL., with a pulling on eye end A. | PC | 1 | 1 | 1 | 1 | 837.58
07498372386 | F9TYP5EL2SAF050 | OS2 12f Trunk OFNP MPO F/LC Dup Std Pola | OS1/OS2 12-fiber indoor small diameter trunk cable assembly, plenum (OFNP) rated, MPO female to LC duplex, Std. IL., with a pulling on eye end A, 50.00 ft. | PC | 1 | 1 | 1 | 1 | 853
07498372388 | F9TYP5EL2SAF060 | OS2 12f Trunk OFNP MPO F/LC Dup Std Pola | OS1/OS2 12-fiber indoor small diameter trunk cable assembly, plenum (OFNP) rated, MPO female to LC duplex, Std. IL., with a pulling on eye end A, 60.00 ft. | PC | 1 | 1 | 1 | 1 | 868.44
07498372390 | F9TYP5EL2SAF070 | OS2 12f Trunk OFNP MPO F/LC Dup Std Pola | OS1/OS2 12-fiber indoor small diameter trunk cable assembly, plenum (OFNP) rated, MPO female to LC duplex, Std. IL., with a pulling on eye end A. | PC | 1 | 1 | 1 | 1 | 883.92
07498372391 | F9TYP5EL2SAF080 | OS2 12f Trunk OFNP MPO F/LC Dup Std Pola | OS1/OS2 12-fiber indoor small diameter trunk cable assembly, plenum (OFNP) rated, MPO female to LC duplex, Std. IL., with a pulling on eye end A. | PC | 1 | 1 | 1 | 1 | 899.36
07498372393 | F9TYP5EL2SAF090 | OS2 12f Trunk OFNP MPO F/LC Dup Std Pola | OS1/OS2 12-fiber indoor small diameter trunk cable assembly, plenum (OFNP) rated, MPO female to LC duplex, Std. IL., with a pulling on eye end A. | PC | 1 | 1 | 1 | 1 | 914.78
07498372394 | F9TYP5EL2SAF100 | OS1/OS2,12-Fbr,InSMDiaTrnk,MPO,100ft,EA | OS1/OS2 12-fiber indoor small diameter trunk cable assembly, plenum (OFNP) rated, MPO female to LC duplex, Std. IL. with a pulling on eye end A, Yellow, 100 ft. | PC | 1 | 1 | 1 | 1 | 930.24
07498372396 | F9TYP5EL2SAF110 | OS2 12f Trunk OFNP MPO F/LC Dup Std Pola | OS1/OS2 12-fiber indoor small diameter trunk cable assembly, plenum (OFNP) rated, MPO female to LC duplex, Std. IL., with a pulling on eye end A. | PC | 1 | 1 | 1 | 1 | 945.68
07498372401 | F9TYP5EL2SAF120 | OS2 12f Trunk OFNP MPO F/LC Dup Std Pola | OS1/OS2 12-fiber indoor small diameter trunk cable assembly, plenum (OFNP) rated, MPO female to LC duplex, Std. IL., with a pulling on eye end A. | PC | 1 | 1 | 1 | 1 | 961.12
07498372403 | F9TYP5EL2SAF130 | OS2 12f Trunk OFNP MPO F/LC Dup Std Pola | OS1/OS2 12-fiber indoor small diameter trunk cable assembly, plenum (OFNP) rated, MPO female to LC duplex, Std. IL., with a pulling on eye end A. | PC | 1 | 1 | 1 | 1 | 976.58
07498372404 | F9TYP5EL2SAF140 | OS2 12f Trunk OFNP MPO F/LC Dup Std Pola | OS1/OS2 12-fiber indoor small diameter trunk cable assembly, plenum (OFNP) rated, MPO female to LC duplex, Std. IL., with a pulling on eye end A. | PC | 1 | 1 | 1 | 1 | 992.02
07498372405 | F9TYP5EL2SAF150 | OS2 12f Trunk OFNP MPO F/LC Dup Std Pola | OS1/OS2 12-fiber indoor small diameter trunk cable assembly, plenum (OFNP) rated, MPO female to LC duplex, Std. IL., with a pulling on eye end A. | PC | 1 | 1 | 1 | 1 | 1007.44
07498372406 | F9TYP5EL2SAF160 | OS2 12f Trunk OFNP MPO F/LC Dup Std Pola | OS1/OS2 12-fiber indoor small diameter trunk cable assembly, plenum (OFNP) rated, MPO female to LC duplex, Std. IL., with a pulling on eye end A. | PC | 1 | 1 | 1 | 1 | 1022.9
07498372407 | F9TYP5EL2SAF170 | OS2 12f Trunk OFNP MPO F/LC Dup Std Pola | OS1/OS2 12-fiber indoor small diameter trunk cable assembly, plenum (OFNP) rated, MPO female to LC duplex, Std. IL., with a pulling on eye end A. | PC | 1 | 1 | 1 | 1 | 1038.36
07498372408 | F9TYP5EL2SAF180 | OS2 12f Trunk OFNP MPO F/LC Dup Std Pola | OS1/OS2 12-fiber indoor small diameter trunk cable assembly, plenum (OFNP) rated, MPO female to LC duplex, Std. IL., with a pulling on eye end A. | PC | 1 | 1 | 1 | 1 | 1053.82
07498372409 | F9TYP5EL2SAF190 | OS2 12f Trunk OFNP MPO F/LC Dup Std Pola | OS1/OS2 12-fiber indoor small diameter trunk cable assembly, plenum (OFNP) rated, MPO female to LC duplex, Std. IL., with a pulling on eye end A. | PC | 1 | 1 | 1 | 1 | 1069.24
07498372410 | F9TYP5EL2SAF200 | OS2 12f Trunk OFNP MPO F/LC Dup Std Pola | OS1/OS2 12-fiber indoor small diameter trunk cable assembly, plenum (OFNP) rated, MPO female to LC duplex, Std. IL., with a pulling on eye end A, 200.00 ft. | PC | 1 | 1 | 1 | 1 | 1084.68
07498372411 | F9TYP5EL2SAF210 | OS2 12f Trunk OFNP MPO F/LC Dup Std Pola | OS1/OS2 12-fiber indoor small diameter trunk cable assembly, plenum (OFNP) rated, MPO female to LC duplex, Std. IL., with a pulling on eye end A. | PC | 1 | 1 | 1 | 1 | 1100.14
07498372418 | F9TYP5EL2SAF220 | OS2 12f Trunk OFNP MPO F/LC Dup Std Pola | OS1/OS2 12-fiber indoor small diameter trunk cable assembly, plenum (OFNP) rated, MPO female to LC duplex, Std. IL., with a pulling on eye end A. | PC | 1 | 1 | 1 | 1 | 1115.58
07498372423 | F9TYP5EL2SAF230 | OS2 12f Trunk OFNP MPO F/LC Dup Std Pola | OS1/OS2 12-fiber indoor small diameter trunk cable assembly, plenum (OFNP) rated, MPO female to LC duplex, Std. IL., with a pulling on eye end A. | PC | 1 | 1 | 1 | 1 | 1131.02
07498372424 | F9TYP5EL2SAF240 | OS2 12f Trunk OFNP MPO F/LC Dup Std Pola | OS1/OS2 12-fiber indoor small diameter trunk cable assembly, plenum (OFNP) rated, MPO female to LC duplex, Std. IL., with a pulling on eye end A. | PC | 1 | 1 | 1 | 1 | 1146.48
07498372426 | F9TYP5EL2SAF250 | OS2 12f Trunk OFNP MPO F/LC Dup Std Pola | OS1/OS2 12-fiber indoor small diameter trunk cable assembly, plenum (OFNP) rated, MPO female to LC duplex, Std. IL., with a pulling on eye end A. | PC | 1 | 1 | 1 | 1 | 1161.9
07498372430 | F9TYP5EL2SAF260 | OS2 12f Trunk OFNP MPO F/LC Dup Std Pola | OS1/OS2 12-fiber indoor small diameter trunk cable assembly, plenum (OFNP) rated, MPO female to LC duplex, Std. IL., with a pulling on eye end A. | PC | 1 | 1 | 1 | 1 | 1177.34
07498372431 | F9TYP5EL2SAF270 | OS2 12f Trunk OFNP MPO F/LC Dup Std Pola | OS1/OS2 12-fiber indoor small diameter trunk cable assembly, plenum (OFNP) rated, MPO female to LC duplex, Std. IL., with a pulling on eye end A. | PC | 1 | 1 | 1 | 1 | 1192.82
07498372433 | F9TYP5EL2SAF280 | OS2 12f Trunk OFNP MPO F/LC Dup Std Pola | OS1/OS2 12-fiber indoor small diameter trunk cable assembly, plenum (OFNP) rated, MPO female to LC duplex, Std. IL., with a pulling on eye end A. | PC | 1 | 1 | 1 | 1 | 1208.26
07498372434 | F9TYP5EL2SAF290 | OS2 12f Trunk OFNP MPO F/LC Dup Std Pola | OS1/OS2 12-fiber indoor small diameter trunk cable assembly, plenum (OFNP) rated, MPO female to LC duplex, Std. IL., with a pulling on eye end A. | PC | 1 | 1 | 1 | 1 | 1223.7
07498372435 | F9TYP5EL2SAF300 | OS1/OS2,12-Fbr,InSMDiaTrnk,MPO,300ft,EA | OS1/OS2 12-fiber indoor small diameter trunk cable assembly, plenum (OFNP) rated, MPO female to LC duplex, Std. IL. with a pulling on eye end A, Yellow, 300 ft. | PC | 1 | 1 | 1 | 1 | 1239.14
07498385470 | F9TYP5EL2SAM010 | OS2 12f Trunk OFNP MPO F/LC Dup Std Pola | 12-fiber OS2 indoor small diameter trunk cable assembly, plenum (OFNP) rated, MPO female to LC duplex; Std IL with a pulling eye on end A. | PC | 1 | 1 | 1 | 1 | 826.42
07498385472 | F9TYP5EL2SAM020 | OS2 12f Trunk OFNP MPO F/LC Dup Std Pola | 12-fiber OS2 indoor small diameter trunk cable assembly, plenum (OFNP) rated, MPO female to LC duplex; Std IL with a pulling eye on end A. | PC | 1 | 1 | 1 | 1 | 877.1
07498385474 | F9TYP5EL2SAM030 | OS2 12f Trunk OFNP MPO F/LC Dup Std Pola | 12-fiber OS2 indoor small diameter trunk cable assembly, plenum (OFNP) rated, MPO female to LC duplex; Std IL with a pulling eye on end A. | PC | 1 | 1 | 1 | 1 | 927.74
07498385479 | F9TYP5EL2SAM040 | OS2 12f Trunk OFNP MPO F/LC Dup Std Pola | 12-fiber OS2 indoor small diameter trunk cable assembly, plenum (OFNP) rated, MPO female to LC duplex; Std IL with a pulling eye on end A. | PC | 1 | 1 | 1 | 1 | 978.4
07498385481 | F9TYP5EL2SAM050 | OS2 12f Trunk OFNP MPO F/LC Dup Std Pola | 12-fiber OS2 indoor small diameter trunk cable assembly, plenum (OFNP) rated, MPO female to LC duplex; Std IL with a pulling eye on end A. | PC | 1 | 1 | 1 | 1 | 1029.04
07498385482 | F9TYP5EL2SAM060 | OS2 12f Trunk OFNP MPO F/LC Dup Std Pola | 12-fiber OS2 indoor small diameter trunk cable assembly, plenum (OFNP) rated, MPO female to LC duplex; Std IL with a pulling eye on end A. | PC | 1 | 1 | 1 | 1 | 1079.68
07498385483 | F9TYP5EL2SAM070 | OS2 12f Trunk OFNP MPO F/LC Dup Std Pola | 12-fiber OS2 indoor small diameter trunk cable assembly, plenum (OFNP) rated, MPO female to LC duplex; Std IL with a pulling eye on end A. | PC | 1 | 1 | 1 | 1 | 1130.36
07498385487 | F9TYP5EL2SAM080 | OS2 12f Trunk OFNP MPO F/LC Dup Std Pola | 12-fiber OS2 indoor small diameter trunk cable assembly, plenum (OFNP) rated, MPO female to LC duplex; Std IL with a pulling eye on end A. | PC | 1 | 1 | 1 | 1 | 1181
07498385488 | F9TYP5EL2SAM090 | OS2 12f Trunk OFNP MPO F/LC Dup Std Pola | 12-fiber OS2 indoor small diameter trunk cable assembly, plenum (OFNP) rated, MPO female to LC duplex; Std IL with a pulling eye on end A. | PC | 1 | 1 | 1 | 1 | 1231.66
07498385499 | F9TYP5EL2SAM100 | OS2 12f Trunk OFNP MPO F/LC Dup Std Pola | 12-fiber OS2 indoor small diameter trunk cable assembly, plenum (OFNP) rated, MPO female to LC duplex; Std IL with a pullingeye onend A. | PC | 1 | 1 | 1 | 1 | 1282.3
61305619814 | F9URLEN54ANM001 | OS224-Fiber,Interc,LSZH,YL,MethodA,EA | OS2 24f Interconnect LSZH 24F MPO F/(2) 12F MTP F Type A Std IL 1m | PC | 1 | 1 | 1 | 1 | 797.54
61305619815 | F9URLEN54ANM002 | OS224-Fbr,Intrc,12F,LSZH,YL,2M,RL | OS2 24f Interconnect LSZH 24F MPO F/(2) 12F MTP F Type A Std IL 2m | PC | 1 | 1 | 1 | 1 | 804.66
61305619816 | F9URLEN54ANM003 | OS224-Fbr,Intrc,12F,LSZH,YL,3M,RL | OS2 24f Interconnect LSZH 24F MPO F/(2) 12F MTP F Type A Std IL 3m | PC | 1 | 1 | 1 | 1 | 811.8
61305619817 | F9URLEN54ANM004 | OS224-Fbr,Intrc,12F,LSZH,YL,4M,RL | OS2 24f Interconnect LSZH 24F MPO F/(2) 12F MTP F Type A Std IL 4m | PC | 1 | 1 | 1 | 1 | 818.94
61305619818 | F9URLEN54ANM005 | OS224-Fbr,Intrc,12F,LSZH,YL,5M,RL | OS2 24f Interconnect LSZH 24F MPO F/(2) 12F MTP F Type A Std IL 5m | PC | 1 | 1 | 1 | 1 | 826.08
61305619819 | F9URLEN54ANM006 | OS224-Fbr,Intrc,12F,LSZH,YL,6M,RL | OS2 24f Interconnect LSZH 24F MPO F/(2) 12F MTP F Type A Std IL 6m | PC | 1 | 1 | 1 | 1 | 833.2
61305619820 | F9URLEN54ANM007 | OS224-Fbr,Intrc,12F,LSZH,YL,7M,RL | OS2 24f Interconnect LSZH 24F MPO F/(2) 12F MTP F Type A Std IL 7m | PC | 1 | 1 | 1 | 1 | 840.34
61305619821 | F9URLEN54ANM008 | OS224-Fbr,Intrc,12F,LSZH,YL,8M,RL | OS2 24f Interconnect LSZH 24F MPO F/(2) 12F MTP F Type A Std IL 8m | PC | 1 | 1 | 1 | 1 | 847.46
61305619822 | F9URLEN54ANM009 | OS224-Fbr,Intrc,12F,LSZH,YL,9M,RL | OS2 24f Interconnect LSZH 24F MPO F/(2) 12F MTP F Type A Std IL 9m | PC | 1 | 1 | 1 | 1 | 854.6
61305619823 | F9URLEN54ANM010 | OS224-Fbr,Intrc,LSZH,12F,YL,10M,RL | OS2 24f Interconnect LSZH 24F MPO F/(2) 12F MTP F Type A Std IL 10m | PC | 1 | 1 | 1 | 1 | 861.72
61305619824 | F9URLEN54ANM011 | OS224-Fbr,Intrc,LSZH,12F,YL,11M,RL | OS2 24f Interconnect LSZH 24F MPO F/(2) 12F MTP F Type A Std IL 11m | PC | 1 | 1 | 1 | 1 | 868.86
61305619825 | F9URLEN54ANM012 | OS224-Fbr,Intrc,LSZH,12F,YL,12M,RL | OS2 24f Interconnect LSZH 24F MPO F/(2) 12F MTP F Type A Std IL 12m | PC | 1 | 1 | 1 | 1 | 876.02
61305619826 | F9URLEN54ANM013 | OS224-Fbr,Intrc,LSZH,12F,YL,13M,RL | OS2 24f Interconnect LSZH 24F MPO F/(2) 12F MTP F Type A Std IL 13m | PC | 1 | 1 | 1 | 1 | 883.12
61305619827 | F9URLEN54ANM014 | OS224-Fbr,Intrc,LSZH,12F,YL,14M,RL | OS2 24f Interconnect LSZH 24F MPO F/(2) 12F MTP F Type A Std IL 14m | PC | 1 | 1 | 1 | 1 | 890.26
61305619828 | F9URLEN54ANM015 | OS224-Fbr,Intrc,LSZH,12F,YL,15M,RL | OS2 24f Interconnect LSZH 24F MPO F/(2) 12F MTP F Type A Std IL 15m | PC | 1 | 1 | 1 | 1 | 897.38
61305619829 | F9URLEN54ANM016 | OS224-Fbr,Intrc,LSZH,12F,YL,16M,RL | OS2 24f Interconnect LSZH 24F MPO F/(2) 12F MTP F Type A Std IL 16m | PC | 1 | 1 | 1 | 1 | 904.52
61305619830 | F9URLEN54ANM017 | OS224-Fbr,Intrc,LSZH,12F,YL,17M,RL | OS2 24f Interconnect LSZH 24F MPO F/(2) 12F MTP F Type A Std IL 17m | PC | 1 | 1 | 1 | 1 | 911.64
61305619831 | F9URLEN54ANM018 | OS224-Fbr,Intrc,LSZH,12F,YL,18M,RL | OS2 24f Interconnect LSZH 24F MPO F/(2) 12F MTP F Type A Std IL 18m | PC | 1 | 1 | 1 | 1 | 918.78
61305619832 | F9URLEN54ANM019 | OS224-Fbr,Intrc,LSZH,12F,YL,19M,RL | OS2 24f Interconnect LSZH 24F MPO F/(2) 12F MTP F Type A Std IL 19m | PC | 1 | 1 | 1 | 1 | 925.92
61305619833 | F9URLEN54ANM020 | OS224-Fbr,Intrc,LSZH,12F,YL,20M,RL | OS2 24f Interconnect LSZH 24F MPO F/(2) 12F MTP F Type A Std IL 20m | PC | 1 | 1 | 1 | 1 | 933.04
61305619834 | F9URLEN54ANM021 | OS224-Fbr,Intrc,LSZH,12F,YL,21M,RL | OS2 24f Interconnect LSZH 24F MPO F/(2) 12F MTP F Type A Std IL 21m | PC | 1 | 1 | 1 | 1 | 940.18
61305619835 | F9URLEN54ANM022 | OS224-Fbr,Intrc,LSZH,12F,YL,22M,RL | OS2 24f Interconnect LSZH 24F MPO F/(2) 12F MTP F Type A Std IL 22m | PC | 1 | 1 | 1 | 1 | 947.32
61305619836 | F9URLEN54ANM023 | OS224-Fbr,Intrc,LSZH,12F,YL,23M,RL | OS2 24f Interconnect LSZH 24F MPO F/(2) 12F MTP F Type A Std IL 23m | PC | 1 | 1 | 1 | 1 | 954.44
61305619837 | F9URLEN54ANM024 | OS224-Fbr,Intrc,LSZH,12F,YL,24M,RL | OS2 24f Interconnect LSZH 24F MPO F/(2) 12F MTP F Type A Std IL 24m | PC | 1 | 1 | 1 | 1 | 961.56
61305619838 | F9URLEN54ANM025 | OS224-Fbr,Intrc,LSZH,12F,YL,25M,RL | OS2 24f Interconnect LSZH 24F MPO F/(2) 12F MTP F Type A Std IL 25m | PC | 1 | 1 | 1 | 1 | 968.72
61305619839 | F9URLEN54ANM026 | OS224-Fbr,Intrc,LSZH,12F,YL,26M,RL | OS2 24f Interconnect LSZH 24F MPO F/(2) 12F MTP F Type A Std IL 26m | PC | 1 | 1 | 1 | 1 | 975.84
61305619840 | F9URLEN54ANM027 | OS224-Fbr,Intrc,LSZH,12F,YL,27M,RL | OS2 24f Interconnect LSZH 24F MPO F/(2) 12F MTP F Type A Std IL 27m | PC | 1 | 1 | 1 | 1 | 982.96
61305619841 | F9URLEN54ANM028 | OS224-Fbr,Intrc,LSZH,12F,YL,28M,RL | OS2 24f Interconnect LSZH 24F MPO F/(2) 12F MTP F Type A Std IL 28m | PC | 1 | 1 | 1 | 1 | 990.1
61305619842 | F9URLEN54ANM029 | OS224-Fbr,Intrc,LSZH,12F,YL,29M,RL | OS2 24f Interconnect LSZH 24F MPO F/(2) 12F MTP F Type A Std IL 29m | PC | 1 | 1 | 1 | 1 | 997.24
61305619843 | F9URLEN54ANM030 | OS224-Fbr,Intrc,12F,LSZH,YL,30M,RL | OS2 24f Interconnect LSZH 24F MPO F/(2) 12F MTP F Type A Std IL 30m | PC | 1 | 1 | 1 | 1 | 1004.36
07498386597 | F9URLENENANM001 | OS224-Fiber,Interc,LSZH,YL,1M,RL | OS2 24 fiber, Interconnect, LSZH, 24F MPO Female to 24F MPO Female, Method A, Std IL, 1 m, Yellow | PC | 1 | 1 | 1 | 1 | 733.44
07498386598 | F9URLENENANM002 | OS224-Fbr,Intrc,24F,LSZH,YL,2M,RL | OS2 24 fiber, Interconnect, LSZH, 24F MPO Female to 24F MPO Female, Method A, Std IL, 2 m, Yellow | PC | 1 | 1 | 1 | 1 | 740.56
07498386599 | F9URLENENANM003 | OS224-Fbr,Intrc,24F,LSZH,YL,3M,RL | OS2 24 fiber, Interconnect, LSZH, 24F MPO Female to 24F MPO Female, Method A, Std IL, 3 m, Yellow | PC | 1 | 1 | 1 | 1 | 747.72
07498386649 | F9URLENENANM004 | OS224-Fbr,Intrc,24F,LSZH,YL,4M,RL | OS2 24 fiber, Interconnect, LSZH, 24F MPO Female to 24F MPO Female, Method A, Std IL, 4 m, Yellow | PC | 1 | 1 | 1 | 1 | 754.84
07498386650 | F9URLENENANM005 | OS224-Fbr,Intrc,24F,LSZH,YL,5M,RL | OS2 24 fiber, Interconnect, LSZH, 24F MPO Female to 24F MPO Female, Method A, Std IL, 5 m, Yellow | PC | 1 | 1 | 1 | 1 | 761.96
07498386651 | F9URLENENANM006 | OS224-Fbr,Intrc,24F,LSZH,YL,6M,RL | OS2 24 fiber, Interconnect, LSZH, 24F MPO Female to 24F MPO Female, Method A, Std IL, 6 m, Yellow | PC | 1 | 1 | 1 | 1 | 769.1
07498386652 | F9URLENENANM007 | OS224-Fbr,Intrc,24F,LSZH,YL,7M,RL | OS2 24 fiber, Interconnect, LSZH, 24F MPO Female to 24F MPO Female, Method A, Std IL, 7 m, Yellow | PC | 1 | 1 | 1 | 1 | 776.24
07498386653 | F9URLENENANM008 | OS224-Fbr,Intrc,24F,LSZH,YL,8M,RL | OS2 24 fiber, Interconnect, LSZH, 24F MPO Female to 24F MPO Female, Method A, Std IL, 8 m, Yellow | PC | 1 | 1 | 1 | 1 | 783.34
07498386654 | F9URLENENANM009 | OS224-Fbr,Intrc,24F,LSZH,YL,9M,RL | OS2 24 fiber, Interconnect, LSZH, 24F MPO Female to 24F MPO Female, Method A, Std IL, 9 m, Yellow | PC | 1 | 1 | 1 | 1 | 790.5
07498386655 | F9URLENENANM010 | OS224-Fbr,Intrc,LSZH,24F,YL,10M,RL | OS2 24 fiber, Interconnect, LSZH, 24F MPO Female to 24F MPO Female, Method A, Std IL, 10 m, Yellow | PC | 1 | 1 | 1 | 1 | 797.64
61305619701 | F9URLENENANM011 | OS224-Fbr,Intrc,LSZH,24F,YL,11M,RL | OS2 24 fiber, Interconnect, LSZH, 24F MPO Female to 24F MPO Female, Method A, Std IL, 11 m, Yellow | PC | 1 | 1 | 1 | 1 | 804.76
61305619702 | F9URLENENANM012 | OS224-Fbr,Intrc,LSZH,24F,YL,12M,RL | OS2 24 fiber, Interconnect, LSZH, 24F MPO Female to 24F MPO Female, Method A, Std IL, 12 m, Yellow | PC | 1 | 1 | 1 | 1 | 811.9
61305619703 | F9URLENENANM013 | OS224-Fbr,Intrc,LSZH,24F,YL,13M,RL | OS2 24 fiber, Interconnect, LSZH, 24F MPO Female to 24F MPO Female, Method A, Std IL, 13 m, Yellow | PC | 1 | 1 | 1 | 1 | 819.02
61305619704 | F9URLENENANM014 | OS224-Fbr,Intrc,LSZH,24F,YL,14M,RL | OS2 24 fiber, Interconnect, LSZH, 24F MPO Female to 24F MPO Female, Method A, Std IL, 14 m, Yellow | PC | 1 | 1 | 1 | 1 | 826.16
61305619705 | F9URLENENANM015 | OS224-Fbr,Intrc,LSZH,24F,YL,15M,RL | OS2 24 fiber, Interconnect, LSZH, 24F MPO Female to 24F MPO Female, Method A, Std IL, 15 m, Yellow | PC | 1 | 1 | 1 | 1 | 833.28
61305619706 | F9URLENENANM016 | OS224-Fbr,Intrc,LSZH,24F,YL,16M,RL | OS2 24 fiber, Interconnect, LSZH, 24F MPO Female to 24F MPO Female, Method A, Std IL, 16 m, Yellow | PC | 1 | 1 | 1 | 1 | 840.42
61305619707 | F9URLENENANM017 | OS224-Fbr,Intrc,LSZH,24F,YL,17M,RL | OS2 24 fiber, Interconnect, LSZH, 24F MPO Female to 24F MPO Female, Method A, Std IL, 17 m, Yellow | PC | 1 | 1 | 1 | 1 | 847.54
61305619708 | F9URLENENANM018 | OS224-Fbr,Intrc,LSZH,24F,YL,18M,RL | OS2 24 fiber, Interconnect, LSZH, 24F MPO Female to 24F MPO Female, Method A, Std IL, 18 m, Yellow | PC | 1 | 1 | 1 | 1 | 854.7
61305619709 | F9URLENENANM019 | OS224-Fbr,Intrc,LSZH,24F,YL,19M,RL | OS2 24 fiber, Interconnect, LSZH, 24F MPO Female to 24F MPO Female, Method A, Std IL, 19 m, Yellow | PC | 1 | 1 | 1 | 1 | 861.82
61305619710 | F9URLENENANM020 | OS224-Fbr,Intrc,LSZH,24F,YL,20M,RL | OS2 24 fiber, Interconnect, LSZH, 24F MPO Female to 24F MPO Female, Method A, Std IL, 20 m, Yellow | PC | 1 | 1 | 1 | 1 | 868.94
61305619711 | F9URLENENANM021 | OS224-Fbr,Intrc,LSZH,24F,YL,21M,RL | OS2 24 fiber, Interconnect, LSZH, 24F MPO Female to 24F MPO Female, Method A, Std IL, 21 m, Yellow | PC | 1 | 1 | 1 | 1 | 876.1
61305619712 | F9URLENENANM022 | OS224-Fbr,Intrc,LSZH,24F,YL,22M,RL | OS2 24 fiber, Interconnect, LSZH, 24F MPO Female to 24F MPO Female, Method A, Std IL, 22 m, Yellow | PC | 1 | 1 | 1 | 1 | 883.2
61305619713 | F9URLENENANM023 | OS224-Fbr,Intrc,LSZH,24F,YL,23M,RL | OS2 24 fiber, Interconnect, LSZH, 24F MPO Female to 24F MPO Female, Method A, Std IL, 23 m, Yellow | PC | 1 | 1 | 1 | 1 | 890.34
61305619714 | F9URLENENANM024 | OS224-Fbr,Intrc,LSZH,24F,YL,24M,RL | OS2 24 fiber, Interconnect, LSZH, 24F MPO Female to 24F MPO Female, Method A, Std IL, 24 m, Yellow | PC | 1 | 1 | 1 | 1 | 897.48
61305619715 | F9URLENENANM025 | OS224-Fbr,Intrc,LSZH,24F,YL,25M,RL | OS2 24 fiber, Interconnect, LSZH, 24F MPO Female to 24F MPO Female, Method A, Std IL, 25 m, Yellow | PC | 1 | 1 | 1 | 1 | 904.62
61305619716 | F9URLENENANM026 | OS224-Fbr,Intrc,LSZH,24F,YL,26M,RL | OS2 24 fiber, Interconnect, LSZH, 24F MPO Female to 24F MPO Female, Method A, Std IL, 26 m, Yellow | PC | 1 | 1 | 1 | 1 | 911.72
61305619717 | F9URLENENANM027 | OS224-Fbr,Intrc,LSZH,24F,YL,27M,RL | OS2 24 fiber, Interconnect, LSZH, 24F MPO Female to 24F MPO Female, Method A, Std IL, 27 m, Yellow | PC | 1 | 1 | 1 | 1 | 918.88
61305619718 | F9URLENENANM028 | OS224-Fbr,Intrc,LSZH,24F,YL,28M,RL | OS2 24 fiber, Interconnect, LSZH, 24F MPO Female to 24F MPO Female, Method A, Std IL, 28 m, Yellow | PC | 1 | 1 | 1 | 1 | 926.02
61305619719 | F9URLENENANM029 | OS224-Fbr,Intrc,24F,LSZH,YL,29M,RL | OS2 24 fiber, Interconnect, LSZH, 24F MPO Female to 24F MPO Female, Method A, Std IL, 29 m, Yellow | PC | 1 | 1 | 1 | 1 | 933.12
61305619720 | F9URLENENANM030 | OS224-Fbr,Intrc,24F,LSZH,YL,30M,RL | OS2 24 fiber, Interconnect, LSZH, 24F MPO Female to 24F MPO Female, Method A, Std IL, 30 m, Yellow | PC | 1 | 1 | 1 | 1 | 940.28
61305619844 | F9URPEN54ANF003 | OS224-Fbr,Intrc,12F,PLEM,YL,3ft,EA | OS2 24f Interconnect Plenum 24F MPO F/(2) 12F MTP F Type A Std IL 3f | PC | 1 | 1 | 1 | 1 | 797.28
61305619845 | F9URPEN54ANF004 | OS224-Fbr,Intrc,12F,PLEM,YL,4ft,EA | OS2 24f Interconnect Plenum 24F MPO F/(2) 12F MTP F Type A Std IL 4f | PC | 1 | 1 | 1 | 1 | 799.6
61305619846 | F9URPEN54ANF005 | OS224-Fbr,Intrc,12F,PLEM,YL,5ft,EA | OS2 24f Interconnect Plenum 24F MPO F/(2) 12F MTP F Type A Std IL 5f | PC | 1 | 1 | 1 | 1 | 801.88
61305619847 | F9URPEN54ANF006 | OS224-Fbr,Intrc,12F,PLEM,YL,6ft,EA | OS2 24f Interconnect Plenum 24F MPO F/(2) 12F MTP F Type A Std IL 6f | PC | 1 | 1 | 1 | 1 | 804.16
61305619848 | F9URPEN54ANF007 | OS224-Fbr,Intrc,12F,PLEM,YL,7ft,EA | OS2 24f Interconnect Plenum 24F MPO F/(2) 12F MTP F Type A Std IL 7f | PC | 1 | 1 | 1 | 1 | 806.46
61305619849 | F9URPEN54ANF008 | OS224-Fbr,Intrc,12F,PLEM,YL,8ft,EA | OS2 24f Interconnect Plenum 24F MPO F/(2) 12F MTP F Type A Std IL 8f | PC | 1 | 1 | 1 | 1 | 808.76
61305619850 | F9URPEN54ANF009 | OS224-Fbr,Intrc,12F,PLEM,YL,9ft,EA | OS2 24f Interconnect Plenum 24F MPO F/(2) 12F MTP F Type A Std IL 9f | PC | 1 | 1 | 1 | 1 | 811.06
61305619851 | F9URPEN54ANF010 | OS224-Fbr,Intrc,12F,PLEM,YL,10ft,EA | OS2 24f Interconnect Plenum 24F MPO F/(2) 12F MTP F Type A Std IL 10f | PC | 1 | 1 | 1 | 1 | 813.34
61305619852 | F9URPEN54ANF011 | OS224-Fbr,Intrc,12F,PLEM,YL,11ft,EA | OS2 24f Interconnect Plenum 24F MPO F/(2) 12F MTP F Type A Std IL 11f | PC | 1 | 1 | 1 | 1 | 815.64
61305619853 | F9URPEN54ANF012 | OS224-Fbr,Intrc,12F,PLEM,YL,12ft,EA | OS2 24f Interconnect Plenum 24F MPO F/(2) 12F MTP F Type A Std IL 12f | PC | 1 | 1 | 1 | 1 | 817.94
61305619854 | F9URPEN54ANF013 | OS224-Fbr,Intrc,12F,PLEM,YL,13ft,EA | OS2 24f Interconnect Plenum 24F MPO F/(2) 12F MTP F Type A Std IL 13f | PC | 1 | 1 | 1 | 1 | 820.22
61305619855 | F9URPEN54ANF014 | OS224-Fbr,Intrc,12F,PLEM,YL,14ft,EA | OS2 24f Interconnect Plenum 24F MPO F/(2) 12F MTP F Type A Std IL 14f | PC | 1 | 1 | 1 | 1 | 822.52
61305619856 | F9URPEN54ANF015 | OS224-Fbr,Intrc,12F,PLEM,YL,15ft,EA | OS2 24f Interconnect Plenum 24F MPO F/(2) 12F MTP F Type A Std IL 15f | PC | 1 | 1 | 1 | 1 | 824.8
61305619857 | F9URPEN54ANF016 | OS224-Fbr,Intrc,12F,PLEM,YL,16ft,EA | OS2 24f Interconnect Plenum 24F MPO F/(2) 12F MTP F Type A Std IL 16f | PC | 1 | 1 | 1 | 1 | 827.12
61305619858 | F9URPEN54ANF017 | OS224-Fbr,Intrc,12F,PLEM,YL,17ft,EA | OS2 24f Interconnect Plenum 24F MPO F/(2) 12F MTP F Type A Std IL 17f | PC | 1 | 1 | 1 | 1 | 829.4
61305619859 | F9URPEN54ANF018 | OS224-Fbr,Intrc,12F,PLEM,YL,18ft,EA | OS2 24f Interconnect Plenum 24F MPO F/(2) 12F MTP F Type A Std IL 18f | PC | 1 | 1 | 1 | 1 | 831.7
61305619860 | F9URPEN54ANF019 | OS224-Fbr,Intrc,12F,PLEM,YL,19ft,EA | OS2 24f Interconnect Plenum 24F MPO F/(2) 12F MTP F Type A Std IL 19f | PC | 1 | 1 | 1 | 1 | 834
61305619861 | F9URPEN54ANF020 | OS224-Fbr,Intrc,12F,PLEM,YL,20ft,EA | OS2 24f Interconnect Plenum 24F MPO F/(2) 12F MTP F Type A Std IL 20f | PC | 1 | 1 | 1 | 1 | 836.3
61305619862 | F9URPEN54ANF021 | OS224-Fbr,Intrc,12F,PLEM,YL,21ft,EA | OS2 24f Interconnect Plenum 24F MPO F/(2) 12F MTP F Type A Std IL 21f | PC | 1 | 1 | 1 | 1 | 838.6
61305619863 | F9URPEN54ANF022 | OS224-Fbr,Intrc,12F,PLEM,YL,22ft,EA | OS2 24f Interconnect Plenum 24F MPO F/(2) 12F MTP F Type A Std IL 22f | PC | 1 | 1 | 1 | 1 | 840.88
61305619864 | F9URPEN54ANF023 | OS224-Fbr,Intrc,12F,PLEM,YL,23ft,EA | OS2 24f Interconnect Plenum 24F MPO F/(2) 12F MTP F Type A Std IL 23f | PC | 1 | 1 | 1 | 1 | 843.16
61305619865 | F9URPEN54ANF024 | OS224-Fbr,Intrc,12F,PLEM,YL,24ft,EA | OS2 24f Interconnect Plenum 24F MPO F/(2) 12F MTP F Type A Std IL 24f | PC | 1 | 1 | 1 | 1 | 845.48
61305619866 | F9URPEN54ANF025 | OS224-Fbr,Intrc,12F,PLEM,YL,25ft,EA | OS2 24f Interconnect Plenum 24F MPO F/(2) 12F MTP F Type A Std IL 25f | PC | 1 | 1 | 1 | 1 | 847.76
61305619867 | F9URPEN54ANF026 | OS224-Fbr,Intrc,12F,PLEM,YL,26ft,EA | OS2 24f Interconnect Plenum 24F MPO F/(2) 12F MTP F Type A Std IL 26f | PC | 1 | 1 | 1 | 1 | 850.06
61305619868 | F9URPEN54ANF027 | OS224-Fbr,Intrc,12F,PLEM,YL,27ft,EA | OS2 24f Interconnect Plenum 24F MPO F/(2) 12F MTP F Type A Std IL 27f | PC | 1 | 1 | 1 | 1 | 852.34
61305619869 | F9URPEN54ANF028 | OS224-Fbr,Intrc,12F,PLEM,YL,28ft,EA | OS2 24f Interconnect Plenum 24F MPO F/(2) 12F MTP F Type A Std IL 28f | PC | 1 | 1 | 1 | 1 | 854.66
61305619870 | F9URPEN54ANF029 | OS224-Fbr,Intrc,12F,PLEM,YL,29ft,EA | OS2 24f Interconnect Plenum 24F MPO F/(2) 12F MTP F Type A Std IL 29f | PC | 1 | 1 | 1 | 1 | 856.94
61305619871 | F9URPEN54ANF030 | OS224-Fbr,Intrc,12F,PLEM,YL,30ft,EA | OS2 24f Interconnect Plenum 24F MPO F/(2) 12F MTP F Type A Std IL 30f | PC | 1 | 1 | 1 | 1 | 859.22
61305619872 | F9URPEN54ANF031 | OS224-Fbr,Intrc,12F,PLEM,YL,31ft,EA | OS2 24f Interconnect Plenum 24F MPO F/(2) 12F MTP F Type A Std IL 31f | PC | 1 | 1 | 1 | 1 | 861.52
61305619873 | F9URPEN54ANF032 | OS224-Fbr,Intrc,12F,PLEM,YL,32ft,EA | OS2 24f Interconnect Plenum 24F MPO F/(2) 12F MTP F Type A Std IL 32f | PC | 1 | 1 | 1 | 1 | 863.82
61305619874 | F9URPEN54ANF033 | OS224-Fbr,Intrc,12F,PLEM,YL,33ft,EA | OS2 24f Interconnect Plenum 24F MPO F/(2) 12F MTP F Type A Std IL 33f | PC | 1 | 1 | 1 | 1 | 866.12
61305619875 | F9URPEN54ANF034 | OS224-Fbr,Intrc,12F,PLEM,YL,34ft,EA | OS2 24f Interconnect Plenum 24F MPO F/(2) 12F MTP F Type A Std IL 34f | PC | 1 | 1 | 1 | 1 | 868.4
61305619876 | F9URPEN54ANF035 | OS224-Fbr,Intrc,12F,PLEM,YL,35ft,EA | OS2 24f Interconnect Plenum 24F MPO F/(2) 12F MTP F Type A Std IL 35f | PC | 1 | 1 | 1 | 1 | 870.68
61305619877 | F9URPEN54ANF036 | OS224-Fbr,Intrc,12F,PLEM,YL,36ft,EA | OS2 24f Interconnect Plenum 24F MPO F/(2) 12F MTP F Type A Std IL 36f | PC | 1 | 1 | 1 | 1 | 873
61305619878 | F9URPEN54ANF037 | OS224-Fbr,Intrc,12F,PLEM,YL,37ft,EA | OS2 24f Interconnect Plenum 24F MPO F/(2) 12F MTP F Type A Std IL 37f | PC | 1 | 1 | 1 | 1 | 875.28
61305619879 | F9URPEN54ANF038 | OS224-Fbr,Intrc,12F,PLEM,YL,38ft,EA | OS2 24f Interconnect Plenum 24F MPO F/(2) 12F MTP F Type A Std IL 38f | PC | 1 | 1 | 1 | 1 | 877.58
61305619880 | F9URPEN54ANF039 | OS224-Fbr,Intrc,12F,PLEM,YL,39ft,EA | OS2 24f Interconnect Plenum 24F MPO F/(2) 12F MTP F Type A Std IL 39f | PC | 1 | 1 | 1 | 1 | 879.86
61305619881 | F9URPEN54ANF040 | OS224-Fbr,Intrc,12F,PLEM,YL,40ft,EA | OS2 24f Interconnect Plenum 24F MPO F/(2) 12F MTP F Type A Std IL 40f | PC | 1 | 1 | 1 | 1 | 882.16
61305619882 | F9URPEN54ANF041 | OS224-Fbr,Intrc,12F,PLEM,YL,41ft,EA | OS2 24f Interconnect Plenum 24F MPO F/(2) 12F MTP F Type A Std IL 41f | PC | 1 | 1 | 1 | 1 | 884.46
61305619883 | F9URPEN54ANF042 | OS224-Fbr,Intrc,12F,PLEM,YL,42ft,EA | OS2 24f Interconnect Plenum 24F MPO F/(2) 12F MTP F Type A Std IL 42f | PC | 1 | 1 | 1 | 1 | 886.74
61305619884 | F9URPEN54ANF043 | OS224-Fbr,Intrc,12F,PLEM,YL,43ft,EA | OS2 24f Interconnect Plenum 24F MPO F/(2) 12F MTP F Type A Std IL 43f | PC | 1 | 1 | 1 | 1 | 889.06
61305619885 | F9URPEN54ANF044 | OS224-Fbr,Intrc,12F,PLEM,YL,44ft,EA | OS2 24f Interconnect Plenum 24F MPO F/(2) 12F MTP F Type A Std IL 44f | PC | 1 | 1 | 1 | 1 | 891.36
61305619886 | F9URPEN54ANF045 | OS224-Fbr,Intrc,12F,PLEM,YL,45ft,EA | OS2 24f Interconnect Plenum 24F MPO F/(2) 12F MTP F Type A Std IL 45f | PC | 1 | 1 | 1 | 1 | 893.66
61305619887 | F9URPEN54ANF046 | OS224-Fbr,Intrc,12F,PLEM,YL,46ft,EA | OS2 24f Interconnect Plenum 24F MPO F/(2) 12F MTP F Type A Std IL 46f | PC | 1 | 1 | 1 | 1 | 895.94
61305619888 | F9URPEN54ANF047 | OS224-Fbr,Intrc,12F,PLEM,YL,47ft,EA | OS2 24f Interconnect Plenum 24F MPO F/(2) 12F MTP F Type A Std IL 47f | PC | 1 | 1 | 1 | 1 | 898.22
61305619889 | F9URPEN54ANF048 | OS224-Fbr,Intrc,12F,PLEM,YL,48ft,EA | OS2 24f Interconnect Plenum 24F MPO F/(2) 12F MTP F Type A Std IL 48f | PC | 1 | 1 | 1 | 1 | 900.54
61305619890 | F9URPEN54ANF049 | OS224-Fbr,Intrc,12F,PLEM,YL,49ft,EA | OS2 24f Interconnect Plenum 24F MPO F/(2) 12F MTP F Type A Std IL 49f | PC | 1 | 1 | 1 | 1 | 902.82
61305619891 | F9URPEN54ANF050 | OS224-Fbr,Intrc,12F,PLEM,YL,50ft,EA | OS2 24f Interconnect Plenum 24F MPO F/(2) 12F MTP F Type A Std IL 50f | PC | 1 | 1 | 1 | 1 | 905.12
61305619892 | F9URPEN54ANF051 | OS224-Fbr,Intrc,12F,PLEM,YL,51ft,EA | OS2 24f Interconnect Plenum 24F MPO F/(2) 12F MTP F Type A Std IL 51f | PC | 1 | 1 | 1 | 1 | 907.4
61305619893 | F9URPEN54ANF052 | OS224-Fbr,Intrc,12F,PLEM,YL,52ft,EA | OS2 24f Interconnect Plenum 24F MPO F/(2) 12F MTP F Type A Std IL 52f | PC | 1 | 1 | 1 | 1 | 909.7
61305619894 | F9URPEN54ANF053 | OS224-Fbr,Intrc,12F,PLEM,YL,53ft,EA | OS2 24f Interconnect Plenum 24F MPO F/(2) 12F MTP F Type A Std IL 53f | PC | 1 | 1 | 1 | 1 | 912
61305619895 | F9URPEN54ANF054 | OS224-Fbr,Intrc,12F,PLEM,YL,54ft,EA | OS2 24f Interconnect Plenum 24F MPO F/(2) 12F MTP F Type A Std IL 54f | PC | 1 | 1 | 1 | 1 | 914.28
61305619896 | F9URPEN54ANF055 | OS224-Fbr,Intrc,12F,PLEM,YL,55ft,EA | OS2 24f Interconnect Plenum 24F MPO F/(2) 12F MTP F Type A Std IL 55f | PC | 1 | 1 | 1 | 1 | 916.58
61305619897 | F9URPEN54ANF056 | OS224-Fbr,Intrc,12F,PLEM,YL,56ft,EA | OS2 24f Interconnect Plenum 24F MPO F/(2) 12F MTP F Type A Std IL 56f | PC | 1 | 1 | 1 | 1 | 918.88
61305619898 | F9URPEN54ANF057 | OS224-Fbr,Intrc,12F,PLEM,YL,57ft,EA | OS2 24f Interconnect Plenum 24F MPO F/(2) 12F MTP F Type A Std IL 57f | PC | 1 | 1 | 1 | 1 | 921.16
61305619899 | F9URPEN54ANF058 | OS224-Fbr,Intrc,12F,PLEM,YL,58ft,EA | OS2 24f Interconnect Plenum 24F MPO F/(2) 12F MTP F Type A Std IL 58f | PC | 1 | 1 | 1 | 1 | 923.46
61305619900 | F9URPEN54ANF059 | OS224-Fbr,Intrc,12F,PLEM,YL,59ft,EA | OS2 24f Interconnect Plenum 24F MPO F/(2) 12F MTP F Type A Std IL 59f | PC | 1 | 1 | 1 | 1 | 925.74
61305619901 | F9URPEN54ANF060 | OS224-Fbr,Intrc,12F,PLEM,YL,60ft,EA | OS2 24f Interconnect Plenum 24F MPO F/(2) 12F MTP F Type A Std IL 60f | PC | 1 | 1 | 1 | 1 | 928.06
61305619902 | F9URPEN54ANF061 | OS224-Fbr,Intrc,12F,PLEM,YL,61ft,EA | OS2 24f Interconnect Plenum 24F MPO F/(2) 12F MTP F Type A Std IL 61f | PC | 1 | 1 | 1 | 1 | 930.34
61305619903 | F9URPEN54ANF062 | OS224-Fbr,Intrc,12F,PLEM,YL,62ft,EA | OS2 24f Interconnect Plenum 24F MPO F/(2) 12F MTP F Type A Std IL 62f | PC | 1 | 1 | 1 | 1 | 932.64
61305619904 | F9URPEN54ANF063 | OS224-Fbr,Intrc,12F,PLEM,YL,63ft,EA | OS2 24f Interconnect Plenum 24F MPO F/(2) 12F MTP F Type A Std IL 63f | PC | 1 | 1 | 1 | 1 | 934.92
61305619905 | F9URPEN54ANF064 | OS224-Fbr,Intrc,12F,PLEM,YL,64ft,EA | OS2 24f Interconnect Plenum 24F MPO F/(2) 12F MTP F Type A Std IL 64f | PC | 1 | 1 | 1 | 1 | 937.22
61305619906 | F9URPEN54ANF065 | OS224-Fbr,Intrc,12F,PLEM,YL,65ft,EA | OS2 24f Interconnect Plenum 24F MPO F/(2) 12F MTP F Type A Std IL 65f | PC | 1 | 1 | 1 | 1 | 939.52
61305619907 | F9URPEN54ANF066 | OS224-Fbr,Intrc,12F,PLEM,YL,66ft,EA | OS2 24f Interconnect Plenum 24F MPO F/(2) 12F MTP F Type A Std IL 66f | PC | 1 | 1 | 1 | 1 | 941.8
61305619908 | F9URPEN54ANF067 | OS224-Fbr,Intrc,12F,PLEM,YL,67ft,EA | OS2 24f Interconnect Plenum 24F MPO F/(2) 12F MTP F Type A Std IL 67f | PC | 1 | 1 | 1 | 1 | 944.1
61305619909 | F9URPEN54ANF068 | OS224-Fbr,Intrc,12F,PLEM,YL,68ft,EA | OS2 24f Interconnect Plenum 24F MPO F/(2) 12F MTP F Type A Std IL 68f | PC | 1 | 1 | 1 | 1 | 946.42
61305619910 | F9URPEN54ANF069 | OS224-Fbr,Intrc,12F,PLEM,YL,69ft,EA | OS2 24f Interconnect Plenum 24F MPO F/(2) 12F MTP F Type A Std IL 69f | PC | 1 | 1 | 1 | 1 | 948.7
61305619911 | F9URPEN54ANF070 | OS224-Fbr,Intrc,12F,PLEM,YL,70ft,EA | OS2 24f Interconnect Plenum 24F MPO F/(2) 12F MTP F Type A Std IL 70f | PC | 1 | 1 | 1 | 1 | 951
61305619912 | F9URPEN54ANF071 | OS224-Fbr,Intrc,12F,PLEM,YL,71ft,EA | OS2 24f Interconnect Plenum 24F MPO F/(2) 12F MTP F Type A Std IL 71f | PC | 1 | 1 | 1 | 1 | 953.28
61305619913 | F9URPEN54ANF072 | OS224-Fbr,Intrc,12F,PLEM,YL,72ft,EA | OS2 24f Interconnect Plenum 24F MPO F/(2) 12F MTP F Type A Std IL 72f | PC | 1 | 1 | 1 | 1 | 955.6
61305619914 | F9URPEN54ANF073 | OS224-Fbr,Intrc,12F,PLEM,YL,73ft,EA | OS2 24f Interconnect Plenum 24F MPO F/(2) 12F MTP F Type A Std IL 73f | PC | 1 | 1 | 1 | 1 | 957.88
61305619915 | F9URPEN54ANF074 | OS224-Fbr,Intrc,12F,PLEM,YL,74ft,EA | OS2 24f Interconnect Plenum 24F MPO F/(2) 12F MTP F Type A Std IL 74f | PC | 1 | 1 | 1 | 1 | 960.16
61305619916 | F9URPEN54ANF075 | OS224-Fbr,Intrc,12F,PLEM,YL,75ft,EA | OS2 24f Interconnect Plenum 24F MPO F/(2) 12F MTP F Type A Std IL 75f | PC | 1 | 1 | 1 | 1 | 962.46
61305619917 | F9URPEN54ANF076 | OS224-Fbr,Intrc,12F,PLEM,YL,76ft,EA | OS2 24f Interconnect Plenum 24F MPO F/(2) 12F MTP F Type A Std IL 76f | PC | 1 | 1 | 1 | 1 | 964.76
61305619918 | F9URPEN54ANF077 | OS224-Fbr,Intrc,12F,PLEM,YL,77ft,EA | OS2 24f Interconnect Plenum 24F MPO F/(2) 12F MTP F Type A Std IL 77f | PC | 1 | 1 | 1 | 1 | 967.06
61305619919 | F9URPEN54ANF078 | OS224-Fbr,Intrc,12F,PLEM,YL,78ft,EA | OS2 24f Interconnect Plenum 24F MPO F/(2) 12F MTP F Type A Std IL 78f | PC | 1 | 1 | 1 | 1 | 969.34
61305619920 | F9URPEN54ANF079 | OS224-Fbr,Intrc,12F,PLEM,YL,79ft,EA | OS2 24f Interconnect Plenum 24F MPO F/(2) 12F MTP F Type A Std IL 79f | PC | 1 | 1 | 1 | 1 | 971.64
61305619921 | F9URPEN54ANF080 | OS224-Fbr,Intrc,12F,PLEM,YL,80ft,EA | OS2 24f Interconnect Plenum 24F MPO F/(2) 12F MTP F Type A Std IL 80f | PC | 1 | 1 | 1 | 1 | 973.94
61305619922 | F9URPEN54ANF081 | OS224-Fbr,Intrc,12F,PLEM,YL,81ft,EA | OS2 24f Interconnect Plenum 24F MPO F/(2) 12F MTP F Type A Std IL 81f | PC | 1 | 1 | 1 | 1 | 976.22
61305619923 | F9URPEN54ANF082 | OS224-Fbr,Intrc,12F,PLEM,YL,82ft,EA | OS2 24f Interconnect Plenum 24F MPO F/(2) 12F MTP F Type A Std IL 82f | PC | 1 | 1 | 1 | 1 | 978.52
61305619924 | F9URPEN54ANF083 | OS224-Fbr,Intrc,12F,PLEM,YL,83ft,EA | OS2 24f Interconnect Plenum 24F MPO F/(2) 12F MTP F Type A Std IL 83f | PC | 1 | 1 | 1 | 1 | 980.8
61305619925 | F9URPEN54ANF084 | OS224-Fbr,Intrc,12F,PLEM,YL,84ft,EA | OS2 24f Interconnect Plenum 24F MPO F/(2) 12F MTP F Type A Std IL 84f | PC | 1 | 1 | 1 | 1 | 983.12
61305619926 | F9URPEN54ANF085 | OS224-Fbr,Intrc,12F,PLEM,YL,85ft,EA | OS2 24f Interconnect Plenum 24F MPO F/(2) 12F MTP F Type A Std IL 85f | PC | 1 | 1 | 1 | 1 | 985.4
61305619927 | F9URPEN54ANF086 | OS224-Fbr,Intrc,12F,PLEM,YL,86ft,EA | OS2 24f Interconnect Plenum 24F MPO F/(2) 12F MTP F Type A Std IL 86f | PC | 1 | 1 | 1 | 1 | 987.68
61305619928 | F9URPEN54ANF087 | OS224-Fbr,Intrc,12F,PLEM,YL,87ft,EA | OS2 24f Interconnect Plenum 24F MPO F/(2) 12F MTP F Type A Std IL 87f | PC | 1 | 1 | 1 | 1 | 989.98
61305619929 | F9URPEN54ANF088 | OS224-Fbr,Intrc,12F,PLEM,YL,88ft,EA | OS2 24f Interconnect Plenum 24F MPO F/(2) 12F MTP F Type A Std IL 88f | PC | 1 | 1 | 1 | 1 | 992.28
61305619930 | F9URPEN54ANF089 | OS224-Fbr,Intrc,12F,PLEM,YL,89ft,EA | OS2 24f Interconnect Plenum 24F MPO F/(2) 12F MTP F Type A Std IL 89f | PC | 1 | 1 | 1 | 1 | 994.58
61305619931 | F9URPEN54ANF090 | OS224-Fbr,Intrc,12F,PLEM,YL,90ft,EA | OS2 24f Interconnect Plenum 24F MPO F/(2) 12F MTP F Type A Std IL 90f | PC | 1 | 1 | 1 | 1 | 996.86
61305619932 | F9URPEN54ANF091 | OS224-Fbr,Intrc,12F,PLEM,YL,91ft,EA | OS2 24f Interconnect Plenum 24F MPO F/(2) 12F MTP F Type A Std IL 91f | PC | 1 | 1 | 1 | 1 | 999.14
61305619933 | F9URPEN54ANF092 | OS224-Fbr,Intrc,12F,PLEM,YL,92ft,EA | OS2 24f Interconnect Plenum 24F MPO F/(2) 12F MTP F Type A Std IL 92f | PC | 1 | 1 | 1 | 1 | 1001.46
61305619934 | F9URPEN54ANF093 | OS224-Fbr,Intrc,12F,PLEM,YL,93ft,EA | OS2 24f Interconnect Plenum 24F MPO F/(2) 12F MTP F Type A Std IL 93f | PC | 1 | 1 | 1 | 1 | 1003.76
61305619935 | F9URPEN54ANF094 | OS224-Fbr,Intrc,12F,PLEM,YL,94ft,EA | OS2 24f Interconnect Plenum 24F MPO F/(2) 12F MTP F Type A Std IL 94f | PC | 1 | 1 | 1 | 1 | 1006.06
61305619936 | F9URPEN54ANF095 | OS224-Fbr,Intrc,12F,PLEM,YL,95ft,EA | OS2 24f Interconnect Plenum 24F MPO F/(2) 12F MTP F Type A Std IL 95f | PC | 1 | 1 | 1 | 1 | 1008.36
61305619937 | F9URPEN54ANF096 | OS224-Fbr,Intrc,12F,PLEM,YL,96ft,EA | OS2 24f Interconnect Plenum 24F MPO F/(2) 12F MTP F Type A Std IL 96f | PC | 1 | 1 | 1 | 1 | 1010.66
61305619938 | F9URPEN54ANF097 | OS224-Fbr,Intrc,12F,PLEM,YL,97ft,EA | OS2 24f Interconnect Plenum 24F MPO F/(2) 12F MTP F Type A Std IL 97f | PC | 1 | 1 | 1 | 1 | 1012.94
61305619939 | F9URPEN54ANF098 | OS224-Fbr,Intrc,12F,PLEM,YL,98ft,EA | OS2 24f Interconnect Plenum 24F MPO F/(2) 12F MTP F Type A Std IL 98f | PC | 1 | 1 | 1 | 1 | 1015.22
61305619940 | F9URPEN54ANF099 | OS224-Fbr,Intrc,12F,PLEM,YL,99ft,EA | OS2 24f Interconnect Plenum 24F MPO F/(2) 12F MTP F Type A Std IL 99f | PC | 1 | 1 | 1 | 1 | 1017.54
61305619941 | F9URPEN54ANF100 | OS224-Fbr,Intrc,12F,PLEM,YL,100ft,EA | OS2 24f Interconnect Plenum 24F MPO F/(2) 12F MTP F Type A Std IL 100f | PC | 1 | 1 | 1 | 1 | 1019.82
61305619942 | F9URPENENANF003 | OS224-Fbr,Intrc,24F,PLEM,YL,3ft,EA | OS2 24 fiber, Interconnect, Plenum, 24F MPO Female to 24F MPO Female, Method A, Std IL, 3 ft, Yellow | PC | 1 | 1 | 1 | 1 | 786.68
61305619943 | F9URPENENANF004 | OS224-Fbr,Intrc,24F,PLEM,YL,4ft,EA | OS2 24 fiber, Interconnect, Plenum, 24F MPO Female to 24F MPO Female, Method A, Std IL, 4 ft, Yellow | PC | 1 | 1 | 1 | 1 | 794.68
61305619944 | F9URPENENANF005 | OS224-Fbr,Intrc,24F,PLEM,YL,5ft,EA | OS2 24 fiber, Interconnect, Plenum, 24F MPO Female to 24F MPO Female, Method A, Std IL, 5 ft, Yellow | PC | 1 | 1 | 1 | 1 | 802.74
61305619945 | F9URPENENANF006 | OS224-Fbr,Intrc,24F,PLEM,YL,6ft,EA | OS2 24 fiber, Interconnect, Plenum, 24F MPO Female to 24F MPO Female, Method A, Std IL, 6 ft, Yellow | PC | 1 | 1 | 1 | 1 | 810.74
61305619946 | F9URPENENANF007 | OS224-Fbr,Intrc,24F,PLEM,YL,7ft,EA | OS2 24 fiber, Interconnect, Plenum, 24F MPO Female to 24F MPO Female, Method A, Std IL, 7 ft, Yellow | PC | 1 | 1 | 1 | 1 | 818.76
61305619947 | F9URPENENANF008 | OS224-Fbr,Intrc,24F,PLEM,YL,8ft,EA | OS2 24 fiber, Interconnect, Plenum, 24F MPO Female to 24F MPO Female, Method A, Std IL, 8 ft, Yellow | PC | 1 | 1 | 1 | 1 | 826.78
61305619948 | F9URPENENANF009 | OS224-Fbr,Intrc,24F,PLEM,YL,9ft,EA | OS2 24 fiber, Interconnect, Plenum, 24F MPO Female to 24F MPO Female, Method A, Std IL, 9 ft, Yellow | PC | 1 | 1 | 1 | 1 | 834.78
61305619949 | F9URPENENANF010 | OS224-Fbr,Intrc,24F,PLEM,YL,10ft,EA | OS2 24 fiber, Interconnect, Plenum, 24F MPO Female to 24F MPO Female, Method A, Std IL, 10 ft, Yellow | PC | 1 | 1 | 1 | 1 | 842.82
61305619950 | F9URPENENANF011 | OS224-Fbr,Intrc,24F,PLEM,YL,11ft,EA | OS2 24 fiber, Interconnect, Plenum, 24F MPO Female to 24F MPO Female, Method A, Std IL, 11 ft, Yellow | PC | 1 | 1 | 1 | 1 | 850.82
61305619951 | F9URPENENANF012 | OS224-Fbr,Intrc,24F,PLEM,YL,12ft,EA | OS2 24 fiber, Interconnect, Plenum, 24F MPO Female to 24F MPO Female, Method A, Std IL, 12 ft, Yellow | PC | 1 | 1 | 1 | 1 | 858.84
61305619952 | F9URPENENANF013 | OS224-Fbr,Intrc,24F,PLEM,YL,13ft,EA | OS2 24 fiber, Interconnect, Plenum, 24F MPO Female to 24F MPO Female, Method A, Std IL, 13 ft, Yellow | PC | 1 | 1 | 1 | 1 | 866.86
61305619953 | F9URPENENANF014 | OS224-Fbr,Intrc,24F,PLEM,YL,14ft,EA | OS2 24 fiber, Interconnect, Plenum, 24F MPO Female to 24F MPO Female, Method A, Std IL, 14 ft, Yellow | PC | 1 | 1 | 1 | 1 | 874.88
61305619954 | F9URPENENANF015 | OS224-Fbr,Intrc,24F,PLEM,YL,15ft,EA | OS2 24 fiber, Interconnect, Plenum, 24F MPO Female to 24F MPO Female, Method A, Std IL, 15 ft, Yellow | PC | 1 | 1 | 1 | 1 | 882.9
61305619955 | F9URPENENANF016 | OS224-Fbr,Intrc,24F,PLEM,YL,16ft,EA | OS2 24 fiber, Interconnect, Plenum, 24F MPO Female to 24F MPO Female, Method A, Std IL, 16 ft, Yellow | PC | 1 | 1 | 1 | 1 | 890.92
61305619956 | F9URPENENANF017 | OS224-Fbr,Intrc,24F,PLEM,YL,17ft,EA | OS2 24 fiber, Interconnect, Plenum, 24F MPO Female to 24F MPO Female, Method A, Std IL, 17 ft, Yellow | PC | 1 | 1 | 1 | 1 | 898.94
61305619957 | F9URPENENANF018 | OS224-Fbr,Intrc,24F,PLEM,YL,18ft,EA | OS2 24 fiber, Interconnect, Plenum, 24F MPO Female to 24F MPO Female, Method A, Std IL, 18 ft, Yellow | PC | 1 | 1 | 1 | 1 | 906.94
61305619958 | F9URPENENANF019 | OS224-Fbr,Intrc,24F,PLEM,YL,19ft,EA | OS2 24 fiber, Interconnect, Plenum, 24F MPO Female to 24F MPO Female, Method A, Std IL, 19 ft, Yellow | PC | 1 | 1 | 1 | 1 | 914.98
61305619959 | F9URPENENANF020 | OS224-Fbr,Intrc,24F,PLEM,YL,20ft,EA | OS2 24 fiber, Interconnect, Plenum, 24F MPO Female to 24F MPO Female, Method A, Std IL, 20 ft, Yellow | PC | 1 | 1 | 1 | 1 | 922.98
61305619960 | F9URPENENANF021 | OS224-Fbr,Intrc,24F,PLEM,YL,21ft,EA | OS2 24 fiber, Interconnect, Plenum, 24F MPO Female to 24F MPO Female, Method A, Std IL, 21 ft, Yellow | PC | 1 | 1 | 1 | 1 | 930.98
61305619961 | F9URPENENANF022 | OS224-Fbr,Intrc,24F,PLEM,YL,22ft,EA | OS2 24 fiber, Interconnect, Plenum, 24F MPO Female to 24F MPO Female, Method A, Std IL, 22 ft, Yellow | PC | 1 | 1 | 1 | 1 | 939.04
61305619962 | F9URPENENANF023 | OS224-Fbr,Intrc,24F,PLEM,YL,23ft,EA | OS2 24 fiber, Interconnect, Plenum, 24F MPO Female to 24F MPO Female, Method A, Std IL, 23 ft, Yellow | PC | 1 | 1 | 1 | 1 | 947.04
61305619963 | F9URPENENANF024 | OS224-Fbr,Intrc,24F,PLEM,YL,24ft,EA | OS2 24 fiber, Interconnect, Plenum, 24F MPO Female to 24F MPO Female, Method A, Std IL, 24 ft, Yellow | PC | 1 | 1 | 1 | 1 | 955.08
61305619964 | F9URPENENANF025 | OS224-Fbr,Intrc,24F,PLEM,YL,25ft,EA | OS2 24 fiber, Interconnect, Plenum, 24F MPO Female to 24F MPO Female, Method A, Std IL, 25 ft, Yellow | PC | 1 | 1 | 1 | 1 | 963.08
61305619965 | F9URPENENANF026 | OS224-Fbr,Intrc,24F,PLEM,YL,26ft,EA | OS2 24 fiber, Interconnect, Plenum, 24F MPO Female to 24F MPO Female, Method A, Std IL, 26 ft, Yellow | PC | 1 | 1 | 1 | 1 | 971.08
61305619966 | F9URPENENANF027 | OS224-Fbr,Intrc,24F,PLEM,YL,27ft,EA | OS2 24 fiber, Interconnect, Plenum, 24F MPO Female to 24F MPO Female, Method A, Std IL, 27 ft, Yellow | PC | 1 | 1 | 1 | 1 | 979.12
61305619967 | F9URPENENANF028 | OS224-Fbr,Intrc,24F,PLEM,YL,28ft,EA | OS2 24 fiber, Interconnect, Plenum, 24F MPO Female to 24F MPO Female, Method A, Std IL, 28 ft, Yellow | PC | 1 | 1 | 1 | 1 | 987.12
61305619968 | F9URPENENANF029 | OS224-Fbr,Intrc,24F,PLEM,YL,29ft,EA | OS2 24 fiber, Interconnect, Plenum, 24F MPO Female to 24F MPO Female, Method A, Std IL, 29 ft, Yellow | PC | 1 | 1 | 1 | 1 | 995.14
61305619969 | F9URPENENANF030 | OS224-Fbr,Intrc,24F,PLEM,YL,30ft,EA | OS2 24 fiber, Interconnect, Plenum, 24F MPO Female to 24F MPO Female, Method A, Std IL, 30 ft, Yellow | PC | 1 | 1 | 1 | 1 | 1003.16
61305619970 | F9URPENENANF031 | OS224-Fbr,Intrc,24F,PLEM,YL,31ft,EA | OS2 24 fiber, Interconnect, Plenum, 24F MPO Female to 24F MPO Female, Method A, Std IL, 31 ft, Yellow | PC | 1 | 1 | 1 | 1 | 1011.2
61305619971 | F9URPENENANF032 | OS224-Fbr,Intrc,24F,PLEM,YL,32ft,EA | OS2 24 fiber, Interconnect, Plenum, 24F MPO Female to 24F MPO Female, Method A, Std IL, 32 ft, Yellow | PC | 1 | 1 | 1 | 1 | 1019.2
61305619973 | F9URPENENANF033 | OS224-Fbr,Intrc,24F,PLEM,YL,33ft,EA | OS2 24 fiber, Interconnect, Plenum, 24F MPO Female to 24F MPO Female, Method A, Std IL, 33 ft, Yellow | PC | 1 | 1 | 1 | 1 | 1027.22
61305619974 | F9URPENENANF034 | OS224-Fbr,Intrc,24F,PLEM,YL,34ft,EA | OS2 24 fiber, Interconnect, Plenum, 24F MPO Female to 24F MPO Female, Method A, Std IL, 34 ft, Yellow | PC | 1 | 1 | 1 | 1 | 1035.24
61305619975 | F9URPENENANF035 | OS224-Fbr,Intrc,24F,PLEM,YL,35ft,EA | OS2 24 fiber, Interconnect, Plenum, 24F MPO Female to 24F MPO Female, Method A, Std IL, 35 ft, Yellow | PC | 1 | 1 | 1 | 1 | 1043.24
61305619976 | F9URPENENANF036 | OS224-Fbr,Intrc,24F,PLEM,YL,36ft,EA | OS2 24 fiber, Interconnect, Plenum, 24F MPO Female to 24F MPO Female, Method A, Std IL, 36 ft, Yellow | PC | 1 | 1 | 1 | 1 | 1051.28
61305619977 | F9URPENENANF037 | OS224-Fbr,Intrc,24F,PLEM,YL,37ft,EA | OS2 24 fiber, Interconnect, Plenum, 24F MPO Female to 24F MPO Female, Method A, Std IL, 37 ft, Yellow | PC | 1 | 1 | 1 | 1 | 1059.28
61305619978 | F9URPENENANF038 | OS224-Fbr,Intrc,24F,PLEM,YL,38ft,EA | OS2 24 fiber, Interconnect, Plenum, 24F MPO Female to 24F MPO Female, Method A, Std IL, 38 ft, Yellow | PC | 1 | 1 | 1 | 1 | 1067.28
61305619979 | F9URPENENANF039 | OS224-Fbr,Intrc,24F,PLEM,YL,39ft,EA | OS2 24 fiber, Interconnect, Plenum, 24F MPO Female to 24F MPO Female, Method A, Std IL, 39 ft, Yellow | PC | 1 | 1 | 1 | 1 | 1075.34
61305619980 | F9URPENENANF040 | OS224-Fbr,Intrc,24F,PLEM,YL,40ft,EA | OS2 24 fiber, Interconnect, Plenum, 24F MPO Female to 24F MPO Female, Method A, Std IL, 40 ft, Yellow | PC | 1 | 1 | 1 | 1 | 1083.34
61305619981 | F9URPENENANF041 | OS224-Fbr,Intrc,24F,PLEM,YL,41ft,EA | OS2 24 fiber, Interconnect, Plenum, 24F MPO Female to 24F MPO Female, Method A, Std IL, 41 ft, Yellow | PC | 1 | 1 | 1 | 1 | 1091.38
61305619982 | F9URPENENANF042 | OS224-Fbr,Intrc,24F,PLEM,YL,42ft,EA | OS2 24 fiber, Interconnect, Plenum, 24F MPO Female to 24F MPO Female, Method A, Std IL, 42 ft, Yellow | PC | 1 | 1 | 1 | 1 | 1099.38
61305619983 | F9URPENENANF043 | OS224-Fbr,Intrc,24F,PLEM,YL,43ft,EA | OS2 24 fiber, Interconnect, Plenum, 24F MPO Female to 24F MPO Female, Method A, Std IL, 43 ft, Yellow | PC | 1 | 1 | 1 | 1 | 1107.4
61305619984 | F9URPENENANF044 | OS224-Fbr,Intrc,24F,PLEM,YL,44ft,EA | OS2 24 fiber, Interconnect, Plenum, 24F MPO Female to 24F MPO Female, Method A, Std IL, 44 ft, Yellow | PC | 1 | 1 | 1 | 1 | 1115.42
61305619985 | F9URPENENANF045 | OS224-Fbr,Intrc,24F,PLEM,YL,45ft,EA | OS2 24 fiber, Interconnect, Plenum, 24F MPO Female to 24F MPO Female, Method A, Std IL, 45 ft, Yellow | PC | 1 | 1 | 1 | 1 | 1123.42
61305619986 | F9URPENENANF046 | OS224-Fbr,Intrc,24F,PLEM,YL,46ft,EA | OS2 24 fiber, Interconnect, Plenum, 24F MPO Female to 24F MPO Female, Method A, Std IL, 46 ft, Yellow | PC | 1 | 1 | 1 | 1 | 1131.44
61305619987 | F9URPENENANF047 | OS224-Fbr,Intrc,24F,PLEM,YL,47ft,EA | OS2 24 fiber, Interconnect, Plenum, 24F MPO Female to 24F MPO Female, Method A, Std IL, 47 ft, Yellow | PC | 1 | 1 | 1 | 1 | 1139.46
61305619988 | F9URPENENANF048 | OS224-Fbr,Intrc,24F,PLEM,YL,48ft,EA | OS2 24 fiber, Interconnect, Plenum, 24F MPO Female to 24F MPO Female, Method A, Std IL, 48 ft, Yellow | PC | 1 | 1 | 1 | 1 | 1147.5
61305619989 | F9URPENENANF049 | OS224-Fbr,Intrc,24F,PLEM,YL,49ft,EA | OS2 24 fiber, Interconnect, Plenum, 24F MPO Female to 24F MPO Female, Method A, Std IL, 49 ft, Yellow | PC | 1 | 1 | 1 | 1 | 1155.5
61305619990 | F9URPENENANF050 | OS224-Fbr,Intrc,24F,PLEM,YL,50ft,EA | OS2 24 fiber, Interconnect, Plenum, 24F MPO Female to 24F MPO Female, Method A, Std IL, 50 ft, Yellow | PC | 1 | 1 | 1 | 1 | 1163.54
61305619991 | F9URPENENANF051 | OS224-Fbr,Intrc,24F,PLEM,YL,51ft,EA | OS2 24 fiber, Interconnect, Plenum, 24F MPO Female to 24F MPO Female, Method A, Std IL, 51 ft, Yellow | PC | 1 | 1 | 1 | 1 | 1171.54
61305619992 | F9URPENENANF052 | OS224-Fbr,Intrc,24F,PLEM,YL,52ft,EA | OS2 24 fiber, Interconnect, Plenum, 24F MPO Female to 24F MPO Female, Method A, Std IL, 52 ft, Yellow | PC | 1 | 1 | 1 | 1 | 1179.54
61305620003 | F9URPENENANF053 | OS224-Fbr,Intrc,24F,PLEM,YL,53ft,EA | OS2 24 fiber, Interconnect, Plenum, 24F MPO Female to 24F MPO Female, Method A, Std IL, 53 ft, Yellow | PC | 1 | 1 | 1 | 1 | 1187.58
61305620004 | F9URPENENANF054 | OS224-Fbr,Intrc,24F,PLEM,YL,54ft,EA | OS2 24 fiber, Interconnect, Plenum, 24F MPO Female to 24F MPO Female, Method A, Std IL, 54 ft, Yellow | PC | 1 | 1 | 1 | 1 | 1195.58
61305620005 | F9URPENENANF055 | OS224-Fbr,Intrc,24F,PLEM,YL,55ft,EA | OS2 24 fiber, Interconnect, Plenum, 24F MPO Female to 24F MPO Female, Method A, Std IL, 55 ft, Yellow | PC | 1 | 1 | 1 | 1 | 1203.62
61305620006 | F9URPENENANF056 | OS224-Fbr,Intrc,24F,PLEM,YL,56ft,EA | OS2 24 fiber, Interconnect, Plenum, 24F MPO Female to 24F MPO Female, Method A, Std IL, 56 ft, Yellow | PC | 1 | 1 | 1 | 1 | 1211.64
61305620007 | F9URPENENANF057 | OS224-Fbr,Intrc,24F,PLEM,YL,57ft,EA | OS2 24 fiber, Interconnect, Plenum, 24F MPO Female to 24F MPO Female, Method A, Std IL, 57 ft, Yellow | PC | 1 | 1 | 1 | 1 | 1219.64
61305620009 | F9URPENENANF058 | OS224-Fbr,Intrc,24F,PLEM,YL,58ft,EA | OS2 24 fiber, Interconnect, Plenum, 24F MPO Female to 24F MPO Female, Method A, Std IL, 58 ft, Yellow | PC | 1 | 1 | 1 | 1 | 1227.68
61305620011 | F9URPENENANF059 | OS224-Fbr,Intrc,24F,PLEM,YL,59ft,EA | OS2 24 fiber, Interconnect, Plenum, 24F MPO Female to 24F MPO Female, Method A, Std IL, 59 ft, Yellow | PC | 1 | 1 | 1 | 1 | 1235.68
61305620013 | F9URPENENANF060 | OS224-Fbr,Intrc,24F,PLEM,YL,60ft,EA | OS2 24 fiber, Interconnect, Plenum, 24F MPO Female to 24F MPO Female, Method A, Std IL, 60 ft, Yellow | PC | 1 | 1 | 1 | 1 | 1243.7
61305620015 | F9URPENENANF061 | OS224-Fbr,Intrc,24F,PLEM,YL,61ft,EA | OS2 24 fiber, Interconnect, Plenum, 24F MPO Female to 24F MPO Female, Method A, Std IL, 61 ft, Yellow | PC | 1 | 1 | 1 | 1 | 1251.72
61305620017 | F9URPENENANF062 | OS224-Fbr,Intrc,24F,PLEM,YL,62ft,EA | OS2 24 fiber, Interconnect, Plenum, 24F MPO Female to 24F MPO Female, Method A, Std IL, 62 ft, Yellow | PC | 1 | 1 | 1 | 1 | 1259.74
61305620031 | F9URPENENANF063 | OS224-Fbr,Intrc,24F,PLEM,YL,63ft,EA | OS2 24 fiber, Interconnect, Plenum, 24F MPO Female to 24F MPO Female, Method A, Std IL, 63 ft, Yellow | PC | 1 | 1 | 1 | 1 | 1267.74
61305620032 | F9URPENENANF064 | OS224-Fbr,Intrc,24F,PLEM,YL,64ft,EA | OS2 24 fiber, Interconnect, Plenum, 24F MPO Female to 24F MPO Female, Method A, Std IL, 64 ft, Yellow | PC | 1 | 1 | 1 | 1 | 1275.76
61305620033 | F9URPENENANF065 | OS224-Fbr,Intrc,24F,PLEM,YL,65ft,EA | OS2 24 fiber, Interconnect, Plenum, 24F MPO Female to 24F MPO Female, Method A, Std IL, 65 ft, Yellow | PC | 1 | 1 | 1 | 1 | 1283.8
61305620034 | F9URPENENANF066 | OS224-Fbr,Intrc,24F,PLEM,YL,66ft,EA | OS2 24 fiber, Interconnect, Plenum, 24F MPO Female to 24F MPO Female, Method A, Std IL, 66 ft, Yellow | PC | 1 | 1 | 1 | 1 | 1291.8
61305620035 | F9URPENENANF067 | OS224-Fbr,Intrc,24F,PLEM,YL,67ft,EA | OS2 24 fiber, Interconnect, Plenum, 24F MPO Female to 24F MPO Female, Method A, Std IL, 67 ft, Yellow | PC | 1 | 1 | 1 | 1 | 1299.84
61305620036 | F9URPENENANF068 | OS224-Fbr,Intrc,24F,PLEM,YL,68ft,EA | OS2 24 fiber, Interconnect, Plenum, 24F MPO Female to 24F MPO Female, Method A, Std IL, 68 ft, Yellow | PC | 1 | 1 | 1 | 1 | 1307.84
61305620037 | F9URPENENANF069 | OS224-Fbr,Intrc,24F,PLEM,YL,69ft,EA | OS2 24 fiber, Interconnect, Plenum, 24F MPO Female to 24F MPO Female, Method A, Std IL, 69 ft, Yellow | PC | 1 | 1 | 1 | 1 | 1315.88
61305620038 | F9URPENENANF070 | OS224-Fbr,Intrc,24F,PLEM,YL,70ft,EA | OS2 24 fiber, Interconnect, Plenum, 24F MPO Female to 24F MPO Female, Method A, Std IL, 70 ft, Yellow | PC | 1 | 1 | 1 | 1 | 1323.88
61305620039 | F9URPENENANF071 | OS224-Fbr,Intrc,24F,PLEM,YL,71ft,EA | OS2 24 fiber, Interconnect, Plenum, 24F MPO Female to 24F MPO Female, Method A, Std IL, 71 ft, Yellow | PC | 1 | 1 | 1 | 1 | 1331.88
61305619972 | F9URPENENANF072 | OS224-Fbr,Intrc,24F,PLEM,YL,72ft,EA | OS2 24 fiber, Interconnect, Plenum, 24F MPO Female to 24F MPO Female, Method A, Std IL, 72 ft, Yellow | PC | 1 | 1 | 1 | 1 | 1339.92
61305619993 | F9URPENENANF073 | OS224-Fbr,Intrc,24F,PLEM,YL,73ft,EA | OS2 24 fiber, Interconnect, Plenum, 24F MPO Female to 24F MPO Female, Method A, Std IL, 73 ft, Yellow | PC | 1 | 1 | 1 | 1 | 1347.94
61305619994 | F9URPENENANF074 | OS224-Fbr,Intrc,24F,PLEM,YL,74ft,EA | OS2 24 fiber, Interconnect, Plenum, 24F MPO Female to 24F MPO Female, Method A, Std IL, 74 ft, Yellow | PC | 1 | 1 | 1 | 1 | 1355.96
61305619995 | F9URPENENANF075 | OS224-Fbr,Intrc,24F,PLEM,YL,75ft,EA | OS2 24 fiber, Interconnect, Plenum, 24F MPO Female to 24F MPO Female, Method A, Std IL, 75 ft, Yellow | PC | 1 | 1 | 1 | 1 | 1363.98
61305619996 | F9URPENENANF076 | OS224-Fbr,Intrc,24F,PLEM,YL,76ft,EA | OS2 24 fiber, Interconnect, Plenum, 24F MPO Female to 24F MPO Female, Method A, Std IL, 76 ft, Yellow | PC | 1 | 1 | 1 | 1 | 1371.98
61305619997 | F9URPENENANF077 | OS224-Fbr,Intrc,24F,PLEM,YL,77ft,EA | OS2 24 fiber, Interconnect, Plenum, 24F MPO Female to 24F MPO Female, Method A, Std IL, 77 ft, Yellow | PC | 1 | 1 | 1 | 1 | 1380
61305619998 | F9URPENENANF078 | OS224-Fbr,Intrc,24F,PLEM,YL,78ft,EA | OS2 24 fiber, Interconnect, Plenum, 24F MPO Female to 24F MPO Female, Method A, Std IL, 78 ft, Yellow | PC | 1 | 1 | 1 | 1 | 1388.02
61305619999 | F9URPENENANF079 | OS224-Fbr,Intrc,24F,PLEM,YL,79ft,EA | OS2 24 fiber, Interconnect, Plenum, 24F MPO Female to 24F MPO Female, Method A, Std IL, 79 ft, Yellow | PC | 1 | 1 | 1 | 1 | 1396.04
61305620000 | F9URPENENANF080 | OS224-Fbr,Intrc,24F,PLEM,YL,80ft,EA | OS2 24 fiber, Interconnect, Plenum, 24F MPO Female to 24F MPO Female, Method A, Std IL, 80 ft, Yellow | PC | 1 | 1 | 1 | 1 | 1404.04
61305620001 | F9URPENENANF081 | OS224-Fbr,Intrc,24F,PLEM,YL,81ft,EA | OS2 24 fiber, Interconnect, Plenum, 24F MPO Female to 24F MPO Female, Method A, Std IL, 81 ft, Yellow | PC | 1 | 1 | 1 | 1 | 1412.1
61305620002 | F9URPENENANF082 | OS224-Fbr,Intrc,24F,PLEM,YL,82ft,EA | OS2 24 fiber, Interconnect, Plenum, 24F MPO Female to 24F MPO Female, Method A, Std IL, 82 ft, Yellow | PC | 1 | 1 | 1 | 1 | 1420.1
61305620008 | F9URPENENANF083 | OS224-Fbr,Intrc,24F,PLEM,YL,83ft,EA | OS2 24 fiber, Interconnect, Plenum, 24F MPO Female to 24F MPO Female, Method A, Std IL, 83 ft, Yellow | PC | 1 | 1 | 1 | 1 | 1428.12
61305620010 | F9URPENENANF084 | OS224-Fbr,Intrc,24F,PLEM,YL,84ft,EA | OS2 24 fiber, Interconnect, Plenum, 24F MPO Female to 24F MPO Female, Method A, Std IL, 84 ft, Yellow | PC | 1 | 1 | 1 | 1 | 1436.14
61305620012 | F9URPENENANF085 | OS224-Fbr,Intrc,24F,PLEM,YL,85ft,EA | OS2 24 fiber, Interconnect, Plenum, 24F MPO Female to 24F MPO Female, Method A, Std IL, 85 ft, Yellow | PC | 1 | 1 | 1 | 1 | 1444.14
61305620014 | F9URPENENANF086 | OS224-Fbr,Intrc,24F,PLEM,YL,86ft,EA | OS2 24 fiber, Interconnect, Plenum, 24F MPO Female to 24F MPO Female, Method A, Std IL, 86 ft, Yellow | PC | 1 | 1 | 1 | 1 | 1452.18
61305620016 | F9URPENENANF087 | OS224-Fbr,Intrc,24F,PLEM,YL,87ft,EA | OS2 24 fiber, Interconnect, Plenum, 24F MPO Female to 24F MPO Female, Method A, Std IL, 87 ft, Yellow | PC | 1 | 1 | 1 | 1 | 1460.18
61305620018 | F9URPENENANF088 | OS224-Fbr,Intrc,24F,PLEM,YL,88ft,EA | OS2 24 fiber, Interconnect, Plenum, 24F MPO Female to 24F MPO Female, Method A, Std IL, 88 ft, Yellow | PC | 1 | 1 | 1 | 1 | 1468.18
61305620019 | F9URPENENANF089 | OS224-Fbr,Intrc,24F,PLEM,YL,89ft,EA | OS2 24 fiber, Interconnect, Plenum, 24F MPO Female to 24F MPO Female, Method A, Std IL, 89 ft, Yellow | PC | 1 | 1 | 1 | 1 | 1476.22
61305620020 | F9URPENENANF090 | OS224-Fbr,Intrc,24F,PLEM,YL,90ft,EA | OS2 24 fiber, Interconnect, Plenum, 24F MPO Female to 24F MPO Female, Method A, Std IL, 90 ft, Yellow | PC | 1 | 1 | 1 | 1 | 1484.24
61305620021 | F9URPENENANF091 | OS224-Fbr,Intrc,24F,PLEM,YL,91ft,EA | OS2 24 fiber, Interconnect, Plenum, 24F MPO Female to 24F MPO Female, Method A, Std IL, 91 ft, Yellow | PC | 1 | 1 | 1 | 1 | 1492.26
61305620022 | F9URPENENANF092 | OS224-Fbr,Intrc,24F,PLEM,YL,92ft,EA | OS2 24 fiber, Interconnect, Plenum, 24F MPO Female to 24F MPO Female, Method A, Std IL, 92 ft, Yellow | PC | 1 | 1 | 1 | 1 | 1500.28
61305620023 | F9URPENENANF093 | OS224-Fbr,Intrc,24F,PLEM,YL,93ft,EA | OS2 24 fiber, Interconnect, Plenum, 24F MPO Female to 24F MPO Female, Method A, Std IL, 93 ft, Yellow | PC | 1 | 1 | 1 | 1 | 1508.3
61305620024 | F9URPENENANF094 | OS224-Fbr,Intrc,24F,PLEM,YL,94ft,EA | OS2 24 fiber, Interconnect, Plenum, 24F MPO Female to 24F MPO Female, Method A, Std IL, 94 ft, Yellow | PC | 1 | 1 | 1 | 1 | 1516.3
61305620025 | F9URPENENANF095 | OS224-Fbr,Intrc,24F,PLEM,YL,95ft,EA | OS2 24 fiber, Interconnect, Plenum, 24F MPO Female to 24F MPO Female, Method A, Std IL, 95 ft, Yellow | PC | 1 | 1 | 1 | 1 | 1524.32
61305620026 | F9URPENENANF096 | OS224-Fbr,Intrc,24F,PLEM,YL,96ft,EA | OS2 24 fiber, Interconnect, Plenum, 24F MPO Female to 24F MPO Female, Method A, Std IL, 96 ft, Yellow | PC | 1 | 1 | 1 | 1 | 1532.34
61305620027 | F9URPENENANF097 | OS224-Fbr,Intrc,24F,PLEM,YL,97ft,EA | OS2 24 fiber, Interconnect, Plenum, 24F MPO Female to 24F MPO Female, Method A, Std IL, 97 ft, Yellow | PC | 1 | 1 | 1 | 1 | 1540.34
61305620028 | F9URPENENANF098 | OS224-Fbr,Intrc,24F,PLEM,YL,98ft,EA | OS2 24 fiber, Interconnect, Plenum, 24F MPO Female to 24F MPO Female, Method A, Std IL, 98 ft, Yellow | PC | 1 | 1 | 1 | 1 | 1548.4
61305620029 | F9URPENENANF099 | OS224-Fbr,Intrc,24F,PLEM,YL,99ft,EA | OS2 24 fiber, Interconnect, Plenum, 24F MPO Female to 24F MPO Female, Method A, Std IL, 99 ft, Yellow | PC | 1 | 1 | 1 | 1 | 1556.4
61305620030 | F9URPENENANF100 | OS224-Fbr,Intrc,24F,PLEM,YL,100ft,EA | OS2 24 fiber, Interconnect, Plenum, 24F MPO Female to 24F MPO Female, Method A, Std IL, 100 ft, Yellow | PC | 1 | 1 | 1 | 1 | 1564.44
61305663160 | F9UYP5353AAF015 | OS2 24f Trunk OFNP MPO F/MPO F 18" Break |  | PC | 1 | 1 | 1 | 1 | 1196.08
61305663163 | F9UYP5353AAF020 | OS2 24f Trunk OFNP MPO F/MPO F 18" Break |  | PC | 1 | 1 | 1 | 1 | 1209.34
61305663164 | F9UYP5353AAF025 | OS2 24f Trunk OFNP MPO F/MPO F 18" Break |  | PC | 1 | 1 | 1 | 1 | 1222.58
61305663165 | F9UYP5353AAF030 | OS2 24f Trunk OFNP MPO F/MPO F 18" Break |  | PC | 1 | 1 | 1 | 1 | 1235.86
61305663166 | F9UYP5353AAF035 | OS2 24f Trunk OFNP MPO F/MPO F 18" Break |  | PC | 1 | 1 | 1 | 1 | 1249.1
61305663167 | F9UYP5353AAF040 | OS2 24f Trunk OFNP MPO F/MPO F 18" Break |  | PC | 1 | 1 | 1 | 1 | 1262.36
61305663168 | F9UYP5353AAF045 | OS2 24f Trunk OFNP MPO F/MPO F 18" Break |  | PC | 1 | 1 | 1 | 1 | 1275.6
61305663169 | F9UYP5353AAF050 | OS2 24f Trunk OFNP MPO F/MPO F 18" Break |  | PC | 1 | 1 | 1 | 1 | 1288.86
61305663170 | F9UYP5353AAF055 | OS2 24f Trunk OFNP MPO F/MPO F 18" Break |  | PC | 1 | 1 | 1 | 1 | 1302.12
61305663171 | F9UYP5353AAF060 | OS2 24f Trunk OFNP MPO F/MPO F 18" Break |  | PC | 1 | 1 | 1 | 1 | 1315.38
61305663172 | F9UYP5353AAF065 | OS2 24f Trunk OFNP MPO F/MPO F 18" Break |  | PC | 1 | 1 | 1 | 1 | 1328.62
61305663173 | F9UYP5353AAF070 | OS2 24f Trunk OFNP MPO F/MPO F 18" Break |  | PC | 1 | 1 | 1 | 1 | 1341.88
61305663174 | F9UYP5353AAF075 | OS2 24f Trunk OFNP MPO F/MPO F 18" Break |  | PC | 1 | 1 | 1 | 1 | 1355.12
61305663175 | F9UYP5353AAF080 | OS2 24f Trunk OFNP MPO F/MPO F 18" Break |  | PC | 1 | 1 | 1 | 1 | 1368.4
61305663176 | F9UYP5353AAF085 | OS2 24f Trunk OFNP MPO F/MPO F 18" Break |  | PC | 1 | 1 | 1 | 1 | 1381.64
61305663177 | F9UYP5353AAF090 | OS2 24f Trunk OFNP MPO F/MPO F 18" Break |  | PC | 1 | 1 | 1 | 1 | 1394.88
61305663178 | F9UYP5353AAF095 | OS2 24f Trunk OFNP MPO F/MPO F 18" Break |  | PC | 1 | 1 | 1 | 1 | 1408.14
61305663179 | F9UYP5353AAF100 | OS2 24f Trunk OFNP MPO F/MPO F 18" Break |  | PC | 1 | 1 | 1 | 1 | 1421.38
61305663161 | F9UYP5353AAF105 | OS2 24f Trunk OFNP MPO F/MPO F 18" Break |  | PC | 1 | 1 | 1 | 1 | 1434.66
61305663180 | F9UYP5353AAF110 | OS2 24f Trunk OFNP MPO F/MPO F 18" Break |  | PC | 1 | 1 | 1 | 1 | 1447.9
61305663181 | F9UYP5353AAF115 | OS2 24f Trunk OFNP MPO F/MPO F 18" Break |  | PC | 1 | 1 | 1 | 1 | 1461.16
61305663182 | F9UYP5353AAF120 | OS2 24f Trunk OFNP MPO F/MPO F 18" Break |  | PC | 1 | 1 | 1 | 1 | 1474.4
61305663183 | F9UYP5353AAF125 | OS2 24f Trunk OFNP MPO F/MPO F 18" Break |  | PC | 1 | 1 | 1 | 1 | 1487.66
61305663184 | F9UYP5353AAF130 | OS2 24f Trunk OFNP MPO F/MPO F 18" Break |  | PC | 1 | 1 | 1 | 1 | 1500.92
61305663185 | F9UYP5353AAF135 | OS2 24f Trunk OFNP MPO F/MPO F 18" Break |  | PC | 1 | 1 | 1 | 1 | 1514.18
61305663186 | F9UYP5353AAF140 | OS2 24f Trunk OFNP MPO F/MPO F 18" Break |  | PC | 1 | 1 | 1 | 1 | 1527.42
61305663187 | F9UYP5353AAF145 | OS2 24f Trunk OFNP MPO F/MPO F 18" Break |  | PC | 1 | 1 | 1 | 1 | 1540.68
61305663188 | F9UYP5353AAF150 | OS2 24f Trunk OFNP MPO F/MPO F 18" Break |  | PC | 1 | 1 | 1 | 1 | 1553.92
61305663189 | F9UYP5353AAF155 | OS2 24f Trunk OFNP MPO F/MPO F 18" Break |  | PC | 1 | 1 | 1 | 1 | 1567.2
61305663190 | F9UYP5353AAF160 | OS2 24f Trunk OFNP MPO F/MPO F 18" Break |  | PC | 1 | 1 | 1 | 1 | 1580.44
61305663191 | F9UYP5353AAF165 | OS2 24f Trunk OFNP MPO F/MPO F 18" Break |  | PC | 1 | 1 | 1 | 1 | 1593.7
61305663192 | F9UYP5353AAF170 | OS2 24f Trunk OFNP MPO F/MPO F 18" Break |  | PC | 1 | 1 | 1 | 1 | 1606.94
61305663193 | F9UYP5353AAF175 | OS2 24f Trunk OFNP MPO F/MPO F 18" Break |  | PC | 1 | 1 | 1 | 1 | 1620.2
61305663194 | F9UYP5353AAF180 | OS2 24f Trunk OFNP MPO F/MPO F 18" Break |  | PC | 1 | 1 | 1 | 1 | 1633.46
61305663195 | F9UYP5353AAF185 | OS2 24f Trunk OFNP MPO F/MPO F 18" Break |  | PC | 1 | 1 | 1 | 1 | 1646.72
61305663196 | F9UYP5353AAF190 | OS2 24f Trunk OFNP MPO F/MPO F 18" Break |  | PC | 1 | 1 | 1 | 1 | 1659.96
61305663197 | F9UYP5353AAF195 | OS2 24f Trunk OFNP MPO F/MPO F 18" Break |  | PC | 1 | 1 | 1 | 1 | 1673.22
61305663198 | F9UYP5353AAF200 | OS2 24f Trunk OFNP MPO F/MPO F 18" Break |  | PC | 1 | 1 | 1 | 1 | 1686.46
61305663199 | F9UYP5353AAF205 | OS2 24f Trunk OFNP MPO F/MPO F 18" Break |  | PC | 1 | 1 | 1 | 1 | 1699.74
61305663200 | F9UYP5353AAF210 | OS2 24f Trunk OFNP MPO F/MPO F 18" Break |  | PC | 1 | 1 | 1 | 1 | 1712.98
61305663201 | F9UYP5353AAF215 | OS2 24f Trunk OFNP MPO F/MPO F 18" Break |  | PC | 1 | 1 | 1 | 1 | 1726.24
61305663202 | F9UYP5353AAF220 | OS2 24f Trunk OFNP MPO F/MPO F 18" Break |  | PC | 1 | 1 | 1 | 1 | 1739.48
61305663203 | F9UYP5353AAF225 | OS2 24f Trunk OFNP MPO F/MPO F 18" Break |  | PC | 1 | 1 | 1 | 1 | 1752.74
61305663204 | F9UYP5353AAF230 | OS2 24f Trunk OFNP MPO F/MPO F 18" Break |  | PC | 1 | 1 | 1 | 1 | 1766
61305663205 | F9UYP5353AAF235 | OS2 24f Trunk OFNP MPO F/MPO F 18" Break |  | PC | 1 | 1 | 1 | 1 | 1779.26
61305663206 | F9UYP5353AAF240 | OS2 24f Trunk OFNP MPO F/MPO F 18" Break |  | PC | 1 | 1 | 1 | 1 | 1792.5
61305663207 | F9UYP5353AAF245 | OS2 24f Trunk OFNP MPO F/MPO F 18" Break |  | PC | 1 | 1 | 1 | 1 | 1805.76
61305663208 | F9UYP5353AAF250 | OS2 24f Trunk OFNP MPO F/MPO F 18" Break |  | PC | 1 | 1 | 1 | 1 | 1819
61305663162 | F9UYP5353AAF255 | OS2 24f Trunk OFNP MPO F/MPO F 18" Break |  | PC | 1 | 1 | 1 | 1 | 1832.28
61305663209 | F9UYP5353AAF260 | OS2 24f Trunk OFNP MPO F/MPO F 18" Break |  | PC | 1 | 1 | 1 | 1 | 1845.52
61305663210 | F9UYP5353AAF265 | OS2 24f Trunk OFNP MPO F/MPO F 18" Break |  | PC | 1 | 1 | 1 | 1 | 1858.78
61305663211 | F9UYP5353AAF270 | OS2 24f Trunk OFNP MPO F/MPO F 18" Break |  | PC | 1 | 1 | 1 | 1 | 1872.02
61305663212 | F9UYP5353AAF275 | OS2 24f Trunk OFNP MPO F/MPO F 18" Break |  | PC | 1 | 1 | 1 | 1 | 1885.28
61305663214 | F9UYP5353AAF280 | OS2 24f Trunk OFNP MPO F/MPO F 18" Break |  | PC | 1 | 1 | 1 | 1 | 1898.54
61305663213 | F9UYP5353AAF285 | OS2 24f Trunk OFNP MPO F/MPO F 18" Break |  | PC | 1 | 1 | 1 | 1 | 1911.8
61305663215 | F9UYP5353AAF290 | OS2 24f Trunk OFNP MPO F/MPO F 18" Break |  | PC | 1 | 1 | 1 | 1 | 1925.04
61305663216 | F9UYP5353AAF295 | OS2 24f Trunk OFNP MPO F/MPO F 18" Break |  | PC | 1 | 1 | 1 | 1 | 1938.28
61305663217 | F9UYP5353AAF300 | OS2 24f Trunk OFNP MPO F/MPO F 18" Break |  | PC | 1 | 1 | 1 | 1 | 1951.54
07498378131 | FADC4X4 | Fitting, Adapter from 4" x 4" (100mm x 1 | Fitting that transitions from ADC's 4x4 FiberGuide* Fiber Cable Management System to 4x4 Fiber-Duct™ System. Fitting has a black finish and is made from metal. Attachment hardware is included. | PC | 1 | 1 | 1 | 1 | 73.94
07498359309 | FADSCZAG-L | SCAPCDPLX,FbrOpticAdptrAGZirc,PK50 | SC APC duplex singlemode fiber optic adapter with zirconia ceramic split sleeves. | PC | 1 | 50 | 50 | 1 | 29.04
07498337608 | FADSCZAQ-L | SC,DPLX,FbrOpticAdptr10GbE,AQZirc,PK50 | SC OM3/OM4 Duplex Multimode Fiber Optic Adapter with zirconia ceramic split sleeves. | PC | 1 | 50 | 50 | 1 | 27.89
07498342335 | FADSCZBU-L | SCduplex,FiberOpticAdapterBUZirc,PK50 | SC duplex singlemode fiber optic adapter with zirconia ceramic split sleeves. | PC | 1 | 50 | 50 | 1 | 26.15
61305673274 | FADSCZEI-L | SC Dupl Fiber Optic Adapter EI (Zirc) |  | PC | 1 | 50 | 50 | 1 | 27.89
07498337642 | FADSLCZAQ-L | LCSr/Sr,DPLX,FbrOpticAdptr10GbE,PK50 | The LC duplex adapter connects two LC connector pairs in one module space. It is aqua and has zirconia split sleeves. | PC | 1 | 50 | 50 | 1 | 27.89
07498342328 | FADSLCZBU-L | LCSr/Sr,DPLX,FbrOpticAdptrBU,Zirc,PK50 | Duplex LC Fiber Adapter (BU) Zirc | PC | 1 | 50 | 50 | 1 | 27.89
61305673270 | FADSLCZEI-L | LC Duplex Fiber Optic Adapter EI (Zirc) |  | PC | 1 | 50 | 50 | 1 | 27.89
07498364483 | FALC | Alcohol Bottle | Alcohol bottle (empty). | PC | 1 | 10 | 1 | 1 | 84.56
07498364548 | FAMPOBLA | Fiber MPO Adapter, Black, Type A, Key Up | Fiber optic MPO adapter, type B, key up to key down, black | PC | 1 | 20 | 1 | 1 | 57.33
07498364550 | FAMPOCGB | Fiber MPO Adapter, Charcoal Grey, Type B | Fiber optic MPO adapter, type B, key up to key up, charcoal gray | PC | 1 | 20 | 1 | 1 | 57.33
07498322860 | FAP12WABLBLDLCZ | 12 Positon Keyed/Std (A-Black) Duplex LC | 12 position Keyed (A-black) to non-keyed duplex LC adapter. | PC | 1 | 10 | 1 | 1 | 393.18
07498301560 | FAP12WABLDLCZ | 12PositonKey(A,BL),Dplx,LC,AdptrPnl,EA | Keyed LC FAP loaded with twelve LC (keyed A – black) duplex fiber optic adapters with zirconia ceramic split sleeves. | PC | 1 | 5 | 1 | 1 | 393.18
61305666979 | FAP12WAGDLCZ | FAP w/12 LC Dupl SM Adapters (AG) Zirc |  | PC | 1 | 1 | 1 | 1 | 294.25
07498359128 | FAP12WAGSCZ | FAPW/12SCAPCSMPLX,AdptrsAGZirc,EA | The Mini-Com® SC APC fiber adapter panel is singlemode and is loaded with twelve SC APC simplex singlemode fiber optic adapters. It is green with zirconia split sleeves. | PC | 1 | 1 | 1 | 1 | 166.95
07498361036 | FAP12WAQDLCZ | FAPW/12LC10GbE,DPLX,MM,Adptrs,AQZirc,EA | The LC fiber adapter panel is OM3/OM4 and is loaded with twelve LC duplex fiber optic adapters. The fiber optic adapters are aqua with zirconia split sleeves. | PC | 1 | 10 | 1 | 1 | 294.25
07498337655 | FAP12WAQLCZ | FAP w/12 LC 10 GbE Simpl mm Adapters (AQ | LC 10Gig™ OM3/OM4 FAP loaded with twelve LC 10Gig™ Simplex Multimode Fiber Optic Adapters (Aqua) with zirconia ceramic split sleeves. | PC | 1 | 1 | 1 | 1 | 188.5
07498301565 | FAP12WBRDDLCZ | 12PosKey(B,RD),Dplx,LC,AdptrPnl,EA | Keyed LC FAP loaded with twelve LC (keyed B – red) duplex fiber optic adapters with zirconia ceramic split sleeves. | PC | 1 | 5 | 1 | 1 | 393.18
07498323457 | FAP12WBRDRDDLCZ | 12 Position Keyed/Std (B-Red) Duplex LC | 12 position Keyed (B-red) to non-keyed duplex LC adapter. | PC | 1 | 10 | 1 | 1 | 393.18
07498345410 | FAP12WBUDLCZ | FAPw/12LCduplex,AdaptersBUZirconia,EA | The LC fiber adapter panel is OS1/OS2 and is loaded with twelve LC duplex fiber optic adapters. The fiber optic adapters are blue with zirconia split sleeves. | PC | 1 | 10 | 1 | 1 | 294.25
07498339541 | FAP12WBULCZ | FAPW/12LCSMPLX,AdptrsBU,Zirc,EA | The LC fiber adapter panel is OS1/OS2 and is loaded with twelve LC simplex singlemode fiber optic adapters. The fiber optic adapters are blue with zirconia split sleeves. | PC | 1 | 1 | 1 | 1 | 188.5
07498358767 | FAP12WBUSCZ | FAPW/12SC,SMPLX,AdptrsBU,Zirc,EA | The Opticom® SC fiber adapter panel is singlemode and is loaded with twelve SC simplex singlemode fiber optic adapters. It is blue with zirconia split sleeves. | PC | 1 | 1 | 1 | 1 | 150.28
07498301569 | FAP12WCGRDLCZ | 12PosKey(C,GR),Dplx,LC,AdptrPnl,EA | Keyed LC FAP loaded with twelve LC (keyed C – green) duplex fiber optic adapters with zirconia ceramic split sleeves. | PC | 1 | 5 | 1 | 1 | 393.18
07498323470 | FAP12WCGRGRDLCZ | 12 Position Keyed/Std (C-Green) Duplex L | 12 position Keyed (C-green) to non-keyed duplex LC adapter. | PC | 1 | 10 | 1 | 1 | 393.18
07498301571 | FAP12WDYLDLCZ | 12PosKey(D,YL),Dplx,LC,AdptrPnl,EA | Keyed LC FAP loaded with twelve LC (keyed D – yellow) duplex fiber optic adapters with zirconia ceramic split sleeves. | PC | 1 | 5 | 1 | 1 | 393.18
07498323493 | FAP12WDYLYLDLCZ | 12 Position Keyed/Std (D-Yellow) Duplex | 12 position Keyed (D-yellow) to non-keyed duplex LC adapter. | PC | 1 | 5 | 1 | 1 | 393.18
61305673366 | FAP12WEIDLCZ | FAP w/12 LC Dupl mm Adapters EI (Zirc) |  | PC | 1 | 1 | 1 | 1 | 294.25
61305673391 | FAP12WEISCZ | FAP w/12 SC Simpl MM Adapters EI (Zirc) |  | PC | 1 | 1 | 1 | 1 | 150.28
07498301554 | FAP12WEORDLCZ | 12PosKey(E,OR),Dplx,LC,AdptrPnl,EA | Keyed LC FAP loaded with twelve LC (keyed E – orange) duplex fiber optic adapters with zirconia ceramic split sleeves. | PC | 1 | 5 | 1 | 1 | 393.18
07498323500 | FAP12WEORORDLCZ | 12 Position Keyed/Std (E-Orange) Duplex | 12 position Keyed (E-orange) to non-keyed duplex LC adapter. | PC | 1 | 5 | 1 | 1 | 393.18
07498323506 | FAP12WFDBDBDLCZ | 12 Position Keyed/Std (F-Dark Blue) Dupl | 12 position Keyed (F-deep blue) to non-keyed duplex LC adapter. | PC | 1 | 5 | 1 | 1 | 393.18
07498301556 | FAP12WFDBDLCZ | 12PositonKey(F,DB),Dplx,LC,AdptrPnl,EA | Keyed LC FAP loaded with twelve LC (keyed F – dark blue) duplex fiber optic adapters with zirconia ceramic split sleeves. | PC | 1 | 5 | 1 | 1 | 393.18
07498319883 | FAP12WGVLDLCZ | 12PositonKey(G,VL),Dplx,LC,AdptrPnl,EA | Keyed LC FAP loaded with twelve LC (keyed G – violet) duplex fiber optic adapters with zirconia ceramic split sleeves. | PC | 1 | 5 | 1 | 1 | 393.18
07498319900 | FAP12WHAQDLCZ | 12PosKey(H,AQ),Dplx,LC,AdptrPnl,EA | Keyed LC FAP loaded with twelve LC (keyed H – aqua) duplex fiber optic adapters with zirconia ceramic split sleeves. | PC | 1 | 5 | 1 | 1 | 393.18
07498319901 | FAP12WJRODLCZ | 12PosKey(J,RO),Dplx,LC,AdptrPnl,EA | Keyed LC FAP loaded with twelve LC (keyed J – rose) duplex fiber optic adapters with zirconia ceramic split sleeves. | PC | 1 | 5 | 1 | 1 | 393.18
07498319902 | FAP12WKIGDLCZ | 12PosKey(K,SL),Dplx,LC,AdptrPnl,EA | Keyed LC FAP loaded with twelve LC (keyed K – slate) duplex fiber optic adapters with zirconia ceramic split sleeves. | PC | 1 | 5 | 1 | 1 | 393.18
07498319903 | FAP12WLLBDLCZ | 12PosKey(L,LB),Dplx,LC,AdptrPnl,EA | Keyed LC FAP loaded with twelve LC (keyed L – brown) duplex fiber optic adapters with zirconia ceramic split sleeves. | PC | 1 | 5 | 1 | 1 | 393.18
07498319904 | FAP12WPWTDLCZ | 12PosKey(P,WH),Dplx,LC,AdptrPnl,EA | Keyed LC FAP loaded with twelve LC (keyed P – white) duplex fiber optic adapters with zirconia ceramic split sleeves. | PC | 1 | 5 | 1 | 1 | 393.18
07498327447 | FAP12WQCGDLCZ | 12PosKey(Q,CG),Dplx,LC,AdptrPnl,EA | Keyed LC FAP loaded with twelve LC (keyed Q – charcoal) duplex fiber optic adapters with zirconia ceramic split sleeves. | PC | 1 | 5 | 1 | 1 | 393.18
07498327448 | FAP12WRLVDLCZ | 12PosKey(R,LV),Dplx,LC,AdptrPnl,EA | Keyed LC FAP loaded with twelve LC (keyed R – lavender) duplex fiber optic adapters with zirconia ceramic split sleeves. | PC | 1 | 5 | 1 | 1 | 393.18
07498327449 | FAP12WSPEDLCZ | 12PosKey(S,PE),Dplx,LC,AdptrPnl,EA | Keyed LC FAP loaded with twelve LC (keyed S – peach) duplex fiber optic adapters with zirconia ceramic split sleeves. | PC | 1 | 5 | 1 | 1 | 393.18
07498327450 | FAP12WTSBDLCZ | 12PosKey(T,SB),Dplx,LC,AdptrPnl,EA | Keyed LC FAP loaded with twelve LC (keyed T – steel blue) duplex fiber optic adapters with zirconia ceramic split sleeves. | PC | 1 | 5 | 1 | 1 | 393.18
07498327451 | FAP12WVMADLCZ | 12PosKey(V,MA),Dplx,LC,AdptrPnl,EA | Keyed LC FAP loaded with twelve LC (keyed V – maroon) duplex fiber optic adapters with zirconia ceramic split sleeves. | PC | 1 | 5 | 1 | 1 | 393.18
61305631961 | FAP12WWDLCZ | FAP w/12 LC Dupl Adapters Zirconia ,EA | FAP w/12 LC Dupl Adapters (LG) Zirconia | PC | 1 | 5 | 1 | 1 | 294.25
07498327452 | FAP12WWMIDLCZ | 12PosKey(W,MI),Dplx,LC,AdptrPnl,EA | Keyed LC FAP loaded with twelve LC (keyed W – mint) duplex fiber optic adapters with zirconia ceramic split sleeves. | PC | 1 | 5 | 1 | 1 | 393.18
07498359152 | FAP2WAGDSCZ | FAPW/2SCAPCDPLX,AdptrsAGZirc,EA | SC APC FAP loaded with two SC APC duplex singlemode fiber optic adapters (Green) with zirconia ceramic split sleeves. | PC | 1 | 5 | 1 | 1 | 49.9
07498337635 | FAP2WAQDSCZ | FAPW/2SC10GbE,DPLX,MM,Adptrs,AQZirc,EA | SC 10Gig™ OM3/OM4 FAP loaded with two SC 10Gig™ Duplex Multimode Fiber Optic Adapters (Aqua) with zirconia ceramic split sleeves. | PC | 1 | 5 | 1 | 1 | 67.41
07498385494 | FAP2WBUDSCZ | FAPw/2SCduplex,AdaptersBUZirconia,EA | SC FAP loaded with two SC duplex singlemode fiber optic adapters (Blue) with zirconia ceramic split sleeves. | PC | 1 | 5 | 1 | 1 | 67.41
07498359153 | FAP3WAGDSCZ | FAPW/3SCAPCDPLX,AdptrsAGZirc,EA | SC APC FAP loaded with three SC APC duplex singlemode fiber optic adapters (Green) with zirconia ceramic split sleeves. | PC | 1 | 1 | 1 | 1 | 86.98
07498337636 | FAP3WAQDSCZ | FAPW/3SC10GbE,DPLX,MM,Adptrs,AQZirc,EA | SC 10Gig™ OM3/OM4 FAP loaded with three SC 10Gig™ Duplex Multimode Fiber Optic Adapters (Aqua) with zirconia ceramic split sleeves. | PC | 1 | 1 | 1 | 1 | 98.2
07498385495 | FAP3WBUDSCZ | FAPw/3SCduplex,AdaptersBUZirconia,EA | The SC Fiber Adapter Panel is preloaded with three SC duplex singlemode fiber optic adapters. It is blue with zirconia ceramic split sleeves. | PC | 1 | 1 | 1 | 1 | 98.2
07498385923 | FAP3WEIDSCZ | FAPw/3SCduplex,AdapterSEIZirconia,EA | SC FAP loaded with 3 SC duplex singlemode fiber optic adapters (Electric Ivory) with zirconia ceramic split sleeves. | PC | 1 | 1 | 1 | 1 | 79.86
07498359154 | FAP4WAGDSCZ | FAPW/4SCAPCDPLX,SMAdptrsAGZirc,EA | SC APC FAP loaded with four SC APC duplex singlemode fiber optic adapters (Green) with zirconia ceramic split sleeves. | PC | 1 | 5 | 1 | 1 | 112.41
07498337638 | FAP4WAQDSCZ | FAPW/4SC10GbE,DPLX,MM,Adptrs,AQZirc,EA | SC 10Gig™ OM3/OM4 FAP loaded with four SC 10Gig™ Duplex Multimode Fiber Optic Adapters (Aqua) with zirconia ceramic split sleeves. | PC | 1 | 5 | 1 | 1 | 130.91
07498339532 | FAP4WBUDSCZ | FAPW/4SC,DPLX,SMAdptrsBU,Zirc,EA | The SC Fiber Adapter Panel is preloaded with four SC duplex singlemode fiber optic adapters. It is blue with zirconia ceramic split sleeves. | PC | 1 | 5 | 1 | 1 | 130.91
61305673397 | FAP4WEIDSCZ | FAP W/4 SC Duplex MM Adapters EI (Zirc) |  | PC | 1 | 5 | 1 | 1 | 130.91
07498311034 | FAP6WABLBLDLCZ | 6 Position Keyed/Std (A-Black) Duplex LC | 6 position Keyed (A-black) to non-keyed duplex LC adapter. | PC | 1 | 10 | 1 | 1 | 196.6
07498301521 | FAP6WABLDLCZ | 6PosKey(A,BL),Dplx,LC,AdptrPnl,EA | Keyed LC FAP loaded with six LC (keyed A – black) duplex fiber optic adapters with zirconia ceramic split sleeves. | PC | 1 | 5 | 1 | 1 | 196.6
61305666980 | FAP6WAGDLCZ | FAP w/6 LC APC Duplex Adapters (AG) Zir |  | PC | 1 | 1 | 1 | 1 | 150.07
07498359130 | FAP6WAGDSCZ | FAPW/6SCAPCDPLX,SinglmodeAdptrsAGZirc,EA | The Mini-Com® SC APC fiber adapter panel is singlemode and is loaded with six SC APC duplex singlemode fiber optic adapters. It is green with zirconia split sleeves. | PC | 1 | 10 | 1 | 1 | 146.16
07498359127 | FAP6WAGSCZ | FAPW/6SCAPCSMPLX,AdptrsAGZirc,EA | SC APC FAP loaded with six SC APC simplex singlemode fiber optic adapters (Green) with zirconia ceramic split sleeves. | PC | 1 | 1 | 1 | 1 | 82.91
07498337657 | FAP6WAQDLCZ | FAPW/6LC10GbE,DPLX,MM,Adptrs,AQZirc,EA | The LC fiber adapter panel is OM3/OM4 and is loaded with six LC duplex multimode fiber optic adapters. It is aqua with zirconia split sleeves. | PC | 1 | 10 | 1 | 1 | 150.36
07498337632 | FAP6WAQDSCZ | FAPW/6SC10GbE,DPLX,MM,Adptrs,AQZirc,EA | The SC fiber adapter panel is OM3/OM4 and is loaded with six SC duplex multimode fiber optic adapters. It is aqua with zirconia split sleeves. | PC | 1 | 10 | 1 | 1 | 196.33
07498337624 | FAP6WAQSCZ | FAPW/6SC10GbE,SMPLX,MM,Adptrs,AQZirc,EA | SC 10Gig™ OM3/OM4 FAP loaded with six SC 10Gig™ Simplex Multimode Fiber Optic Adapters (Aqua) with zirconia ceramic split sleeves. | PC | 1 | 1 | 1 | 1 | 98.2
07498301488 | FAP6WBRDDLCZ | 6PosKey(B,RD),Dplx,LC,AdptrPnl,EA | Keyed LC FAP loaded with six LC (keyed B – red) duplex fiber optic adapters with zirconia ceramic split sleeves. | PC | 1 | 5 | 1 | 1 | 196.6
07498311035 | FAP6WBRDRDDLCZ | 6 Positon Keyed/Std (B-Red) Duplex LC Ad | 6 position Keyed (B-red) to non-keyed duplex LC adapter. | PC | 1 | 10 | 1 | 1 | 196.6
07498339537 | FAP6WBUDLCZ | FAPw/6LCduplex,AdapterSBUZirconia,EA | The LC fiber adapter panel is OS1/OS2 and is loaded with six LC duplex singlemode fiber optic adapters. It is blue with zirconia split sleeves. | PC | 1 | 10 | 1 | 1 | 150.7
07498385496 | FAP6WBUDSCZ | FAPw/6SCduplex,AdaptersBUZirconia,EA | The SC fiber adapter panel is OS1/OS2 and is loaded with six SC duplex singlemode fiber optic adapters. It is blue with zirconia split sleeves. | PC | 1 | 10 | 1 | 1 | 196.33
07498384993 | FAP6WBUSCZ | FAPw/6SCsimplex,AdapterSBUZirconia,EA | The SC Fiber Adapter Panel is preloaded with six SC simplex singlemode fiber optic adapters. It is blue with zirconia ceramic split sleeves. | PC | 1 | 1 | 1 | 1 | 98.2
07498301562 | FAP6WCGRDLCZ | 6PosKey(C,GR),Dplx,LC,AdptrPnl,EA | Keyed LC FAP loaded with six LC (keyed C – green) duplex fiber optic adapters with zirconia ceramic split sleeves. | PC | 1 | 5 | 1 | 1 | 196.6
07498311036 | FAP6WCGRGRDLCZ | 6 Position Keyed/Std (C-Green) Duplex LC | 6 position Keyed (C-green) to non-keyed duplex LC adapter. | PC | 1 | 5 | 1 | 1 | 196.6
07498301563 | FAP6WDYLDLCZ | 6PosKey(D,YL),Dplx,LC,AdptrPnl,EA | Keyed LC FAP loaded with six LC (keyed D – yellow) duplex fiber optic adapters with zirconia ceramic split sleeves. | PC | 1 | 5 | 1 | 1 | 196.6
07498319983 | FAP6WDYLYLDLCZ | 6 Position Keyed/Std (D-Yellow) Duplex L | 6 position Keyed (D-yellow) to non-keyed duplex LC adapter. | PC | 1 | 5 | 1 | 1 | 196.6
61305673383 | FAP6WEIDLCZ | FAP w/6 LC Duplex MM Adapters EI (Zirc) |  | PC | 1 | 1 | 1 | 1 | 150.07
61305673399 | FAP6WEIDSCZ | FAP w/6 SC Duplex MM Adapters EI (Zirc) |  | PC | 1 | 1 | 1 | 1 | 196.33
61305673401 | FAP6WEISCZ | FAP w/6 SC Simplex MM Adapters EI (Zirc) |  | PC | 1 | 1 | 1 | 1 | 98.2
07498301564 | FAP6WEORDLCZ | 6PosKey(E,OR),Dplx,LC,AdptrPnl,EA | Keyed LC FAP loaded with six LC (keyed E – orange) duplex fiber optic adapters with zirconia ceramic split sleeves. | PC | 1 | 5 | 1 | 1 | 196.6
07498319984 | FAP6WEORORDLCZ | 6 Position Keyed/Std (E-Orange) Duplex L | 6 position Keyed (E-orange) to non-keyed duplex LC adapter. | PC | 1 | 5 | 1 | 1 | 196.6
07498379670 | FAP6WFCZ | FAP w/6 FC Simpl Adapters Zirconia | FC FAP loaded with six FC simplex singlemode fiber optic adapters with zirconia ceramic split sleeves. | PC | 1 | 5 | 1 | 1 | 154.54
07498321691 | FAP6WFDBDBDLCZ | 6 Position Keyed/Std (F-Dark Blue) Duple | 6 position Keyed (F-dark blue) to non-keyed duplex LC adapter. | PC | 1 | 5 | 1 | 1 | 196.6
07498301566 | FAP6WFDBDLCZ | 6PosKey(F,DB),Dplx,LC,AdptrPnl,EA | Keyed LC FAP loaded with six LC (keyed F – dark blue) duplex fiber optic adapters with zirconia ceramic split sleeves. | PC | 1 | 5 | 1 | 1 | 196.6
07498319881 | FAP6WGVLDLCZ | 6PosKey(G,VL),Dplx,LC,AdptrPnl,EA | Keyed LC FAP loaded with six LC (keyed G – violet) duplex fiber optic adapters with zirconia ceramic split sleeves. | PC | 1 | 5 | 1 | 1 | 196.6
07498319885 | FAP6WHAQDLCZ | 6PosKey(H,AQ),Dplx,LC,AdptrPnl,EA | Keyed LC FAP loaded with six LC (keyed H – aqua) duplex fiber optic adapters with zirconia ceramic split sleeves. | PC | 1 | 5 | 1 | 1 | 196.6
07498319886 | FAP6WJRODLCZ | 6PosKey(J,RO),Dplx,LC,AdptrPnl,EA | Keyed LC FAP loaded with six LC (keyed J – rose) duplex fiber optic adapters with zirconia ceramic split sleeves. | PC | 1 | 5 | 1 | 1 | 196.6
07498319887 | FAP6WKIGDLCZ | 6PosKey(K,SL),Dplx,LC,AdptrPnl,EA | Keyed LC FAP loaded with six LC (keyed K – Slate) duplex fiber optic adapters with zirconia ceramic split sleeves. | PC | 1 | 5 | 1 | 1 | 196.6
07498319888 | FAP6WLLBDLCZ | 6PosKey(L,LTBR),Dplx,LC,AdptrPnl,EA | Keyed LC FAP loaded with six LC (keyed L – brown) duplex fiber optic adapters with zirconia ceramic split sleeves. | PC | 1 | 5 | 1 | 1 | 196.6
07498319889 | FAP6WPWTDLCZ | 6PosKey(P,WH),Dplx,LC,AdptrPnl,EA | Keyed LC FAP loaded with six LC (keyed P – white) duplex fiber optic adapters with zirconia ceramic split sleeves. | PC | 1 | 5 | 1 | 1 | 196.6
07498327453 | FAP6WQCGDLCZ | 6PosKey(Q,CG),Dplx,LC,AdptrPnl,EA | Keyed LC FAP loaded with six LC (keyed Q – charcoal) duplex fiber optic adapters with zirconia ceramic split sleeves. | PC | 1 | 5 | 1 | 1 | 196.6
07498327454 | FAP6WRLVDLCZ | 6PosKey(R,LV),Dplx,LC,AdptrPnl,EA | Keyed LC FAP loaded with six LC (keyed R – lavender) duplex fiber optic adapters with zirconia ceramic split sleeves. | PC | 1 | 5 | 1 | 1 | 196.6
07498327455 | FAP6WSPEDLCZ | 6PosKey(S,PE),Dplx,LC,AdptrPnl,EA | Keyed LC FAP loaded with six LC (keyed S – peach) duplex fiber optic adapters with zirconia ceramic split sleeves. | PC | 1 | 5 | 1 | 1 | 196.6
07498385490 | FAP6WSTZ | FAPW/6ST,SMPLX,SignlemodeAdptrsZirc,EA | The ST Fiber Adapter Panel is preloaded with six ST simplex fiber optic adapters. It is black with zirconia ceramic split sleeves. | PC | 1 | 10 | 1 | 1 | 60.17
07498327456 | FAP6WTSBDLCZ | 6PosKey(T,SB),Dplx,LC,AdptrPnl,EA | Keyed LC FAP loaded with six LC (keyed T – steel blue) duplex fiber optic adapters with zirconia ceramic split sleeves. | PC | 1 | 5 | 1 | 1 | 196.6
07498327457 | FAP6WVMADLCZ | 6PosKey(V,MA),Dplx,LC,AdptrPnl,EA | Keyed LC FAP loaded with six LC (keyed V – maroon) duplex fiber optic adapters with zirconia ceramic split sleeves. | PC | 1 | 5 | 1 | 1 | 196.6
61305631960 | FAP6WWDLCZ | FAP w/6 LC Dupl Adapters Zirconia ,EA | FAP w/6 LC Dupl Adapters (LG) Zirconia | PC | 1 | 5 | 1 | 1 | 150.7
07498327458 | FAP6WWMIDLCZ | 6PosKey(W,MI),Dplx,LC,AdptrPnl,EA | Keyed LC FAP loaded with six LC (keyed W – mint) duplex fiber optic adapters with zirconia ceramic split sleeves. | PC | 1 | 5 | 1 | 1 | 196.6
07498322859 | FAP8WABLBLDLCZ | 8 Position Keyed/Std (A-Black) Duplex LC | 8 position Keyed (A-black) to non-keyed duplex LC adapter. | PC | 1 | 5 | 1 | 1 | 262.12
07498301522 | FAP8WABLDLCZ | 8PosKey(A,BL),Dplx,LC,AdptrPnl,EA | Keyed LC FAP loaded with eight LC (keyed A – black) duplex fiber optic adapters with zirconia ceramic split sleeves. | PC | 1 | 5 | 1 | 1 | 262.12
07498377903 | FAP8WAQDLCZ | FAPW/8LC10GbE,DPLX,MM,Adptrs,AQZirc,EA | The LC fiber adapter panel is OM3/OM4 and is loaded with eight LC duplex singlemode fiber optic adapters. It is aqua with zirconia split sleeves. | PC | 1 | 1 | 1 | 1 | 208.49
07498301523 | FAP8WBRDDLCZ | 8PosKey(B,RD),Dplx,LC,AdptrPnl,EA | Keyed LC FAP loaded with eight LC (keyed B – red) duplex fiber optic adapters with zirconia ceramic split sleeves. | PC | 1 | 5 | 1 | 1 | 262.12
07498322861 | FAP8WBRDRDDLCZ | 8 Position Keyed/Std (B-Red) Duplex LC A | 8 position Keyed (B-red) to non-keyed duplex LC adapter. | PC | 1 | 5 | 1 | 1 | 262.12
07498344966 | FAP8WBUDLCZ | FAPw/8LCduplex,AdaptersBUZirconia,EA | The LC fiber adapter panel is OS1/OS2 and is loaded with eight LC duplex singlemode fiber optic adapters. It is blue with zirconia split sleeves. | PC | 1 | 10 | 1 | 1 | 208.49
07498301567 | FAP8WCGRDLCZ | 8PosKey(C,GR),Dplx,LC,AdptrPnl,EA | Keyed LC FAP loaded with eight LC (keyed C – green) duplex fiber optic adapters with zirconia ceramic split sleeves. | PC | 1 | 5 | 1 | 1 | 262.12
07498323422 | FAP8WCGRGRDLCZ | 8 Position Keyed/Std (C-Green) Duplex LC | 8 position Keyed (C-green) to non-keyed duplex LC adapter. | PC | 1 | 5 | 1 | 1 | 262.12
07498301568 | FAP8WDYLDLCZ | 8PosKey(D,YL),Dplx,LC,AdptrPnl,EA | Keyed LC FAP loaded with eight LC (keyed D – yellow) duplex fiber optic adapters with zirconia ceramic split sleeves. | PC | 1 | 5 | 1 | 1 | 262.12
07498323423 | FAP8WDYLYLDLCZ | 8 Position Keyed/Std (D-Yellow) Duplex L | 8 position Keyed (D-yellow) to non-keyed duplex LC adapter. | PC | 1 | 5 | 1 | 1 | 262.12
61305673269 | FAP8WEIDLCZ | FAP w/8 LC Duplex MM Adapters EI (Zirc) |  | PC | 1 | 1 | 1 | 1 | 208.49
07498301570 | FAP8WEORDLCZ | 8PosKey(E,OR),Dplx,LC,AdptrPnl,EA | Keyed LC FAP loaded with eight LC (keyed E – orange) duplex fiber optic adapters with zirconia ceramic split sleeves. | PC | 1 | 5 | 1 | 1 | 262.12
07498323507 | FAP8WEORORDLCZ | 8 Position Keyed/Std (E-Orange) Duplex L | 8 position FAP with the type E Keyed-Nonkeyed (orange) duplex LC adapter (zirconia ceramic split sleeves.) | PC | 1 | 5 | 1 | 1 | 262.12
07498323435 | FAP8WFDBDBDLCZ | 8 Position Keyed/Std (F-Dark Blue) Duple | 8 position FAP type F keyed-Nonkeyed (dark blue) duplex LC adapter. | PC | 1 | 5 | 1 | 1 | 262.12
07498301573 | FAP8WFDBDLCZ | 8PosKey(F,DB),Dplx,LC,AdptrPnl,EA | Keyed LC FAP loaded with eight LC (keyed F – dark blue) duplex fiber optic adapters with zirconia ceramic split sleeves. | PC | 1 | 5 | 1 | 1 | 262.12
07498319882 | FAP8WGVLDLCZ | 8PosKey(G,VL),Dplx,LC,AdptrPnl,EA | Keyed LC FAP loaded with eight LC (keyed G – violet) duplex fiber optic adapters with zirconia ceramic split sleeves. | PC | 1 | 5 | 1 | 1 | 262.12
07498319890 | FAP8WHAQDLCZ | 8PosKey(H,AQ),Dplx,LC,AdptrPnl,EA | Keyed LC FAP loaded with eight LC (keyed H – aqua) duplex fiber optic adapters with zirconia ceramic split sleeves. | PC | 1 | 5 | 1 | 1 | 262.12
07498319891 | FAP8WJRODLCZ | 8PosKey(J,RO),Dplx,LC,AdptrPnl,EA | Keyed LC FAP loaded with eight LC (keyed J – rose) duplex fiber optic adapters with zirconia ceramic split sleeves. | PC | 1 | 5 | 1 | 1 | 262.12
07498319892 | FAP8WKIGDLCZ | 8PosKey(K,SL),Dplx,LC,AdptrPnl,EA | Keyed LC FAP loaded with eight LC (keyed K – slate) duplex fiber optic adapters with zirconia ceramic split sleeves. | PC | 1 | 5 | 1 | 1 | 262.12
07498319893 | FAP8WLLBDLCZ | 8PosKey(L,LTBR),Dplx,LC,AdptrPnl,EA | Keyed LC FAP loaded with eight LC (keyed L – brown) duplex fiber optic adapters with zirconia ceramic split sleeves. | PC | 1 | 5 | 1 | 1 | 262.12
07498319894 | FAP8WPWTDLCZ | 8PosKey(P,WH),Dplx,LC,AdptrPnl,EA | Keyed LC FAP loaded with eight LC (keyed P – white) duplex fiber optic adapters with zirconia ceramic split sleeves. | PC | 1 | 5 | 1 | 1 | 262.12
07498327459 | FAP8WQCGDLCZ | 8PosKey(Q,CG),Dplx,LC,AdptrPnl,EA | Keyed LC FAP loaded with eight LC (keyed Q – charcoal) duplex fiber optic adapters with zirconia ceramic split sleeves. | PC | 1 | 5 | 1 | 1 | 262.12
07498327460 | FAP8WRLVDLCZ | 8PosKey(R,LV),Dplx,LC,AdptrPnl,EA | Keyed LC FAP loaded with eight LC (keyed R – lavender) duplex fiber optic adapters with zirconia ceramic split sleeves. | PC | 1 | 5 | 1 | 1 | 262.12
07498327461 | FAP8WSPEDLCZ | 8PosKey(S,PE),Dplx,LC,AdptrPnl,EA | Keyed LC FAP loaded with eight LC (keyed S – peach) duplex fiber optic adapters with zirconia ceramic split sleeves. | PC | 1 | 5 | 1 | 1 | 262.12
07498385491 | FAP8WSTZ | FAPw/8ST,simplex,AdaptersZirconia,EA | The ST Fiber Adapter Panel is preloaded with eight ST simplex singlemode fiber optic adapters. It is black with zirconia ceramic split sleeves. | PC | 1 | 10 | 1 | 1 | 72.01
07498327462 | FAP8WTSBDLCZ | 8PoistionKey(T,SB),Dplx,LC,AdptrPnl,EA | Keyed LC FAP loaded with eight LC (keyed T – steel blue) duplex fiber optic adapters with zirconia ceramic split sleeves. | PC | 1 | 5 | 1 | 1 | 262.12
07498327463 | FAP8WVMADLCZ | 8PosKey(V,MA),Dplx,LC,AdptrPnl,EA | Keyed LC FAP loaded with eight LC (keyed V – maroon) duplex fiber optic adapters with zirconia ceramic split sleeves. | PC | 1 | 5 | 1 | 1 | 262.12
07498327464 | FAP8WWMIDLCZ | 8PosKey(W,MI),Dplx,LC,AdptrPnl,EA | Keyed LC FAP loaded with eight LC (keyed W – mint) duplex fiber optic adapters with zirconia ceramic split sleeves. | PC | 1 | 5 | 1 | 1 | 262.12
07498362506 | FAPB | BlaNK,FAP,EA | The blank fiber adapter panel is black and is used to reserve space for future use. | PC | 1 | 30 | 1 | 1 | 7.22
07498333402 | FAPH0412BLMPO | FAPw/4MPO,Adatpers,HORZ,BL,EA | The Opticom® MPO Fiber Adapter is loaded with four (4) key-up/key-down MPO fiber optic adapters. The adapters are horizontally oriented for Opticom® or Opticom® QuickNet™ Patch Panels and Fiber Enclosures. It is black. | PC | 1 | 1 | 1 | 1 | 229.32
07498333408 | FAPH0412CGMPO | FAPw/4MPO,Adatpers,HORZ,CG,EA | Opticom® MPO FAP loaded with four (4) key-up/key-up MPO fiber optic adapters, oriented horizontally for Opticom® or Opticom® QuickNet™ Patch Panels and Fiber Enclosures, charcoal gray. | PC | 1 | 1 | 1 | 1 | 229.32
07498376476 | FAPH0424RDMPO | Opticom100GMPOFbrAdptr,Pnl,4Pt,Horiz,EA | Opticom® 100G MPO fiber adapter panel (FAP) loaded with four (4) Type A key-up/key-down red MPO fiber optic adapters, horizontal orientation. | PC | 1 | 1 | 1 | 1 | 229.32
07498333390 | FAPH0612BLMPO | FAPw/6MPO,Adatpers,HORZ,BL,EA | Opticom® MPO FAP loaded with six (6) key-up/key-down MPO fiber optic adapters, oriented horizontally for Opticom® or Opticom® QuickNet™ Patch Panels and Fiber Enclosures, black. | PC | 1 | 1 | 1 | 1 | 344
07498333403 | FAPH0612CGMPO | FAPw/6MPO,Adatpers,HORZ,CG,EA | The Opticom® MPO Fiber Adapter is loaded with six (6) key-up/key-down MPO fiber optic adapters. The adapters are horizontally oriented for Opticom® or Opticom® QuickNet™ Patch Panels and Fiber Enclosures. It is charcoal gray. | PC | 1 | 1 | 1 | 1 | 344
07498376473 | FAPH0624RDMPO | Opticom100GMPOFbrAdptr,Pnl,6Pt,Horiz,EA | Opticom® 100G MPO fiber adapter panel (FAP) loaded with six (6) Type A key-up/key-down red MPO fiber optic adapters, horizontal orientation. | PC | 1 | 1 | 1 | 1 | 344
07498333391 | FAPH0812BLMPO | FAPw/8MPO,Adatpers,HORZ,BL,EA | The Opticom® MPO Fiber Adapter is loaded with eight (8) key-up/key-down MPO fiber optic adapters. The adapters are horizontally oriented for Opticom® or Opticom® QuickNet™ Patch Panels and Fiber Enclosures. It is black. | PC | 1 | 1 | 1 | 1 | 458.64
07498333404 | FAPH0812CGMPO | FAPw/8MPO,Adatpers,HORZ,CG,EA | Opticom® MPO FAP loaded with eight (8) key-up/key-up MPO fiber optic adapters, oriented horizontally for Opticom® or Opticom® QuickNet™ Patch Panels and Fiber Enclosures, charcoal gray. | PC | 1 | 1 | 1 | 1 | 458.64
07498376472 | FAPH0824RDMPO | Opticom100GMPOFbrAdptr,Pnl,8Pt,Horiz,EA | Opticom® 100G MPO fiber adapter panel (FAP) loaded with eight (8) Type A key-up/key-down red MPO fiber optic adapters, horizontal orientation. | PC | 1 | 1 | 1 | 1 | 458.64
07498333392 | FAPH1212BLMPO | FAPw/12MPO,Adatpers,HORZ,BL,EA | The Opticom® MPO Fiber Adapter is loaded with 12 key-up/key-down MPO fiber optic adapters. The adapters are horizontally oriented for Opticom® or Opticom® QuickNet™ Patch Panels and Fiber Enclosures. It is black. | PC | 1 | 1 | 1 | 1 | 687.96
07498333405 | FAPH1212CGMPO | FAPw/12MPO,Adatpers,HORZ,CG,EA | Opticom® MPO FAP loaded with twelve (12) key-up/key-up MPO fiber optic adapters, oriented horizontally for Opticom® or Opticom® QuickNet™ Patch Panels and Fiber Enclosures, charcoal gray. | PC | 1 | 1 | 1 | 1 | 687.96
07498376464 | FAPH1224RDMPO | Opticom100GMPOFbrAdptr,Pnl,12-port,EA | Opticom® 100G MPO fiber adapter panel (FAP) loaded with twelve (12) Type A key-up/key-down red MPO fiber optic adapters, horizontal orientation. | PC | 1 | 1 | 1 | 1 | 687.96
07498333393 | FAPH1612BLMPO | FAPw/16MPO,Adatpers,HORZ,BL,EA | Opticom® MPO FAP loaded with sixteen (16) key-up/key-down MPO fiber optic adapters, oriented horizontally for Opticom® or Opticom® QuickNet™ Patch Panels and Fiber Enclosures, black. | PC | 1 | 1 | 1 | 1 | 917.28
07498333406 | FAPH1612CGMPO | FAPw/16MPO,Adatpers,HORZ,CG,EA | Opticom® MPO FAP loaded with sixteen (16) key-up/key-up MPO fiber optic adapters, oriented horizontally for Opticom® or Opticom® QuickNet™ Patch Panels and Fiber Enclosures, charcoal gray. | PC | 1 | 1 | 1 | 1 | 917.28
07498376463 | FAPH1624RDMPO | Opticom100GMPOFbrAdptr,Pnl,16-port,EA | Opticom® 100G MPO fiber adapter panel (FAP) loaded with sixteen (16) Type A key-up/key-down red MPO fiber optic adapters, horizontal orientation. | PC | 1 | 1 | 1 | 1 | 917.28
07498333388 | FAPH1812BLMPO | FAPw/18MPO,Adatpers,HORZ,BL,EA | Opticom® MPO FAP loaded with eighteen (18) key-up/key-down MPO fiber optic adapters, oriented horizontally for Opticom® or Opticom® QuickNet™ Patch Panels and Fiber Enclosures, black. | PC | 1 | 1 | 1 | 1 | 1031.96
07498333407 | FAPH1812CGMPO | FAPw/18MPO,Adatpers,HORZ,CG,EA | Opticom® MPO FAP loaded with eighteen (18) key-up/key-up MPO fiber optic adapters, oriented horizontally for Opticom® or Opticom® QuickNet™ Patch Panels and Fiber Enclosures, charcoal gray. | PC | 1 | 1 | 1 | 1 | 1031.96
07498376462 | FAPH1824RDMPO | Opticom100GMPOFbrAdptr,Pnl,18-port,EA | Opticom® 100G MPO fiber adapter panel (FAP) loaded with eighteen (18) Type A key-up/key-down red MPO fiber optic adapters, horizontal orientation. | PC | 1 | 1 | 1 | 1 | 1031.96
07498333389 | FAPV0412BLMPO | FAPw/4MPO,Adatpers,VERT,BL,EA | Opticom® MPO FAP loaded with four (4) key-up/key-down MPO fiber optic adapters, oriented vertically for Opticom® or Opticom® QuickNet™ Patch Panels and Fiber Enclosures, black | PC | 1 | 1 | 1 | 1 | 229.32
07498333467 | FAPV0412CGMPO | FAPw/4MPO,Adatpers,VERT,CG,EA | Opticom® MPO FAP loaded with four (4) key-up/key-up MPO fiber optic adapters, oriented vertically for Opticom® or Opticom® QuickNet™ Patch Panels and Fiber Enclosures, charcoal gray. | PC | 1 | 1 | 1 | 1 | 229.32
07498376461 | FAPV0424RDMPO | Opticom100GMPOFbrAdptr,Pnl,4Pt,EA | Opticom® 100G MPO fiber adapter panel (FAP) loaded with four (4) Type A key-up/key-down red MPO fiber optic adapters, vertical orientation. | PC | 1 | 1 | 1 | 1 | 229.32
07498333463 | FAPV0612BLMPO | FAPw/6MPO,Adatpers,VERT,BL,EA | Opticom® MPO FAP loaded with six (6) key-up/key-down MPO fiber optic adapters, oriented vertically for Opticom® or Opticom® QuickNet™ Patch Panels and Fiber Enclosures, black | PC | 1 | 1 | 1 | 1 | 344
07498333466 | FAPV0612CGMPO | FAPw/6MPO,Adatpers,VERT,CG,EA | Opticom® MPO FAP loaded with six (6) key-up/key-up MPO fiber optic adapters, oriented vertically for Opticom® or Opticom® QuickNet™Patch Panels and Fiber Enclosures, charcoal gray. | PC | 1 | 1 | 1 | 1 | 344
07498376459 | FAPV0624RDMPO | Opticom100GMPOFbrAdptr,Pnl,6Pt,Vt,EA | Opticom® 100G MPO fiber adapter panel (FAP) loaded with six (6) Type A key-up/key-down red MPO fiber optic adapters, vertical orientation. | PC | 1 | 1 | 1 | 1 | 344
07498333464 | FAPV0812BLMPO | FAPw/8MPO,Adatpers,VERT,BL,EA | Opticom® MPO FAP loaded with eight (8) key-up/key-down MPO fiber optic adapters, oriented vertically for Opticom® or Opticom® QuickNet™ Patch Panels and Fiber Enclosures, black | PC | 1 | 1 | 1 | 1 | 458.64
07498333465 | FAPV0812CGMPO | FAPw/8MPO,Adatpers,VERT,CG,EA | Opticom® MPO FAP loaded with eight (8) key-up/key-up MPO fiber optic adapters, oriented vertically for Opticom® or Opticom® QuickNet™ Patch Panels and Fiber Enclosures, charcoal gray. | PC | 1 | 1 | 1 | 1 | 458.64
07498376458 | FAPV0824RDMPO | Opticom100GMPOFbrAdptr,Pnl,8Pt,Vt,EA | Opticom® 100G MPO fiber adapter panel (FAP) loaded with eight (8) Type A key-up/key-down red MPO fiber optic adapters, vertical orientation. | PC | 1 | 1 | 1 | 1 | 458.64
07498359308 | FASSCZAG-L | SCAPCSMPLX,FbrOpticAdptrAGZirc,PK50 | The SC APC simplex adapter is OS1/OS2 and connects two SC connectors. The adapter is green and has zirconia split sleeves. | PC | 1 | 50 | 50 | 1 | 17.37
07498337612 | FASSCZAQ-L | SC,SMPLX,FbrOpticAdptr10GbE,AQZirc,PK50 | SC OM3/OM4 Simplex Multimode Fiber Optic Adapter with zirconia ceramic split sleeve. | PC | 1 | 50 | 50 | 1 | 22.89
07498342339 | FASSCZBU-L | SCsimplex,FiberOpticAdapterBUZirc,PK50 | SC simplex singlemode fiber optic adapter with zirconia ceramic split sleeve. | PC | 1 | 50 | 50 | 1 | 15.62
61305673313 | FASSCZEI-L | SC Simplex Multimode Fiber Optic Adapter |  | PC | 1 | 50 | 50 | 1 | 22.89
07498319516 | FASSTZ-L | ST,SM,FbrOpticAdptrw/ZircCerSlv,PK50 | ST singlemode fiber optic adapter with zirconia ceramic sleeve. | PC | 1 | 50 | 50 | 1 | 17.24
07498345129 | FBA5EI-X | Fitting,FireBoxAdptr,LD5/PH5,LowV,EI,P10 | Fire box adapter for use with LD5/LDPH5 profile raceway.NOTE: For low voltage applications only, Electric Ivory, ABS, Length 2.00 in. | PC | 1 | 50 | 10 | 1 | 3.72
07498345131 | FBA5IW-X | Fitting,FireBoxAdptr,LD5/PH5,LowV,IW,P10 | Fire box adapter for use with LD5/LDPH5 profile raceway.NOTE: For low voltage applications only, Off White, ABS, Length 2.00 in. | PC | 1 | 50 | 10 | 1 | 3.72
07498345132 | FBA5WH-X | Fitting,FireBoxAdptr,LD5/PH5,LowV,WH,P10 | Fire box adapter for use with LD5/LDPH5 profile raceway.NOTE: For low voltage applications only, White, ABS, Length 2.00 in. | PC | 1 | 50 | 10 | 1 | 3.72
07498345110 | FBC2X2BL | FiberRunner,Coupler,2"x2",BL,EA | The FiberRunner® QuikLock™ Coupler is a pre-assembled coupler designed to quickly join two sections of channel and/or fittings in a cable routing system. The coupler measures 2 inches x 2 inches. No tools are required for installation. | PC | 1 | 1 | 1 | 1 | 20.86
61305676731 | FBC2X2LBL | Coupler, 2" x 2" (50mm x 50mm), FiberRun | Pre-assembled coupler quickly joins two sections of hinged channel and/or fittings. Mechanically attaches without tightening bolts. Bolts release using 5/16" nut driver to allow coupler to be removed if necessary, Black. | PC | 1 | 5 | 1 | 1 | 20.86
61305676730 | FBC2X2LYL | Coupler, 2" x 2" (50mm x 50mm), FiberRun | The FiberRunner® 2x2 QuikLock™ Coupler quickly joins two sections of channels and/or fittings. The coupler delivers fast installations due to toolless installation. | PC | 1 | 50 | 1 | 1 | 20.86
07498382595 | FBC2X2YL | FiberRunner,Coupler,2"x2",YL,EA | The FiberRunner® QuikLock™ Coupler is a pre-assembled coupler designed to quickly join two sections of channel and/or fittings in a cable routing system. The coupler measures 2 inches x 2 inches. No tools are required for installation. | PC | 1 | 1 | 1 | 1 | 20.86
07498364489 | FBFSP | BufferedStripper,EA | Fiber buffer stripper. | PC | 1 | 10 | 1 | 1 | 164.62
61305671717 | FBKSL-M03-KIT | Fiber Breakout Expandable Sleeving Kit |  | PC | 1 | 1 | 1 | 1 | 43.53
61305676352 | FBKSL-M05-KIT | BREAKOUT SLEEVE KIT (24 SLEEVES) |  | PC | 1 | 1 | 1 | 1 | 134.4
61305679979 | FC-ICC/P3MBU | Indoor Connector Cord w/ Loose 6A UTP Pl | The Category 6A UTP FieldCord easily connects network devices, especially those with limited space for cords or RJ45 plugs, to network cabling. The FieldCord assembly combines a compact RJ45 plug, a 3.0 meter length of Category 6A UTP Plenum-rated 23AWG | PC | 1 | 10 | 10 | 1 | 43.48
61305679975 | FC-ICCP0.5MBU | Indoor Connector Cord, 6A UTP Plenum RJ4 | The Category 6A UTP FieldCord easily connects network devices, especially those with limited space for cords or RJ45 plugs, to network cabling. The FieldCord assembly combines a compact RJ45 plug, a 0.5 meter length of Category 6A UTP Plenum-rated 23AWG | PC | 1 | 10 | 10 | 1 | 35.88
61305679978 | FC-ICCP1MBU | Indoor Connector Cord, 6A UTP Plenum RJ4 | The Category 6A UTP FieldCord easily connects network devices, especially those with limited space for cords or RJ45 plugs, to network cabling. The FieldCord assembly combines a compact RJ45 plug, a 1.0 meter length of Category 6A UTP Plenum-rated 23AWG | PC | 1 | 10 | 10 | 1 | 38.48
07498395155 | FC26N-12-10AF | OM1,12-Fiber,LC,DPLX,Adptr,EA | OM1 12-fiber cassette, LC duplex adapter, standard loss, (color and split sleeve dictated by fiber type), Modified Method A (flipped-pairs) | PC | 1 | 1 | 1 | 1 | 467.72
07498395147 | FC26N-12-10AS | OM1,12-Fiber,LC,DPLX,Adptr,EA | OM1 12-fiber cassette, LC duplex adapter, standard loss, (color and split sleeve dictated by fiber type), Standard Method A | PC | 1 | 1 | 1 | 1 | 467.72
07498395138 | FC26N-24-10AF | OM1,24-Fiber,LC,DPLX,Adptr,EA | OM1 24-fiber cassette, LC duplex adapter, standard loss, (color and split sleeve dictated by fiber type), Modified Method A (flipped pairs) | PC | 1 | 1 | 1 | 1 | 935.44
07498395132 | FC26N-24-10AS | OM1,24-Fiber,LC,DPLX,Adptr,EA | OM1 24-fiber cassette, LC duplex adapter, standard loss, (color and split sleeve dictated by fiber type), Standard Method A | PC | 1 | 1 | 1 | 1 | 935.44
07498395185 | FC29N-06-03AS | OS1/OS2,6-Fiber,SCdupxAdaptr,StdLoss,EA | OS1/OS2 6-fiber total, standard loss, SC duplex adapter cassette (color and split sleeve dictated by fiber type), Standard Method A | PC | 1 | 1 | 1 | 1 | 510.16
07498395170 | FC29N-12-03AF | OS1/OS2,12-Fiber,SCdupxAdaptr,StdLoss,EA | OS1/OS2 12-fiber total, standard loss, SC duplex adapter cassette (color and split sleeve dictated by fiber type), Modified Method A (flipped-pairs) | PC | 1 | 1 | 1 | 1 | 645.46
07498395163 | FC29N-12-03AS | OS1/OS2,12-Fiber,SCdupxAdaptr,StdLoss,EA | OS1/OS2 12-fiber total, standard loss, SC duplex adapter cassette (color and split sleeve dictated by fiber type), Standard Method A | PC | 1 | 1 | 1 | 1 | 645.46
07498395156 | FC29N-12-10AF | OS1/OS2,12-Fiber,LCdupxAdaptr,StdLoss,EA | The OptiCom® Fiber Cassette is OS2, and features 1 MPO to 6 duplex LC and supports 12 fibers total. It is standard insertion loss and uses Modified Method A polarity with flipped pairs. The cassette has a black cover with a black MPO connector and 6 blue | PC | 1 | 1 | 1 | 1 | 645.46
07498395148 | FC29N-12-10AS | FOCassette,OS1/OS2,Std,12fib,AQ,MethodA | The OptiCom® Fiber Cassette is OS2, and features 1 MPO to 6 duplex LC and supports 12 fibers total. It is standard insertion loss and uses standard Method A polarity. The cassette has a black cover with a black MPO connector and 6 blue LC adapters. | PC | 1 | 1 | 1 | 1 | 645.46
61305656697 | FC29N-12-10U | OS2 Fiber; Standard Loss; 12 Fibers Tota | The OptiCom® Fiber Cassette is OS2, and features 1 MPO to 6 duplex LC and supports 12 fibers total. It is standard insertion loss and uses universal polarity. The cassette has a black cover with a black MPO connector and 6 blue LC adapters. | PC | 1 | 1 | 1 | 1 | 645.46
07498395178 | FC29N-12-3SAS | OS1/OS2,12Fiber,SCsimpxAdaptr,StdLoss,EA | OS1/OS2 12-fiber total, standard loss, SC simplex adapter cassette (color and split sleeve dictated by fiber type), Standard Method A | PC | 1 | 1 | 1 | 1 | 645.46
61305673532 | FC29N-12-LAAF | Opticom 1 MPO to 6 duplex LC/APC Cassett | LC Duplex adapter cassette is OS2, MPO to LC/APC and supports 12 fibers total. It has Standard IL and uses Modified Method A - Pair Flipped Polarity. | PC | 1 | 1 | 1 | 1 | 677.74
61305673531 | FC29N-12-LAAS | Opticom 1 MPO to 6 duplex LC/APC Cassett | LC Duplex adapter cassette is OS2, MPO to LC/APC and supports 12 fibers total. It has Standard IL and uses Method A Polarity. | PC | 1 | 1 | 1 | 1 | 677.74
07498395139 | FC29N-24-10AF | OS1/OS2,24-Fiber,Total,STDLoss,EA | The OptiCom® Fiber Cassette is OS2, and features 2 MPO to 12 duplex LC and supports 24 fibers total. It is standard insertion loss and uses Modified Method A polarity with flipped pairs. The cassette has a black cover with 2 black MPO connectors and 12 b | PC | 1 | 1 | 1 | 1 | 1290.88
07498395133 | FC29N-24-10AS | OS1/OS2,24-Fiber,LCdupxAdaptr,StdLoss,EA | The OptiCom® Fiber Cassette is OS2, and features 2 MPO to 12 duplex LC and supports 24 fibers total. It is standard insertion loss and uses standard Method A polarity. The cassette has a black cover with 2 black MPO connectors and 12 blue LC adapters. | PC | 1 | 1 | 1 | 1 | 1290.88
61305656705 | FC29N-24-10U | OS2 Fiber; Standard Loss; 24 Fibers Tota | The OptiCom® Fiber Cassette is OS2, and features 2 MPO to 12 duplex LC and supports 24 fibers total. It is standard insertion loss and uses universal polarity. The cassette has a black cover with 2 black MPO connectors and 12 blue LC adapters. | PC | 1 | 1 | 1 | 1 | 1290.88
61305673534 | FC29N-24-LAAF | Opticom 2 MPO to 12 duplex LC/APC Casset | LC Duplex adapter cassette is OS2, MPO to LC/APC and supports 24 fibers total. It has Standard IL and uses Modified Method A - Pair Flipped Polarity. | PC | 1 | 1 | 1 | 1 | 1355.44
61305673533 | FC29N-24-LAAS | Opticom 2 MPO to 12 duplex LC/APC Casset | LC Duplex adapter cassette is OS2, MPO to LC/APC and supports 24 fibers total. It has Standard IL and uses Method A Polarity. | PC | 1 | 1 | 1 | 1 | 1355.44
61305673535 | FC29N-24-LAU | Opticom 2 MPO to 12 duplex LC/APC Casset | LC Duplex adapter cassette is OS2, MPO to LC/APC and supports 24 fibers total. It has Standard IL and uses Universal Polarity. | PC | 1 | 1 | 1 | 1 | 1355.44
07498395149 | FC2SA-12-10AF | OM4+SigCore,,12-Fiber,LCdupxAdaptr,EA | OM4+ Signature Core, 12-fiber, LC duplex adapter cassette, ultra low loss, Modified Method A (flipped-pairs), (color and split sleeve dictated by fiber type) | PC | 1 | 1 | 1 | 1 | 816.46
07498395140 | FC2SA-12-10AS | OM4+SigCore,,12-Fiber,LCdupxAdaptr,EA | OM4+ Signature Core, 12-fiber, LC duplex adapter cassette, ultra low loss, Standard Method A , (color and split sleeve dictated by fiber type) | PC | 1 | 1 | 1 | 1 | 816.46
61305656702 | FC2SA-12-10U | OM4+ Signature Core Fiber; Ultra Low Los | OM4+ Signature Core® Opticom Cassette with 1 MPO to 6 duplex LC, Ultra Insertion Loss, Universal Polarity | PC | 1 | 1 | 1 | 1 | 816.46
07498395134 | FC2SA-24-10AF | OM4+SigCore,,24-Fiber,LCdupxAdaptr,EA | OM4+ Signature Core, 24-fiber, LC duplex adapter cassette, ultra low loss, Modified Method A (flipped-pairs), (color and split sleeve dictated by fiber type) | PC | 1 | 1 | 1 | 1 | 1632.98
07498395124 | FC2SA-24-10AS | OM4+SigCore,,24-Fiber,LCdupxAdaptr,EA | OM4+ Signature Core, 24-fiber, LC duplex adapter cassette, ultra low loss, Method A, (color and split sleeve dictated by fiber type) | PC | 1 | 1 | 1 | 1 | 1632.98
61305656710 | FC2SA-24-10U | OM4+ Signature Core Fiber; Ultra Low Los | OM4+ Signature Core® Opticom Cassette with 2 MPO to 12 duplex LC, Ultra Insertion Loss, Universal Polarity | PC | 1 | 1 | 1 | 1 | 1632.98
61305632047 | FC2WA-12-10AF | OptiComCass,EAOptiComCass,EA | OptiCom Cassette OM5 1 MPO/6 Dup LC Ultra IL Type AF | PC | 1 | 1 | 1 | 1 | 898.14
61305632035 | FC2WA-12-10AS | OptiComCass,EAOptiComCass,EA | OptiCom Cassette OM5 1 MPO/6 Dup LC Ultra IL Type A | PC | 1 | 1 | 1 | 1 | 898.14
61305632041 | FC2WA-12-10B1 | OptiComCass,EAOptiComCass,EA | OptiCom Cassette OM5 1 MPO/6 Dup LC Ultra IL Type B1 | PC | 1 | 1 | 1 | 1 | 898.14
61305632042 | FC2WA-12-10B2 | OptiComCass,EAOptiComCass,EA | OptiCom Cassette OM5 1 MPO/6 Dup LC Ultra IL Type B2 | PC | 1 | 1 | 1 | 1 | 898.14
61305632044 | FC2WA-24-10AF | OptiComCass,EAOptiComCass,EA | OptiCom Cassette OM5 2 MPO/12 Dup LC Ultra IL Type AF | PC | 1 | 1 | 1 | 1 | 1796.28
61305632043 | FC2WA-24-10AS | OptiComCass,EAOptiComCass,EA | OptiCom Cassette OM5 2 MPO/12 Dup LC Ultra IL Type A | PC | 1 | 1 | 1 | 1 | 1796.28
61305632045 | FC2WA-24-10B1 | OptiComCass,EAOptiComCass,EA | OptiCom Cassette OM5 2 MPO/12 Dup LC Ultra IL Type B2 | PC | 1 | 1 | 1 | 1 | 1796.28
61305632046 | FC2WA-24-10B2 | OptiComCass,EAOptiComCass,EA | OptiCom Cassette OM5 2 MPO/12 Dup LC Ultra IL Type B1 | PC | 1 | 1 | 1 | 1 | 1796.28
61305656700 | FC2XA-12-10U | OM3 Fiber; UItra Low Loss; 12 Fibers Tot | OM3 Opticom Cassette with 1 MPO to 6 duplex LC, Ultra Insertion Loss, Universal Polarity | PC | 1 | 1 | 1 | 1 | 709.98
61305656708 | FC2XA-24-10U | OM3 Fiber; UItra Low Loss; 24 Fibers Tot | OM3 Opticom Cassette with 2 MPO to 12 duplex LC, Ultra Insertion Loss, Universal Polarity | PC | 1 | 1 | 1 | 1 | 1420
07498395167 | FC2XN-12-03AF | OM3,12-Fiber,SCdupxAdaptr,StdLoss,EA | OM3 12-fiber total, standard loss, SC duplex adapter cassette (color and split sleeve dictated by fiber type), Modified Method A (flipped-pairs) | PC | 1 | 1 | 1 | 1 | 537.86
07498395160 | FC2XN-12-03AS | OM3,12-Fiber,SCdupxAdaptr,StdLoss,EA | OM3 12-fiber total, standard loss, SC duplex adapter cassette (color and split sleeve dictated by fiber type), Standard Method A | PC | 1 | 1 | 1 | 1 | 537.86
07498395153 | FC2XN-12-10AF | OM3,12-Fiber,LCdupxAdaptr,StdLoss,EA | OM3 12-fiber total, standard loss, LC duplex adapter cassette (color and split sleeve dictated by fiber type), Modified Method A (flipped-pairs) | PC | 1 | 1 | 1 | 1 | 537.86
07498395144 | FC2XN-12-10AS | FOCassette,OM3,Std,12fib,AQ,MethodA | The OptiCom® Fiber Cassette is OM3, and features 1 MPO to 6 duplex LC and supports 12 fibers total. It is standard insertion loss and uses standard Method A polarity. The cassette has a black cover with a black MPO connector and 6 aqua LC adapters. | PC | 1 | 1 | 1 | 1 | 537.86
07498371107 | FC2XN-12-10B1 | OM3,12-Fiber,Total,AQAdptr,EA | OM3 12-fiber total, aqua adapter, zirconia split sleeve, standard loss cassette, LC duplex to MTP | PC | 1 | 1 | 1 | 1 | 537.86
07498371120 | FC2XN-12-10B2 | OM3,12-Fiber,Total,AQAdptr,EA | OM3 12-fiber total, aqua adapter, zirconia split sleeve, standard loss, LC duplex to MTP | PC | 1 | 1 | 1 | 1 | 537.86
61305656695 | FC2XN-12-10U | OM3 Fiber; Standard Loss; 12 Fibers Tota | OM3 Opticom Cassette with 1 MPO to 6 duplex LC, Standard Insertion Loss, Universal Polarity | PC | 1 | 1 | 1 | 1 | 537.86
07498395136 | FC2XN-24-10AF | OM3,24-Fiber,LCdupxAdaptr,StdLoss,EA | OM3 24-fiber total, standard loss, LC duplex adapter cassette (color and split sleeve dictated by fiber type), Modified Method A | PC | 1 | 1 | 1 | 1 | 1075.76
07498395130 | FC2XN-24-10AS | OM3,24-Fiber,LCdupxAdaptr,StdLoss,EA | The OptiCom® Fiber Cassette is OM3, and features 2 MPO to 12 duplex LC and supports 24 fibers total. It is standard insertion loss and uses standard Method A polarity. The cassette has a black cover with 2 black MPO connectors and 12 aqua LC adapters. | PC | 1 | 1 | 1 | 1 | 1075.76
07498371089 | FC2XN-24-10B1 | OM3,24-Fiber,Total,AQAdptr,EA | OM3 24-fiber total, aqua adapter, zirconia split sleeve, standard loss, LC duplex to MTP | PC | 1 | 1 | 1 | 1 | 1075.76
07498371093 | FC2XN-24-10B2 | OM3,24-Fiber,Total,AQAdptr,EA | OM3 24-fiber total, aqua adapter, zirconia split sleeve, standard loss, LC duplex to MTP | PC | 1 | 1 | 1 | 1 | 1075.76
61305656703 | FC2XN-24-10U | OM3 Fiber; Standard Loss; 24 Fibers Tota | OM3 Opticom Cassette with 2 MPO to 12 duplex LC, Standard Insertion Loss, Universal Polarity | PC | 1 | 1 | 1 | 1 | 1075.76
07498395166 | FC2XO-12-03AF | OM3,Fbr,OptimLoss,12-Fibr,SCdupxAdptr,EA | OM3 12-fiber, optimized, low loss, SC duplex adapter cassette (color and split sleeve dictated by fiber type), modified method A (flipped-pairs) | PC | 1 | 1 | 1 | 1 | 645.46
07498395159 | FC2XO-12-03AS | OM3,Fbr,OptimLoss,12-Fibr,SCdupxAdptr,EA | OM3 12-fiber, optimized, low loss, SC duplex addapter cassette, (color and split sleeve dictated by fiber type), standard method A | PC | 1 | 1 | 1 | 1 | 645.46
07498395152 | FC2XO-12-10AF | OM3,Fbr,OptimLoss,12-Fiber,LCdupxAdpt,EA | OM3 12-fiber, optimized, low loss, LC duplex adapter cassette, (color and split sleeve dictated by fiber type), modified method A (flipped-pairs) | PC | 1 | 1 | 1 | 1 | 645.46
07498395143 | FC2XO-12-10AS | OM3,Fbr,OptimLoss,12-Fiber,LCdupxAdpt,EA | OM3 12-fiber, optimized, low loss, LC duplex adapter cassette, (color and split sleeve dictated by fiber type), standard method A | PC | 1 | 1 | 1 | 1 | 645.46
07498371105 | FC2XO-12-10B1 | OM3,12-Fiber,Total,AQAdptr,EA | OM3 12-fiber total, aqua adapter, zirconia split sleeve, optimized low loss, LC duplex to MTP | PC | 1 | 1 | 1 | 1 | 645.46
07498371119 | FC2XO-12-10B2 | OM3,12-Fiber,Total,AQAdptr,EA | OM3 12-fiber total, aqua adapter, zirconia split sleeve, optimized low loss, LC duplex to MTP | PC | 1 | 1 | 1 | 1 | 645.46
61305656698 | FC2XO-12-10U | OM3 Fiber; Optimized Low Loss; 12 Fibers | The OptiCom® Fiber Cassette is OM3, and features 1 MPO to 6 duplex LC and supports 12 fibers total. It is optimized insertion loss and uses universal polarity. The cassette has a black cover with a black MPO connector and 6 aqua LC adapters. | PC | 1 | 1 | 1 | 1 | 645.46
07498395129 | FC2XO-24-10AF | OM3,Fbr,OptimLoss,24-Fiber,LCdupxAdpt,EA | OM3 12-fiber, optimized, low loss, LC duplex adapter cassette, (color and split sleeve dictated by fiber type), modified method A (flipped-pairs) | PC | 1 | 1 | 1 | 1 | 1290.88
07498395135 | FC2XO-24-10AS | OM3,Fbr,OptimLoss,24-Fiber,LCdupxAdpt,EA | OM3 24-fiber, optimized, low loss, LC duplex adapter cassette, (color and split sleeve dictated by fiber type), standard method A | PC | 1 | 1 | 1 | 1 | 1290.88
07498371122 | FC2XO-24-10B1 | OM3,24-Fiber,Total,AQAdptr,EA | OM3 24-fiber total, aqua adapter, zirconia split sleeve, optimized low loss, LC duplex to MTP | PC | 1 | 1 | 1 | 1 | 1290.88
07498371092 | FC2XO-24-10B2 | OM3,24-Fiber,Total,AQAdptr,EA | OM3 24-fiber total, aqua adapter, zirconia split sleeve, optimized low loss, LC duplex to MTP | PC | 1 | 1 | 1 | 1 | 1290.88
61305656706 | FC2XO-24-10U | OM3 Fiber; Optimized Low Loss; 24 Fibers | The OptiCom® Fiber Cassette is OM3, and features 2 MPO to 12 duplex LC and supports 24 fibers total. It is optimized insertion loss and uses universal polarity. The cassette has a black cover with 2 black MPO connectors and 12 aqua LC adapters. | PC | 1 | 1 | 1 | 1 | 1290.88
61305656709 | FC2ZA-24-10U | OM4 Fiber; Ultra Low Loss; 24 Fibers Tot | The OptiCom® Fiber Cassette is OM4, and features 2 MPO to 12 duplex LC and supports 24 fibers total. It is ultra insertion loss and uses universal polarity. The cassette has a black cover with 2 black MPO connectors and 12 aqua LC connectors. | PC | 1 | 1 | 1 | 1 | 1562.04
07498395165 | FC2ZN-12-03AF | OM4,12-Fiber,SCdupxAdaptr,StdLoss,EA | OM4 12-fiber total, standard loss, SC duplex adapter cassette (color and split sleeve dictated by fiber type), Modified Method A (flipped-pairs) | PC | 1 | 1 | 1 | 1 | 591.68
07498395158 | FC2ZN-12-03AS | OM4,12-Fiber,SCdupxAdaptr,StdLoss,EA | OM4 12-fiber total, standard loss, SC duplex adapter cassette (color and split sleeve dictated by fiber type), Standard Method A | PC | 1 | 1 | 1 | 1 | 591.68
07498395151 | FC2ZN-12-10AF | 12-Fiber,OM4,LCdupxAdaptr,StdLoss,EA | 12-fiber OM4, standard loss, LC duplex adapter cassette (color and split sleeve dictated by fiber type), Modified Method A (flipped-pairs) | PC | 1 | 1 | 1 | 1 | 591.68
07498395142 | FC2ZN-12-10AS | FOCassette,OM4,12fib,Std,AQ,MethodA | The OptiCom® Fiber Cassette is OM4, and features 1 MPO to 6 duplex LC and supports 12 fibers total. It is standard IL and uses standard Method A polarity. The cassette has a black cover with a black MPO connector and 6 aqua LC adapters. | PC | 1 | 1 | 1 | 1 | 591.68
07498371098 | FC2ZN-12-10B1 | 12-Fiber,OM4,AQAdptr,ZircSPLTSlv,EA | 12-fiber OM4, aqua adapter, zirconia split sleeve, standard loss, LC duplex to MTP | PC | 1 | 1 | 1 | 1 | 591.68
07498371118 | FC2ZN-12-10B2 | 12-Fiber,OM4,AQAdptr,ZircSPLTSlv,EA | 12-fiber OM4, aqua adapter, zirconia split sleeve, standard loss, LC duplex to MTP | PC | 1 | 1 | 1 | 1 | 591.68
61305656696 | FC2ZN-12-10U | OM4 Fiber; Standard Loss; 12 Fibers Tota | OM4 Opticom Cassette with 1 MPO to 6 duplex LC, Standard Insertion Loss, Universal Polarity | PC | 1 | 1 | 1 | 1 | 591.68
07498395126 | FC2ZN-24-10AF | OM4,24-Fiber,LCdupxAdaptr,StdLoss,EA | The OptiCom® Fiber Cassette is OM4, and features 2 MPO to 12 duplex LC and supports 24 fibers total. It is standard IL and uses Modified Method A polarity with flipped pairs. The cassette has a black cover with 2 black MPO connectors and 12 aqua LC adapte | PC | 1 | 1 | 1 | 1 | 1183.34
07498395128 | FC2ZN-24-10AS | OM4,24-Fiber,LCdupxAdaptr,StdLoss,EA | The OptiCom® Fiber Cassette is OM4, and features 2 MPO to 12 duplex LC and supports 24 fibers total. It is standard IL and uses standard Method A polarity. The cassette has a black cover with 2 black MPO connectors and 12 aqua LC adapters. | PC | 1 | 1 | 1 | 1 | 1183.34
07498371121 | FC2ZN-24-10B1 | OM4,24-Fiber,Total,AQAdptr,EA | OM4 24-fiber total, aqua adapter, zirconia split sleeve, standard loss, LC duplex to MTP | PC | 1 | 1 | 1 | 1 | 1183.34
07498371091 | FC2ZN-24-10B2 | OM4,24-Fiber,Total,AQAdptr,EA | OM4 24-fiber total, aqua adapter, zirconia split sleeve, standard loss, LC duplex to MTP | PC | 1 | 1 | 1 | 1 | 1183.34
61305656704 | FC2ZN-24-10U | OM4 Fiber; Standard Loss; 24 Fibers Tota | OM4 Opticom Cassette with 2 MPO to 12 duplex LC, Standard Insertion Loss, Universal Polarity | PC | 1 | 1 | 1 | 1 | 1183.34
07498395164 | FC2ZO-12-03AF | 12-Fiber,OM4,Total,OptimLLoss,EA | OM4 12-fiber total, optimized low loss, SC duplex adapter cassette (color and split sleeve dictated by fiber type), Modified Method A (flipped-pairs) | PC | 1 | 1 | 1 | 1 | 709.98
07498395157 | FC2ZO-12-03AS | 12-Fiber,OM4,Total,OptimLLoss,EA | OM4 12-fiber total, optimized low loss, SC duplex adapter cassette (color and split sleeve dictated by fiber type), Standard Method A | PC | 1 | 1 | 1 | 1 | 709.98
07498395150 | FC2ZO-12-10AF | 12-Fiber,OM4,Total,OptimLLoss,EA | The OptiCom® Fiber Cassette is OM4, and features 1 MPO to 6 duplex LC and supports 12 fibers total. It is optimized IL and uses Modified Method A polarity with flipped pairs. The cassette has a black cover with a black MPO connector and 6 aqua LC adapters | PC | 1 | 1 | 1 | 1 | 709.98
07498395141 | FC2ZO-12-10AS | 12-Fiber,OM4,Total,OptimLLoss,EA | The OptiCom® Fiber Cassette is OM4, and features 1 MPO to 6 duplex LC and supports 12 fibers total. It is optimized IL and uses standard Method A polarity. The cassette has a black cover with a black MPO connector and 6 aqua LC adapters. | PC | 1 | 1 | 1 | 1 | 709.98
07498371094 | FC2ZO-12-10B1 | 12-Fiber,OM4,Total,AQAdptr,EA | 12-fiber OM4 total, aqua adapter, zirconia split sleeve, optimized low loss, LC duplex to MTP | PC | 1 | 1 | 1 | 1 | 709.98
07498371117 | FC2ZO-12-10B2 | 12-Fiber,OM4,Total,AQAdptr,EA | 12-fiber OM4 total, aqua adapter, zirconia split sleeve, optimized low loss, LC duplex to MTP | PC | 1 | 1 | 1 | 1 | 709.98
61305656699 | FC2ZO-12-10U | OM4 Fiber; Optimized Low Loss; 12 Fibers | The OptiCom® Fiber Cassette is OM4, and features 1 MPO to 6 duplex LC and supports 12 fibers total. It is optimized IL and uses universal polarity. The cassette has a black cover with a black MPO connector and 6 aqua LC adapters. | PC | 1 | 1 | 1 | 1 | 709.98
07498395171 | FC2ZO-12-3SAS | 12-Fiber,OM4,Total,OptimLLoss,EA | OM4 12-fiber total, optimized low loss, SC simplex adapter cassette (color and split sleeve dictated by fiber type), Standard Method A | PC | 1 | 1 | 1 | 1 | 709.98
07498395125 | FC2ZO-24-10AF | OM4,24-Fiber,Total,OptimLLoss,EA | The OptiCom® Fiber Cassette is OM4, and features 2 MPO to 12 duplex LC and supports 24 fibers total. It is optimized IL and uses Modified Method A polarity with flipped pairs. The cassette has a black cover with 2 black MPO connectors and 12 aqua LC adapt | PC | 1 | 1 | 1 | 1 | 1420.04
07498395127 | FC2ZO-24-10AS | OM4,24-Fiber,Total,OptimLLoss,EA | The OptiCom® Fiber Cassette is OM4, and features 2 MPO to 12 duplex LC and supports 24 fibers total. It is optimized IL and uses standard Method A polarity. The cassette has a black cover with 2 black MPO connectors and 12 aqua LC adapters. | PC | 1 | 1 | 1 | 1 | 1420.04
07498371088 | FC2ZO-24-10B1 | OM4,24-Fiber,Total,AQAdptr,EA | OM4 24-fiber total, optimized low loss, LC duplex to MTP (Male); Method B - B1 (1-1 array) | PC | 1 | 1 | 1 | 1 | 1420.04
07498371090 | FC2ZO-24-10B2 | OM4,24-Fiber,Total,AQAdptr,EA | OM4 24-fiber total, aqua adapter, zirconia split sleeve, optimized low loss, LC duplex to MTP | PC | 1 | 1 | 1 | 1 | 1420.04
61305656707 | FC2ZO-24-10U | OM4 Fiber; Optimized Low Loss; 24 Fibers | The OptiCom® Fiber Cassette is OM4, and features 2 MPO to 12 duplex LC and supports 24 fibers total. It is optimized IL and uses universal polarity. The cassette has a black cover with 2 black MPO connectors and 12 aqua LC adapters. | PC | 1 | 1 | 1 | 1 | 1420.04
61305636156 | FC39N-16-10A | 40-10GbE QuickNet Cassette with OS2 Fibe |  | PC | 1 | 1 | 1 | 1 | 758.56
61305626281 | FC3XN-16-10A | 40G-10G QuickNet cassette with OM3 fiber | 40G-10G QuickNet cassette with OM3 fiber, Standard Loss, 16-fiber total, front LC duplex aqua adapter, rear male MTP (pins); Method A connectivity | PC | 1 | 1 | 1 | 1 | 717.16
61305626282 | FC3XN-16-10B | 40G-10G QuickNet cassette with OM3 fiber | 40G-10G QuickNet cassette with OM3 fiber, Standard Loss, 16-fiber total, front LC duplex aqua adapter, rear male MTP (pins); Method B connectivity | PC | 1 | 1 | 1 | 1 | 717.16
07498383723 | FC3XN-16-10NMBN | 40G-10GQNCassw/OM3,Fbr,STDLoss,EA | 40G-10G QuickNet cassette with OM3 fiber, standard loss, 16-fiber total, with front LC duplex aqua adapter, rear male MTP (pins); Method B connectivity. | PC | 1 | 1 | 1 | 1 | 717.16
61305626283 | FC3XO-16-10A | 40G-10G QuickNet cassette with OM3 fiber | 40G-10G QuickNet cassette with OM3 fiber, Optimized Low Loss, 16-fiber total, front LC duplex aqua adapter, rear male MTP (pins); Method A connectivity | PC | 1 | 1 | 1 | 1 | 860.6
61305626284 | FC3XO-16-10B | 40G-10G QuickNet cassette with OM3 fiber | 40G-10G QuickNet cassette with OM3 fiber, Optimized Low Loss, 16-fiber total, front LC duplex aqua adapter, rear male MTP (pins); Method B connectivity | PC | 1 | 1 | 1 | 1 | 860.6
07498383722 | FC3XO-16-10NMBN | 40G-10GQNCassw/OM3,Fbr,OptimLLoss,EA | 40G-10G QuickNet cassette with OM3 fiber, optimized low loss, 16-fiber total, with front LC duplex aqua adapter, rear male MTP (pins); Method B connectivity. | PC | 1 | 1 | 1 | 1 | 860.6
61305626285 | FC3ZN-16-10A | 40G-10G QuickNet cassette with OM4 fiber | 40G-10G QuickNet cassette with OM4 fiber, Standard Loss, 16-fiber total, front LC duplex aqua adapter, rear male MTP (pins); Method A connectivity | PC | 1 | 1 | 1 | 1 | 788.88
61305626286 | FC3ZN-16-10B | 40G-10G QuickNet cassette with OM4 fiber | 40G-10G QuickNet cassette with OM4 fiber, Standard Loss, 16-fiber total, front LC duplex aqua adapter, rear male MTP (pins); Method B connectivity | PC | 1 | 1 | 1 | 1 | 788.88
07498383721 | FC3ZN-16-10NMBN | 40G-10GQNCassw/OM4,Fbr,STDLoss,EA | 40G-10G QuickNet cassette with OM4 fiber, standard loss, 16-fiber total, with front LC duplex aqua adapter, rear male MTP (pins); Method B connectivity. | PC | 1 | 1 | 1 | 1 | 788.88
61305626287 | FC3ZO-16-10A | 40G-10G QuickNet cassette with OM4 fiber | 40G-10G QuickNet cassette with OM4 fiber, Optimized Low Loss, 16-fiber total, front LC duplex aqua adapter, rear male MTP (pins); Method A connectivity | PC | 1 | 1 | 1 | 1 | 946.64
61305626288 | FC3ZO-16-10B | 40G-10GQNCassw/OM4Fbr,OptimLLoss,EA | 40G-10G QuickNet cassette with OM4 fiber, Optimized Low Loss, 16-fiber total, front LC duplex aqua adapter, rear male MTP (pins); Method B connectivity | PC | 1 | 1 | 1 | 1 | 946.64
07498383720 | FC3ZO-16-10NMBN | 40G-10GQNCassw/OM4,Fbr,OptimLLoss,EA | 40G-10G QuickNet cassette with OM4 fiber, optimized low loss, 16-fiber total, with front LC duplex aqua adapter, rear male MTP (pins); Method B connectivity. | PC | 1 | 1 | 1 | 1 | 946.62
07498307868 | FC4ZU-24-NMNMA | 48-Fiber,DF,ConCass,ULL,OM4,MPO-MPO,A,EA | Dark Fiber Conversion Cassette with OM4 Fiber, Ultra Low Loss, 24 fibers Total, Front Male MPO, Rear Male MPO, Method A Connectivity. | PC | 1 | 1 | 1 | 1 | 1314.86
07498307048 | FC4ZU-24-NMNMB1 | 24-Fiber,DF,ConCass,ULL,OM4,MPO-MPO,EA | Dark Fiber Conversion Cassette with OM4 Fiber, Ultra Low Loss, 24 fibers Total, Front Male MPO, Rear Male MPO, Method B Connectivity, End 1 Cassette. | PC | 1 | 1 | 1 | 1 | 1314.86
07498307051 | FC4ZU-24-NMNMB2 | 24-F,DF,ConCass,ULL,OM4,MPO-MPO,2Cass,EA | Dark Fiber Conversion Cassette with OM4 Fiber, Ultra Low Loss, 24 fibers Total, Front Male MPO, Rear Male MPO, Method B Connectivity, End 2 Cassette. | PC | 1 | 1 | 1 | 1 | 1314.86
07498307869 | FC4ZU-48-NMNMA | 24-Fiber,DF,ConCass,ULL,OM4,MPO-MPO,A,EA | Dark Fiber Conversion Cassette with OM4 Fiber, Ultra Low Loss, 48 Fibers Total, Front Male MPO, Rear Male MPO, Method A Connectivity. | PC | 1 | 1 | 1 | 1 | 2512.02
07498307052 | FC4ZU-48-NMNMB1 | 48-Fiber,DF,ConCass,ULL,OM4,MPO-MPO,EA | Dark Fiber Conversion Cassette with OM4 Fiber, Ultra Low Loss, 48 Fibers Total, Front Male MPO, Rear Male MPO, Method B Connectivity, End 1 Cassette. | PC | 1 | 1 | 1 | 1 | 2512.02
07498307053 | FC4ZU-48-NMNMB2 | 48-F,DF,ConCass,ULL,OM4,MPO-MPO,2Cass,EA | Dark Fiber Conversion Cassette with OM4 Fiber, Ultra Low Loss, 48 Fibers Total, Front Male MPO, Rear Male MPO, Method B Connectivity, End 2 Cassette. | PC | 1 | 1 | 1 | 1 | 2512.02
61305626035 | FCCVR2 | Optical Cover for Opticam 2 Tool |  | PC | 1 | 1 | 1 | 1 | 34.04
07498300873 | FCE1U | Opticom RM ENCL,STL,1RU,4Port,BLK,EA | The Panduit® Opticom® Rack Mount Fiber Enclosure ensures network reliability by housing, organizing, managing and protecting fiber optic cable, terminations, splices, connectors and patch cords. The FCE1U is black, made of steel and uses up to 4 FAP or FM | PC | 1 | 1 | 1 | 1 | 384.44
07498302962 | FCE1UA | RackMntFbrENCL,OpenAccess,1RU,EA | The Opticom® Rack Mount Fiber Enclosure is the Open Access version of the FCE1U. It ensures network reliability by housing, organizing, managing and protecting fiber optic cable, terminations, splices, connectors and patch cords. It is black, made of stee | PC | 1 | 1 | 1 | 1 | 384.44
61305656945 | FCE1UAWH | Rack Mount Fiber Enclosure, Open Access |  | PC | 1 | 1 | 1 | 1 | 384.44
61305645447 | FCE1UWH | Rack Mount Fiber Enclosure 1RU (White) |  | PC | 1 | 1 | 1 | 1 | 384.44
07498300874 | FCE2U | RackMountFiberEncl,8QN/FAP/FOSM,2RU,EA | The Panduit® Opticom® Rack Mount Fiber Enclosure ensures network reliability by housing, organizing, managing and protecting fiber optic cable, terminations, splices, connectors and patch cords. The FCE2U is black, made of steel and uses up to 8 FAP or FM | PC | 1 | 1 | 1 | 1 | 458.82
61305656944 | FCE2UWH | Rack Mount Fiber Enclosure 2 RU, White |  | PC | 1 | 1 | 1 | 1 | 458.82
07498300875 | FCE4U | RackMountFiberEncl,12QN/FAP/FOSM,4RU,EA | The Panduit® Opticom® Rack Mount Fiber Enclosure ensures network reliability by housing, organizing, managing and protecting fiber optic cable, terminations, splices, connectors and patch cords. The FCE4U is black, made of steel and uses up to 12 FAP or F | PC | 1 | 1 | 1 | 1 | 620.08
61305600867 | FCE4UWH | Rack Mount Fiber Enclosure 4 RU, WHITE |  | PC | 1 | 1 | 1 | 1 | 620.08
07498371787 | FCLEANKIT | CleaningConsumablesKit,EA | Replenishes the cleaning consumables required for termination of all fiber optic connectors; includes all of the same cleaning consumable items that are included in all Panduit termination kits. | PC | 1 | 5 | 1 | 1 | 184.2
61305636268 | FCLEANSOL | Fiber Cleaning Solution | Fiber Cleaning Solution | PC | 1 | 10 | 1 | 1 | 50.2
61305636690 | FCLEANWIPE | Fiber Cleaning Wipes | Fiber Cleaning Wipes | PC | 1 | 6 | 1 | 1 | 71.7
07498307215 | FCP9PP-1083GG | PON,SpltrTray,1x8,SGL,SC-APCIn,EA | Optical Splitter Tray, 1x8 split, single SC/APC input, 8 SC/APC outputs, 19" rack mount, PLC | PC | 1 | 1 | 1 | 1 | 1246.32
07498307216 | FCP9PP-1163GG | PON,SpltrTray,1x16,SGL,SC-APCIn,EA | Optical Splitter Tray, 1x16 split, single SC/APC input, 16 SC/APC outputs, 19" rack mount, PLC | PC | 1 | 1 | 1 | 1 | 1729.46
07498307218 | FCP9PP-1323GG | PON,SpltrTray,1x32,SGL,SC-APCIn,EA | Optical Splitter Tray, 1x32 split, single SC/APC input, 32 SC/APC outputs, 19" rack mount, PLC | PC | 1 | 1 | 1 | 1 | 2407.1
07498307219 | FCP9PP-2083GG | PON,SpltrTray,2x8,DualSC-APCInputs,EA | Optical Splitter Tray, 2x8 split, dual SC/APC inputs, 8 SC/APC outputs, 19" rack mount, PLC | PC | 1 | 1 | 1 | 1 | 1361.5
07498307220 | FCP9PP-2163GG | PON,SpltrTray,2x16,DualSC-APCInputs,EA | Optical Splitter Tray, 2x16 split, dual SC/APC inputs, 16 SC/APC outputs, 19" rack mount, PLC | PC | 1 | 1 | 1 | 1 | 1947.58
07498307221 | FCP9PP-2323GG | PON,SpltrTray,2x32,DualSC-APCInputs,EA | Optical Splitter Tray, 2x32 split, dual SC/APC inputs, 32 SC/APC outputs, 19" rack mount, PLC | PC | 1 | 1 | 1 | 1 | 2739.64
07498307209 | FCP9SP-1083GG | PON,SpltrTray,1x8,SGL,In,8SC-APC,EA | Optical Splitter Tray, 1x8 split, single splice input, 8 SC/APC outputs, 19" rack mount, PLC | PC | 1 | 1 | 1 | 1 | 1273.26
07498307210 | FCP9SP-1163GG | PON,SpltrTray,1x16,SGL,In,16SC-APC,EA | Optical Splitter Tray, 1x16 split, single splice input, 16 SC/APC outputs, 19" rack mount, PLC | PC | 1 | 1 | 1 | 1 | 1756.42
07498307211 | FCP9SP-1323GG | PON,SpltrTray,1x32,SGL,In,32SC-APC,EA | Optical Splitter Tray, 1x32 split, single splice input, 32 SC/APC outputs, 19" rack mount, PLC | PC | 1 | 1 | 1 | 1 | 2434.04
07498307212 | FCP9SP-2083GG | PON,SpltrTray,2x8,DualSplInputs,EA | Optical Splitter Tray, 2x8 split, dual splice inputs, 8 SC/APC outputs, 19" rack mount, PLC | PC | 1 | 1 | 1 | 1 | 1378.22
07498307213 | FCP9SP-2163GG | PON,SpltrTray,2x16,DualSplInputs,EA | Optical Splitter Tray, 2x16 split, dual splice inputs, 16 SC/APC outputs, 19" rack mount, PLC | PC | 1 | 1 | 1 | 1 | 1968.72
07498307214 | FCP9SP-2323GG | PON,SpltrTray,2x32,DualSplInputs,EA | Optical Splitter Tray, 2x32 split, dual splice inputs, 32 SC/APC outputs, 19" rack mount, PLC | PC | 1 | 1 | 1 | 1 | 2760.76
07498379522 | FCRP5 | FiberOptic5-pocketCrimpTool,EA | Crimp tool (hex sizes: 0.048, 0.100, 0.128, 0.151, 0.190). | PC | 1 | 1 | 1 | 1 | 421.22
61305676516 | FCS9N-12-03P | Opticom SC Splice Cassette Preloaded wit | Opticom Splice Cassette, OS2 Singlemode SC Adaptors with 250µm Pigtails. The cassettes include all accessories required for field splicing; splice protectors, splice holders, and cable ties to secure the incoming cable to the cassette body. The cassettes | PC | 1 | 1 | 1 | 1 | 554.8
61305676511 | FCS9N-12-10P | Opticom LC Splice Cassette Preloaded wit | Opticom Splice Cassette, OS2 Singlemode LC Adaptors with 250µm Pigtails. The cassettes include all accessories required for field splicing; splice protectors, splice holders, and cable ties to secure the incoming cable to the cassette body. The cassettes | PC | 1 | 1 | 1 | 1 | 528.38
61305676510 | FCS9N-12-10R | Opticom LC Splice Cassette Preloaded wit | Opticom Splice Cassette, OM2 Singlemode LC Adaptors with Flat Ribbon Fiber leads. The cassettes include all accessories required for field splicing; splice protectors, splice holders, and cable ties to secure the incoming cable to the cassette body. The c | PC | 1 | 1 | 1 | 1 | 515.42
61305676513 | FCS9N-12-LAP | Opticom LC Splice Cassette Preloaded wit | Opticom Splice Cassette, OS2 Singlemode LC/APC Adaptors with 250µm Pigtails. The cassettes include all accessories required for field splicing; splice protectors, splice holders, and cable ties to secure the incoming cable to the cassette body. The casset | PC | 1 | 1 | 1 | 1 | 554.8
61305676512 | FCS9N-12-LAR | Opticom LC Splice Cassette Preloaded wit | Opticom Splice Cassette, OM2 Singlemode LC/APC Adaptors with Flat Ribbon Fiber leads. The cassettes include all accessories required for field splicing; splice protectors, splice holders, and cable ties to secure the incoming cable to the cassette body. T | PC | 1 | 1 | 1 | 1 | 541.2
61305676517 | FCS9N-12-SAP | Opticom SC Splice Cassette Preloaded wit | Opticom Splice Cassette, OS2 Singlemode SC/APC Adaptors with 250µm Pigtails. The cassettes include all accessories required for field splicing; splice protectors, splice holders, and cable ties to secure the incoming cable to the cassette body. The casset | PC | 1 | 1 | 1 | 1 | 568.26
61305676518 | FCSZO-12-03P | Opticom SC Splice Cassette Preloaded wit | Opticom Splice Cassette, OM3/4 Multimode SC Adaptors with 250µm Pigtails. The cassettes include all accessories required for field splicing; splice protectors, splice holders, and cable ties to secure the incoming cable to the cassette body. The cassettes | PC | 1 | 1 | 1 | 1 | 559.86
61305676515 | FCSZO-12-10P | Opticom LC Splice Cassette Preloaded wit | Opticom Splice Cassette, OM3/4 Multimode LC Adaptors with 250µm Pigtails. The cassettes include all accessories required for field splicing; splice protectors, splice holders, and cable ties to secure the incoming cable to the cassette body. The cassettes | PC | 1 | 1 | 1 | 1 | 533.18
61305676514 | FCSZO-12-10R | Opticom LC Splice Cassette Preloaded wit | Opticom Splice Cassette, OM3/4 Multimode LC Adaptors with Flat Ribbon Fiber leads. The cassettes include all accessories required for field splicing; splice protectors, splice holders, and cable ties to secure the incoming cable to the cassette body. The | PC | 1 | 1 | 1 | 1 | 519.66
07498386660 | FCT-7ZA | QNFbrTapCass,FrontLive6Pt,DPLX,LC,EA | QuickNet Fiber Tap Cassette accomodates 6 ports with 70/30 split ratio. Port configuration: front live 6-port duplex LC, front tap 6-port duplex LC; rear live 6-port duplex LC. OM4 bend-insensitive multimode fiber. | PC | 1 | 1 | 1 | 1 | 6693.52
07498386661 | FCT-7ZB | QNFbrTapCass,FrontLive6Pt,DPLX,LC,EA | QuickNet Fiber Tap Cassette accommodates 6 ports with 70/30 split ratio. Port configuration: front live 6-port duplex LC, front tap 6-port duplex LC; rear live 12-fiber MTP. OM4 bend-insensitive multimode fiber. | PC | 1 | 1 | 1 | 1 | 6693.52
07498385628 | FCT-7ZC | QNFbrTapCass,FrontLive4Pt,DPLX,LC,EA | QuickNet Fiber Tap Cassette accommodates 4 ports with 70/30 split ratio. Port configuration: front live 4-port duplex LC, front tap 4 -port duplex LC, front live 4-port duplex LC. OM4 bend-insentive multimode fiber. | PC | 1 | 1 | 1 | 1 | 4462.34
07498386662 | FCT-7ZD | QNFbrTapCass,FrontLive12-port,DPLX,LC,EA | QuickNet Fiber Tap Cassette accomodates 12 ports with 70/30 split ratio. Port configuration: front live 12-port duplex LC; rear tap (2) 12-fiber MTP, rear live (2) 12-fiber MTP. OM4 bend-insensitive multimode fiber. | PC | 1 | 1 | 1 | 1 | 13119.28
07498378320 | FD1W12AQDLCZ | PreLoad,FiberDrwr,w/,12Dplx,50µmLC,EA | The fiber drawer is pre-loaded with 12 aqua duplex LC adapters with zirconia sleeves. It is black powdered coated steel and measures 1.73 inches H x 17.5 inches W x 12.1 inches D (44mm x 445mm x 308mm) | PC | 1 | 1 | 1 | 1 | 521.56
07498378319 | FD1W12AQDSCZ | PreLoad,FiberDrwr,w/,12Dplx,50µmSC,AQ,E | Pre-loaded Fibre drawer with 12 Duplex 50µm SC Adapters , Aqua, Zirconia Sleeve. | PC | 1 | 1 | 1 | 1 | 521.56
07498395099 | FD1W24AQDLCZ | Opticom,PreLoadFbrDrwr,w/24Dplx,EA | The fiber drawer is pre-loaded with 24 aqua duplex LC adapters with zirconia sleeves. It is black powdered coated steel and measures 1.73 inches H x 17.5 inches W x 12.1 inches D (44mm x 445mm x 308mm) | PC | 1 | 1 | 1 | 1 | 590.92
07498311659 | FD1W24BUDLCZ | PreLoad-FbrDrwrw/24LCDPLXSMOS1/OS2,EA | The fiber drawer is pre-loaded with 24 blue duplex LC adapters with zirconia sleeves. It is black powdered coated steel and measures 1.73 inches H x 17.5 inches W x 12.1 inches D (44mm x 445mm x 308mm) | PC | 1 | 1 | 1 | 1 | 703.42
07498379577 | FEABRU | Fiberenclosure,AdapterBracket0RU,EA | Zero RU screw mount fiber enclosure adapter panel bracket. | PC | 1 | 1 | 1 | 1 | 39.7
07498379605 | FEABRUA | FbrENCL,AdptrBrkt0RU,90DEG,EA | Zero RU adhesive or magnetic mount 90° angle fiber enclosure adapter panel bracket. | PC | 1 | 1 | 1 | 1 | 49.08
07498302968 | FEBRC | RackMntFbrENCL,BendRADClip,EA | Fiber enclosure bend radius control clip for use with Opticom 1RU and 2RU Rack Mount Enclosures. Maintains proper bend radius control of fiber patch cords from patch field to vertical fiber manager, includes one bend radius control clip per package. Dimen | PC | 1 | 20 | 1 | 1 | 10.54
07498399314 | FEIAB58 | Bracket, Mount Threaded Rod to Std. EIA/ | Bracket consists of two identical components that clamp onto the crossmembers of standard EIA/TIA racks and are secured with standard hex nuts and split lockwashers (included) tightened onto a length of 5/8" diameter threaded rod (not included). The threa | PC | 1 | 1 | 1 | 1 | 61.74
07498368031 | FEL | Fiber Enclosure Lock,EA | Fiber enclosure lock for FRME rack mount enclosures. | PC | 1 | 1 | 1 | 1 | 17.38
07498390343 | FELS | Fbr Enclosure Lock,Service,EA | Fiber enclosure lock for service side. | PC | 1 | 1 | 1 | 1 | 17.38
07498390342 | FELU | Fbr Enclosure Lock,User,EA | Fiber enclosure lock for user side. | PC | 1 | 1 | 1 | 1 | 17.38
61305679507 | FFCCBX288-24F | OS2 288 Fiber I/O Central Cable, LSZH CP | OS2 288 Fiber Indoor-Outdoor Cable, LSZH CPR Cca-s1a-d1-a1, Flexible Ribbon, FT | MF | 1000 | 150 | 1 | 1 | 29163.68
61305681400 | FFCDBX144-28M | OS2 144 Fiber Indoor-Outdoor Cable OFNR- | OS2 144 Fiber Indoor-Outdoor Cable, OFNR-LSZH CPR Cca-s1a-d0-a1, Flexible Ribbon, MT | KM | 1000 | 2000 | 2000 | 1 | 41080
61305679506 | FFCDBX288-28M | OS2 288 Fiber I-O Central Cable OFNR-LSZ | OS2 288 Fiber Indoor/Outdoor Central Cable OFNR-LSZH CPR Cca-s1a-d0-a1 Flexible Ribbon, MT | KM | 1000 | 2000 | 2000 | 1 | 100464.04
61305681391 | FFCDBX432-28M | OS2 432 Fiber I-O Central Cable OFNR-LSZ | OS2 432 Fiber Indoor-Outdoor Cable OFNR-LSZH CPR Cca-s1a-d0-a1 Flexible Ribbon, MT | KM | 1000 | 2000 | 2000 | 1 | 115566.26
61305681398 | FFCDBX576-29M | OS2 576 Fiber Indoor-Outdoor Cable OFNR- | OS2 576 Fiber Indoor-Outdoor Cable OFNR-LSZH CPR Cca-s1b-d0-a1 Flexible Ribbon, MT | KM | 1000 | 2000 | 2000 | 1 | 133723.62
61305681399 | FFCDBX864-29M | OS2 864 Fiber Indoor-Outdoor Cable OFNR- | OS2 864 Fiber Indoor-Outdoor Cable OFNR-LSZH CPR Cca-s1b-d0-a1 Flexible Ribbon, MT | KM | 1000 | 2000 | 2000 | 1 | 208020.9
61305679499 | FFDCBF144-14F | OS2 144 Fiber Indoor Dist Cable, LSZH CP |  | MF | 1000 | 150 | 1 | 1 | 13313.84
61305679497 | FFDDBF144-18M | OS2 144 Fiber Indoor Dist Cable, OFNR-LS | OS2 144 Fiber Indoor Distribution Cable, OFNR-LSZH CPR B2ca-s1a-d0-a1, Flat Ribbon, MT | KM | 1000 | 1000 | 1 | 1 | 45864.02
61305679508 | FFDPAX144F | OS2 144 Fiber Indoor Distribution Cable, | OS2 144 Fiber Indoor Distribution Cable, Plenum (OFNP), Flexible Ribbon, FT | MF | 1000 | 3280 | 1 | 1 | 15849.78
61305676733 | FFWC2X2LBL | Fitting and Cover, 4-Way Cross, 2" x 2" | The FiberRunner® 2x2 4-Way Cross Fitting attaches to 2x2 channels and/or fittings to create a horizontal 4-way cross intersection with two 2x2 exits. | PC | 1 | 1 | 1 | 1 | 162.06
61305676732 | FFWC2X2LYL | Fitting and Cover, 4-Way Cross, 2" x 2" | The FiberRunner® 2x2 4-Way Cross Fitting attaches to 2x2 channels and/or fittings to create a horizontal 4-way cross intersection with two 2x2 exits. | PC | 1 | 1 | 1 | 1 | 162.06
07498364500 | FGLS | Safety Glasses | Safety glasses. | PC | 1 | 10 | 1 | 1 | 30.12
61305625431 | FH4ZU-24-NMNMA | 24-Fiber,HDFlex,DF,ConCass,ULL,OM4,A,EA | HD Flex Dark Fiber Conversion Cassette with OM4 Fiber, Ultra Low Loss, 24 fibers Total, Front Male MPO, Rear Male MPO, Method A Connectivity. | PC | 1 | 1 | 1 | 1 | 1314.86
61305625432 | FH4ZU-24-NMNMB | 24-Fiber,OM4,HDFlex,DF,ConCass,B,EA | OM4 24-fiber HD Flex Dark Fiber Conversion Cassette, Method B, Ultra IL. | PC | 1 | 1 | 1 | 1 | 1314.86
61305625433 | FH4ZU-48-NMNMA | 48-Fiber,OM4,HDFlex,DF,ConCass,A,EA | OM4 48-fiber HD Flex Dark Fiber Conversion Cassette, Method A, Ultra IL. | PC | 1 | 1 | 1 | 1 | 2512.02
61305625434 | FH4ZU-48-NMNMB | 48-Fiber,OM4,HDFlex,DF,ConCass,B,EA | OM4 48-fiber HD Flex Dark Fiber Conversion Cassette, Method B, Ultra IL. | PC | 1 | 1 | 1 | 1 | 2512.02
61305626279 | FHC39N-08-10A | HD Flex Breakout Cassette; 1 MPO to 4 Du |  | PC | 1 | 1 | 1 | 1 | 436.3
07498313872 | FHC39N-08-10AN | HDFlex,BkOutCass,1MPO-4DPLX,Std,6Port | The HD Flex fiber optic cassette has an OS2 fiber type with standard loss, Method A polarity. It has 4-ports, 8-fibers and 1 MPO to 4 duplex, aqua-colored LC connectors. The HD Flex cassette allows system designers to customize the configuration, reach, a | PC | 1 | 1 | 1 | 1 | 436.32
61305602217 | FHC39N-08H-10A | OS2 HD Flex Cassette, 4-Port, 4-to-1 Con | OS2 HD Flex Cassette, 4-Port, 4-to-1 Conversion Cassette, Method A | PC | 1 | 1 | 1 | 1 | 436.3
61305673530 | FHC39N-08H-LAA | HD Flex Cassette; MPO to 4 duplex LC/APC | The HD Flex™ cassette is OS2 MPO to LC/APC and supports 8 fibers total. It has Standard IL and uses Method A Polarity. | PC | 1 | 1 | 1 | 1 | 458.12
61305625663 | FHC39N-24F-10A | OS2 HD Flex 4-to-1 Conversion Cassette, |  | PC | 1 | 1 | 1 | 1 | 1195.88
61305620730 | FHC39N-24H-10A | OS2HDFlex™4-to,-1CONVRNCass,(3)8FMPO-, | OS2 HD Flex 4-to-1 Conversion Cassette, (3)8F MPO to (12)Duplex LC, Method A | PC | 1 | 1 | 1 | 1 | 1243.72
61305626295 | FHC3XO-08-10A | HD Flex Breakout Cassette; 1 MPO to 4 Du |  | PC | 1 | 1 | 1 | 1 | 436.3
61305626296 | FHC3XO-08-10B | HD Flex Breakout Cassette; 1 MPO to 4 Du |  | PC | 1 | 1 | 1 | 1 | 436.3
07498313816 | FHC3XO-08-10BN | HDFlex,BkoutCass,1MPO-4DPLX,OM3,EA | OM3 HD Flex Breakout Cassette with 1 MPO to 4 Duplex LC (Parallel to Duplex Optics), Optimized Loss with Method B Polarity. | PC | 1 | 1 | 1 | 1 | 436.32
61305623479 | FHC3XO-08H-10A | OM3 HD Flex Cassette, 4-Port, 4-to-1 Con |  | PC | 1 | 1 | 1 | 1 | 436.3
61305623480 | FHC3XO-08H-10B | OM3 HD Flex Cassette, 4-Port, 4-to-1 Con |  | PC | 1 | 1 | 1 | 1 | 436.3
61305625512 | FHC3XO-24F-10A | OM3 HD Flex 4-to-1 Conversion Cassette, |  | PC | 1 | 1 | 1 | 1 | 1195.88
61305617415 | FHC3XO-24H-10A | OM3HDFx,4-1CvCst,(3)8FMPO-(12)DpxLC,MTHA | OM3 HD Flex 4-to-1 Conversion Cassette, (3)8F MPO to (12)Duplex LC, Method A, Optimized IL | PC | 1 | 1 | 1 | 1 | 1243.72
61305617416 | FHC3XO-24H-10B | OM3HDFx,4-1CvCst,(3)8FMPO-(12)DpxLC,MTHB | OM3 HD Flex 4-to-1 Conversion Cassette, (3)8F MPO to (12)Duplex LC, Method B, Optimized IL | PC | 1 | 1 | 1 | 1 | 1243.72
61305626302 | FHC3ZA-08-10A | HD Flex Breakout Cassette; 1 MPO to 4 Du |  | PC | 1 | 1 | 1 | 1 | 527.94
61305626297 | FHC3ZA-08-10B | HD Flex Breakout Cassette; 1 MPO to 4 Du |  | PC | 1 | 1 | 1 | 1 | 527.94
07498313836 | FHC3ZA-08-10BN | HDFlex,BkoutCass,1MPO-4DPLX,OM4,EA | OM4 HD Flex Breakout Cassettewith 1 MPO to 4 Duplex LC (Parallel to Duplex Optics), Ultra Low Loss with Method B Polarity. | PC | 1 | 1 | 1 | 1 | 527.94
61305623483 | FHC3ZA-08H-10A | OM4 HD Flex Cassette, 4-Port, 4-to-1 Con |  | PC | 1 | 1 | 1 | 1 | 527.94
61305623484 | FHC3ZA-08H-10B | OM4 HD Flex Cassette, 4-Port, 4-to-1 Con | OM4 HD Flex Cassette, 4-Port, 4-to-1 Conversion Cassette, Ultra, Method B | PC | 1 | 1 | 1 | 1 | 527.94
61305617419 | FHC3ZA-24H-10A | OM4HDFlx™4to1CONVRNCass,8FMPO,MtdA,Ul, | OM4 HD Flex 4-to-1 Conversion Cassette, (3)8F MPO to (12)Duplex LC, Method A, Ultra IL | PC | 1 | 1 | 1 | 1 | 1504.66
61305617420 | FHC3ZA-24H-10B | OM4HDFlx™4to1CONVRNCass,8FMPO,MtdB,Ul, | OM4 HD Flex 4-to-1 Conversion Cassette, (3)8F MPO to (12)Duplex LC, Method B, Ultra IL | PC | 1 | 1 | 1 | 1 | 1504.66
61305626298 | FHC3ZO-08-10A | HD Flex Breakout Cassette; 1 MPO to 4 Du |  | PC | 1 | 1 | 1 | 1 | 479.94
61305626299 | FHC3ZO-08-10B | HD Flex Breakout Cassette; 1 MPO to 4 Du |  | PC | 1 | 1 | 1 | 1 | 479.94
07498313834 | FHC3ZO-08-10BN | HDFlex,BkOutCas,OM4,1MPO-4DPLX,Std,6Port | OM4 HD Flex Breakout Cassettewith 1 MPO to 4 Duplex LC (Parallel to Duplex Optics), Optimized Low Loss with Method B Polarity. | PC | 1 | 1 | 1 | 1 | 479.96
61305623481 | FHC3ZO-08H-10A | OM4 HD Flex Cassette, 4-Port, 4-to-1 Con |  | PC | 1 | 1 | 1 | 1 | 479.94
61305623482 | FHC3ZO-08H-10B | OM4 HD Flex Cassette, 4-Port, 4-to-1 Con |  | PC | 1 | 1 | 1 | 1 | 479.94
61305625513 | FHC3ZO-24F-10A | OM4 HD Flex 4-to-1 Conversion Cassette, |  | PC | 1 | 1 | 1 | 1 | 1315.22
61305617417 | FHC3ZO-24H-10A | OM4HDFlx™4to1CONVRNCass,8FMPO,MtdA,Op, | OM4 HD Flex 4-to-1 Conversion Cassette, (3)8F MPO to (12)Duplex LC, Method A, Optimized IL | PC | 1 | 1 | 1 | 1 | 1367.88
61305617418 | FHC3ZO-24H-10B | OM4HDFlx™4to1CONVRNCass,8FMPO,MtdB,Op, | OM4 HD Flex 4-to-1 Conversion Cassette, (3)8F MPO to (12)Duplex LC, Method B, Optimized IL | PC | 1 | 1 | 1 | 1 | 1367.88
61305670087 | FHC9N-12-03AF | HD Flex Cassette; 1 MPO to 6 duplex SC; | The HD Flex™ cassette is OS2 MPO to SC and supports 12 fibers total. It has Standard IL and uses Modified Method A - Pair Flipped Polarity. | PC | 1 | 1 | 1 | 1 | 710
61305670088 | FHC9N-12-03AS | HD Flex Cassette; 1 MPO to 6 duplex SC; | The HD Flex™ cassette is OS2 MPO to SC and supports 12 fibers total. It has Standard IL and uses Method A Polarity. | PC | 1 | 1 | 1 | 1 | 710
61305670089 | FHC9N-12-03U | HD Flex Cassette; 1 MPO to 6 duplex SC; | The HD Flex™ cassette is OS2 MPO to SC and supports 12 fibers total. It has Standard IL and uses Universal Polarity. | PC | 1 | 1 | 1 | 1 | 710
07498313631 | FHC9N-12-10AF | HDFlex,Cass,1MPO-6DPLX,LC,OS2,STDLoss,EA | The HD Flex™ Cassette is OS2 MPO to LC and supports 12 fibers total. It is standard IL and uses modified Method A polarity with flipped pairs. The cassette has a black cover with a black MPO connector and 6 aqua duplex LC adapters with integral shutters t | PC | 1 | 1 | 1 | 1 | 654.48
07498313614 | FHC9N-12-10AS | HDFlex,BkOutCas,OS2,1MPO-6DPLX,Std,6Port | The HD Flex™ Cassette is OS2 MPO to LC and supports 12 fibers total. It is standard IL and uses standard Method A polarity. The cassette has a black cover with a black MPO connector and 6 aqua duplex LC adapters with integral shutters to prevent contamina | PC | 1 | 1 | 1 | 1 | 654.48
61305656721 | FHC9N-12-10U | HD Flex Cassette; 1 MPO to 6 duplex LC; | The HD Flex™ Cassette is OS2 MPO to LC and supports 12 fibers total. It is standard IL and uses universal polarity. The cassette has a black cover with a black MPO connector and 6 aqua duplex LC adapters with integral shutters to prevent contamination . | PC | 1 | 1 | 1 | 1 | 654.48
61305670090 | FHC9N-12-3GAF | HD Flex Cassette; 1 MPO to 6 duplex SC/A | The HD Flex™ cassette is OS2 MPO to SC/APC and supports 12 fibers total. It has Standard IL and uses Modified Method A - Pair Flipped Polarity. | PC | 1 | 1 | 1 | 1 | 710
61305670091 | FHC9N-12-3GAS | HD Flex Cassette; 1 MPO to 6 duplex SC/A | The HD Flex™ cassette is OS2 MPO to SC/APC and supports 12 fibers total. It has Standard IL and uses Method A polarity. | PC | 1 | 1 | 1 | 1 | 710
61305670092 | FHC9N-12-3GU | HD Flex Cassette; 1 MPO to 6 duplex SC/A | The HD Flex™ cassette is OS2 MPO to SC/APC and supports 12 fibers total. It has Standard IL and uses Universal polarity. | PC | 1 | 1 | 1 | 1 | 710
61305673524 | FHC9N-12-LAAF | HD Flex Cassette; 1 MPO to 6 duplex LC/A | The HD Flex™ cassette is OS2 MPO to LC/APC and supports 12 fibers total. It has standard IL and uses Modified Method A - Pair Flipped Polarity. | PC | 1 | 1 | 1 | 1 | 687.2
61305673545 | FHC9N-12-LAAS | HD Flex Cassette; 1 MPO to 6 duplex LC/A | The HD Flex™ cassette is OS2 MPO to LC/APC and supports 12 fibers total. It has Standard IL and uses Method A Polarity. | PC | 1 | 1 | 1 | 1 | 687.2
61305673525 | FHC9N-12-LAU | HD Flex Cassette; 1 MPO to 6 duplex LC/A | The HD Flex™ cassette is OS2 MPO to LC/APC and supports 12 fibers total. It has Standard IL and uses Universal Polarity. | PC | 1 | 1 | 1 | 1 | 687.2
61305676980 | FHC9N-16-C2U | HD Flex Std. Width Cassette; (2) 8F MPO | The HD Flex™ CS Cassette is an OS2 16-Fiber cassette. It features 2 x MPO-12 to 8 x Duplex CS adapters. It is wired for 4-to-1 breakout applications such as 100G to 4 x 25G. | PC | 1 | 1 | 1 | 1 | 876.76
61305676561 | FHC9N-16F-C2U | HD Flex Std. Width Cassette; (1) 24F MPO | The HD Flex™ CS Cassette is an OS2 16-Fiber cassette. It features MPO-24 to 8 x Duplex CS adapters. It is wired for 400G to 8 x 50G breakouts. | PC | 1 | 1 | 1 | 1 | 876.76
61305625507 | FHC9N-20F-10A | OS2 HD Flex 10-to-1 Breakout Cassette, 2 |  | PC | 1 | 1 | 1 | 1 | 1195.88
61305617404 | FHC9N-24-10AF | OS2HDFlex™Cass,12PortDplxLC-12,MtdAFl, | The HD Flex™ Cassette is OS2 MPO to LC and supports 24 fibers total. It is standard IL and uses modified Method A polarity with flipped pairs. The cassette has a black cover with a black MPO connector and 6 aqua duplex LC adapters with integral shutters t | PC | 1 | 1 | 1 | 1 | 1243.72
61305617403 | FHC9N-24-10AS | HDFlex,BkOutCass,OM2,2MPOs-12DPLX,Std | The HD Flex™ Cassette is OS2 MPO to LC and supports 24 fibers total. It is standard IL and uses standard Method A polarity. The cassette has a black cover with a black MPO connector and 6 aqua duplex LC adapters with integral shutters to prevent contamina | PC | 1 | 1 | 1 | 1 | 1243.72
61305656728 | FHC9N-24-10U | HD Flex Cassette; 2 MPO to 12 duplex LC; | The HD Flex™ Cassette is OS2 MPO to LC and supports 24 fibers total. It is standard IL and uses universal polarity. The cassette has a black cover with a black MPO connector and 6 aqua duplex LC adapters with integral shutters to prevent contamination . | PC | 1 | 1 | 1 | 1 | 1243.72
61305673526 | FHC9N-24-LAAF | HD Flex Cassette; 2 MPO to 12 duplex LC/ | The HD Flex™ cassette is OS2 MPO to LC/APC and supports 24 fibers total. It has Standard IL and uses Modified Method A - Pair Flipped Polarity. | PC | 1 | 1 | 1 | 1 | 1305.9
61305673527 | FHC9N-24-LAAS | HD Flex Cassette; 2 MPO to 12 duplex LC/ | The HD Flex™ cassette is OS2 MPO to LC/APC and supports 24 fibers total. It has Standard IL and uses Method A Polarity. | PC | 1 | 1 | 1 | 1 | 1305.9
61305673528 | FHC9N-24-LAU | HD Flex Cassette; 2 MPO to 12 duplex LC/ | The HD Flex™ cassette is OS2 MPO to LC/APC and supports 24 fibers total. It has Standard IL and uses Universal Polarity. | PC | 1 | 1 | 1 | 1 | 1305.9
61305626858 | FHC9N-24F-10A | OS2 HD Flex Cassette, 12-Port Duplex LC |  | PC | 1 | 1 | 1 | 1 | 1195.88
61305673529 | FHC9N-24F-LAA | HD Flex Cassette; 1x24F MPO to 12 duplex | The HD Flex™ cassette is OS2 MPO to LC/APC and supports 24 fibers total. It has Standard IL and uses Method A Polarity. | PC | 1 | 1 | 1 | 1 | 1255.68
61305676558 | FHC9N-36-C3U | HD Flex Double Wide Cassette; (3) 12F MP | The HD Flex™ CS Cassette is an OS2 36-Fiber cassette. It features 3 x MPO-12 to 18 x Duplex CS adapters. It features universal wiring. | PC | 1 | 1 | 1 | 1 | 1972.72
61305656724 | FHCSA-12-10U | HD Flex Cassette; 1 MPO to 6 duplex LC; | The Signature Core® HD Flex Cassette is OM4+ MPO to LC and supports 12 fibers total. It is ultra IL and uses universal polarity. The cassette has a black cover with a black MPO connector and 6 aqua duplex LC adapters with integral shutters to prevent cont | PC | 1 | 1 | 1 | 1 | 755.92
61305656731 | FHCSA-24-10U | HD Flex Cassette; 2 MPO to 12 duplex LC; | The Signature Core® HD Flex Cassette is OM4+ MPO to LC and supports 24 fibers total. It is ultra IL and uses universal polarity. The cassette has a black cover with a black MPO connector and 6 aqua duplex LC adapters with integral shutters to prevent cont | PC | 1 | 1 | 1 | 1 | 1305.9
61305636168 | FHCT-5ZUB | HD Flex TAP cassette, OM4, 1 MPO Live IN |  | PC | 1 | 1 | 1 | 1 | 6418.9
61305636170 | FHCT-5ZUC | HD Flex TAP cassette, OM4, 2 Duplex LC L |  | PC | 1 | 1 | 1 | 1 | 2172.12
61305626247 | FHCT-5ZUFB | HD Flex BiDi TAP cassette, OM4, 2 Live D |  | PC | 1 | 1 | 1 | 1 | 2263.1
61305636169 | FHCT-7ZUB | HD Flex TAP cassette, OM4, 1 MPO Live IN |  | PC | 1 | 1 | 1 | 1 | 6418.9
61305636171 | FHCT-7ZUC | HD Flex TAP cassette, OM4, 2 Duplex LC L |  | PC | 1 | 1 | 1 | 1 | 2172.12
61305632036 | FHCWA-12-10AF | HDFlexCassOM5+1MPO/6DupLCUltraILMethA,EA | HD Flex Cassette OM5 1 MPO/6 Dup LC Ultra IL Type AF | PC | 1 | 1 | 1 | 1 | 887.86
61305632034 | FHCWA-12-10AS | HDFlexCassOM5+1MPO/6DupLCUltraILMethA,EA | HD Flex Cassette OM5 1 MPO/6 Dup LC Ultra IL Type A | PC | 1 | 1 | 1 | 1 | 887.86
61305632037 | FHCWA-12-10BN | HDFlexCassOM5+1MPO/6DupLCUltraILMethB,EA | HD Flex Cassette OM5 1 MPO/6 Dup LC Ultra IL Type B | PC | 1 | 1 | 1 | 1 | 887.86
61305632039 | FHCWA-24-10AF | HD Flex Cassette OM5 2 MPO/12 Dup LC Ult | HD Flex Cassette OM5 2 MPO/12 Dup LC Ultra IL Type AF | PC | 1 | 1 | 1 | 1 | 1533.56
61305632038 | FHCWA-24-10AS | HD Flex Cassette OM5 2 MPO/12 Dup LC Ult | HD Flex Cassette OM5 2 MPO/12 Dup LC Ultra IL Type A | PC | 1 | 1 | 1 | 1 | 1533.56
61305632040 | FHCWA-24-10BN | HD Flex Cassette OM5 2 MPO/12 Dup LC Ult | HD Flex Cassette OM5 2 MPO/12 Dup LC Ultra IL Type B | PC | 1 | 1 | 1 | 1 | 1533.56
61305656722 | FHCXA-12-10U | HD Flex Cassette; 1 MPO to 6 duplex LC; | OM3 HD Flex Cassette with 1 MPO to 6 duplex LC, Ultra Insertion Loss, Universal Polarity | PC | 1 | 1 | 1 | 1 | 719.92
61305656729 | FHCXA-24-10U | HD Flex Cassette; 2 MPO to 12 duplex LC; | OM3 HD Flex Cassette with 2 MPO to 12 duplex LC, Ultra Insertion Loss, Universal Polarity | PC | 1 | 1 | 1 | 1 | 1368.1
61305670084 | FHCXN-12-03AF | HD Flex Cassette; 1 MPO to 6 duplex SC; | The HD Flex™ cassette is OM3 MPO to SC and supports 12 fibers total. It has Standard IL and uses Modified Method A - Pair Flipped Polarity. | PC | 1 | 1 | 1 | 1 | 591.66
61305670085 | FHCXN-12-03AS | HD Flex Cassette; 1 MPO to 6 duplex SC; | The HD Flex™ cassette is OM3 MPO to SC and supports 12 fibers total. It has Standard IL and uses Method A Polarity. | PC | 1 | 1 | 1 | 1 | 591.66
61305670086 | FHCXN-12-03U | HD Flex Cassette; 1 MPO to 6 duplex SC; | The HD Flex™ cassette is OM3 MPO to SC and supports 12 fibers total. It has Standard IL and uses Universal Polarity. | PC | 1 | 1 | 1 | 1 | 591.66
07498313457 | FHCXO-12-10AF | HDFlex,Cass,1MPO-6DPLX,LC,OM3,OptLoss,EA | The HD Flex™ Cassette is OM3 MPO to LC and supports 12 fibers total. It is standard IL and uses modified Method A polarity with flipped pairs. The cassette has a black cover with a black MPO connector and 6 aqua duplex LC adapters with integral shutters t | PC | 1 | 1 | 1 | 1 | 654.48
07498313397 | FHCXO-12-10AS | HDFlexCass,OM3,1MPO-6DPLX,OPT,BU | The HD Flex™ Cassette is OM3 MPO to LC and supports 12 fibers total. It is standard IL and uses standard Method A polarity. The cassette has a black cover with a black MPO connector and 6 aqua duplex LC adapters with integral shutters to prevent contamina | PC | 1 | 1 | 1 | 1 | 654.48
07498313732 | FHCXO-12-10BN | HDFlex,Cass,1MPO-6DPLX,LC,OM3,OptLoss,EA | OM3 HD Flex Cassette with 1 MPO to 6 duplex LC, Optimized Loss with Method B Polarity. | PC | 1 | 1 | 1 | 1 | 654.48
61305656715 | FHCXO-12-10U | HD Flex Cassette; 1 MPO to 6 duplex LC; | The HD Flex™ Cassette is OM3 MPO to LC and supports 12 fibers total. It is standard IL and uses universal polarity. The cassette has a black cover with a black MPO connector and 6 aqua duplex LC adapters with integral shutters to prevent contamination . | PC | 1 | 1 | 1 | 1 | 654.48
61305625508 | FHCXO-20F-10A | OM3 HD Flex 10-to-1 Breakout Cassette, 2 |  | PC | 1 | 1 | 1 | 1 | 1195.88
61305617407 | FHCXO-24-10AF | OM3HDFlex™,12-PrtDpxLC-12MPOs,MtdAFlp, | The HD Flex™ Cassette is OM3 MPO to LC and supports 24 fibers total. It is standard IL and uses modified Method A polarity with flipped pairs. The cassette has a black cover with a black MPO connector and 6 aqua duplex LC adapters with integral shutters t | PC | 1 | 1 | 1 | 1 | 1243.72
61305617406 | FHCXO-24-10AS | OM3HDFlex™,12-PrtDpxLC-12MPOs,MtdA,EA | The HD Flex™ Cassette is OM3 MPO to LC and supports 24 fibers total. It is standard IL and uses standard Method A polarity. The cassette has a black cover with a black MPO connector and 6 aqua duplex LC adapters with integral shutters to prevent contamina | PC | 1 | 1 | 1 | 1 | 1243.72
61305617405 | FHCXO-24-10BN | HDFlexCas,OM3,2MPOs-12DPLX,MethB,Opt,BU | The HD Flex fiber optic cassette has a multimode OM3 fiber type with optimized loss, Method B polarity. It has 12-ports, 24-fibers and 2 MPOs to 12-port duplex, blue-colored LC connectors. The HD Flex cassette allows system designers to customize the conf | PC | 1 | 1 | 1 | 1 | 1243.72
61305656725 | FHCXO-24-10U | HD Flex Cassette; 2 MPO to 12 duplex LC; | The HD Flex™ Cassette is OM3 MPO to LC and supports 24 fibers total. It is standard IL and uses universal polarity. The cassette has a black cover with a black MPO connector and 6 aqua duplex LC adapters with integral shutters to prevent contamination . | PC | 1 | 1 | 1 | 1 | 1243.72
61305626129 | FHCXO-24F-10A | OM3 HD Flex Cassette, 12-Port Duplex LC |  | PC | 1 | 1 | 1 | 1 | 1195.88
07498313613 | FHCZA-12-10AF | HDFlex,Cass,1MPO-6DPLX,LC,OM4,UltraLL,EA | OM4 HD Flex Cassette with 1 MPO to 6 duplex LC, Ultra Low Loss with Modified Method A - pair flipped. | PC | 1 | 1 | 1 | 1 | 791.92
07498313604 | FHCZA-12-10AS | HDFlex,Cass,1MPO-6DPLX,LC,OM4,UltraLL,EA | The HD Flex™ Cassette is OM4 MPO to LC and supports 12 fibers total. It is Ultra IL and uses Method A polarity. The cassette has a black cover with a black MPO connector and 6 aqua duplex LC adapters with integral shutters to prevent contamination . | PC | 1 | 1 | 1 | 1 | 791.92
07498313804 | FHCZA-12-10BN | HDFlex,Cass,1MPO-6DPLX,LC,OM4,UltraLL,EA | OM4 HD Flex Cassette with 1 MPO to 6 duplex LC, Ultra Low Loss, Method B Polarity. | PC | 1 | 1 | 1 | 1 | 791.92
61305656723 | FHCZA-12-10U | HD Flex Cassette; 1 MPO to 6 duplex LC; | The HD Flex™ Cassette is OM4 MPO to LC and supports 12 fibers total. It is Ultra IL and uses universal polarity. The cassette has a black cover with a black MPO connector and 6 aqua duplex LC adapters with integral shutters to prevent contamination . | PC | 1 | 1 | 1 | 1 | 791.92
61305617413 | FHCZA-24-10AF | OM4HDFlex™,12PrtDpxLC-12,ULLss,MtdAFl, | OM4 HD Flex Cassette, 12-Port Duplex LC to (2) 12-fiber MPOs, Ultra Low Loss, Method A pair flipped | PC | 1 | 1 | 1 | 1 | 1504.66
61305617412 | FHCZA-24-10AS | OM4HDFlex™,12PrtDpxLC-12,ULLss,MtdA,EA | OM4 HD Flex Cassette, 12-Port Duplex LC to (2) 12-fiber MPOs, Ultra Low Loss, Method A | PC | 1 | 1 | 1 | 1 | 1504.66
61305617411 | FHCZA-24-10BN | HDFlexCas,OM4,2MPOs-12DPLX,MthB,UltLw,BU | The HD Flex fiber optic cassette has a multimode OM4 fiber type with ultra low loss, Method B polarity. It has 12-ports, 24-fibers and 2 MPOs to 12-port duplex, blue-colored LC connectors. The HD Flex cassette allows system designers to customize the conf | PC | 1 | 1 | 1 | 1 | 1504.66
61305656730 | FHCZA-24-10U | HD Flex Cassette; 2 MPO to 12 duplex LC; | OM4 HD Flex Cassette with 2 MPO to 12 duplex LC, Ultra Insertion Loss, Universal Polarity | PC | 1 | 1 | 1 | 1 | 1504.66
61305675586 | FHCZO-12-03AF | HD Flex Cassette; 1 MPO to 6 duplex SC; | The HD Flex™ cassette is OM4 MPO to SC and supports 12 fibers total. It has Optimized IL and uses Modified Method A - Pair Flipped Polarity. | PC | 1 | 1 | 1 | 1 | 780.98
61305675587 | FHCZO-12-03AS | HD Flex Cassette; 1 MPO to 6 duplex SC; | The HD Flex™ cassette is OM4 MPO to SC and supports 12 fibers total. It has Optimized IL and uses Method A Polarity. | PC | 1 | 1 | 1 | 1 | 780.98
61305675594 | FHCZO-12-03U | HD Flex Cassette; 1 MPO to 6 duplex SC; | The HD Flex™ cassette is OM4 MPO to SC and supports 12 fibers total. It has Optimized IL and uses Universal Polarity. | PC | 1 | 1 | 1 | 1 | 780.98
07498313484 | FHCZO-12-10AF | HDFlex,Cass,1MPO-6DPLX,LC,OM4,OptLoss,EA | The HD Flex™ Cassette is OM4 MPO to LC and supports 12 fibers total. It is optimized IL and uses modified Method A polarity with flipped pairs. The cassette has a black cover with a black MPO connector and 6 aqua duplex LC adapters with integral shutters | PC | 1 | 1 | 1 | 1 | 719.9
07498313468 | FHCZO-12-10AS | HDFlex,Cass,1MPO-6DPLX,LC,OM4,OptLoss,EA | The HD Flex™ Cassette is OM4 MPO to LC and supports 12 fibers total. It is optimized IL and uses standard Method A polarity. The cassette has a black cover with a black MPO connector and 6 aqua duplex LC adapters with integral shutters to prevent contamin | PC | 1 | 1 | 1 | 1 | 719.9
07498313801 | FHCZO-12-10BN | HDFlexCas,OM4,1MPO-6DPLX,MthB,Opt,AQ | OM4 HD Flex Cassette with 1 MPO to 6 duplex LC, Optimized Loss with Method B Polarity. | PC | 1 | 1 | 1 | 1 | 719.9
61305656720 | FHCZO-12-10U | HD Flex Cassette; 1 MPO to 6 duplex LC; | The HD Flex™ Cassette is OM4 MPO to LC and supports 12 fibers total. It is optimized IL and uses universal polarity. The cassette has a black cover with a black MPO connector and 6 aqua duplex LC adapters with integral shutters to prevent contamination . | PC | 1 | 1 | 1 | 1 | 719.9
61305676563 | FHCZO-16-C2U | HD Flex Std. Width Cassette; (2) 8F MPO | The HD Flex™ CS Cassette is an OM4 16-Fiber cassette. It features 2 x MPO-12 to 8 x Duplex CS adapters. It is wired for 4-to-1 breakout applications such as 100G to 4 x 25G. | PC | 1 | 1 | 1 | 1 | 959.8
61305676560 | FHCZO-16F-C2U | HD Flex Std. Width Cassette; (1) 24F MPO | The HD Flex™ CS Cassette is an OM4 16-Fiber cassette. It features MPO-24 to 8 x Duplex CS adapters. It is wired for 400G to 8 x 50G breakouts. | PC | 1 | 1 | 1 | 1 | 876.76
61305625509 | FHCZO-20F-10A | OM4 HD Flex 10-to-1 Breakout Cassette, 2 |  | PC | 1 | 1 | 1 | 1 | 1315.22
61305617410 | FHCZO-24-10AF | OM4HDFlex™,12PrtDpxLC-12,OpLss,MtdAFl, | OM4 HD Flex Cassette, 12-Port Duplex LC to (2) 12-fiber MPOs, Optimized Loss, Method A pair flipped | PC | 1 | 1 | 1 | 1 | 1243.72
61305617409 | FHCZO-24-10AS | OM4HDFlex™,12PrtDpxLC-12,OpLss,MtdA,EA | OM4 HD Flex Cassette, 12-Port Duplex LC to (2) 12-fiber MPOs, Optimized Loss, Method A | PC | 1 | 1 | 1 | 1 | 1243.72
61305617408 | FHCZO-24-10BN | HDFlex,OM4,2MPO-12DPLX,MethB,OptLoss,BU | The HD Flex fiber optic cassette has an OM4 fiber type with optimized low loss, Method B polarity. It has 12-ports, 24-fibers and 2 MPOs to 12-port duplex, blue-colored LC connectors. The HD Flex cassette allows system designers to customize the configura | PC | 1 | 1 | 1 | 1 | 1243.72
61305656727 | FHCZO-24-10U | HD Flex Cassette; 2 MPO to 12 duplex LC; | The HD Flex™ Cassette is OM4 MPO to LC and supports 12 fibers total. It is optimized IL and uses universal polarity. The cassette has a black cover with a black MPO connector and 6 aqua duplex LC adapters with integral shutters to prevent contamination . | PC | 1 | 1 | 1 | 1 | 1243.72
61305626130 | FHCZO-24F-10A | OM4 HD Flex Cassette, 12-Port Duplex LC |  | PC | 1 | 1 | 1 | 1 | 1315.22
61305676557 | FHCZO-36-C3U | HD Flex Double Wide Cassette; (3) 12F MP | The HD Flex™ CS Cassette is an OM4 36-Fiber cassette. It features 3 x MPO-12 to 18 x Duplex CS adapters. It features universal wiring. | PC | 1 | 1 | 1 | 1 | 2159.54
61305664332 | FHDBRKOUT17 | High Fiber Count Cable Breakout Kit, Acc | High Fiber Count Cable Breakout Kit, Accepts Cable Diameters with outer diameter between 9mm – 17mm (0.35” – 0.67”) | PC | 1 | 1 | 1 | 1 | 252
61305664333 | FHDBRKOUT28 | High Fiber Count Cable Breakout Kit, Acc | High Fiber Count Cable Breakout Kit, Accepts Cable Diameters with outer diameter between 16mm – 28mm (.63” – 1.10”) | PC | 1 | 1 | 1 | 1 | 283.5
61305676735 | FHDEC2X2LBL | Fitting, End Cap, 2" x 2" (50mm x 50mm), | The FiberRunner® 2x2 End Cap is used for closing off open ends of the hinged channel or fitting. The end cap is push-on installation. No coupler is required. | PC | 1 | 1 | 1 | 1 | 16.56
61305676736 | FHDEC2X2LYL | Fitting, End Cap, 2" x 2" (50mm x 50mm), | The FiberRunner® 2x2 End Cap is used for closing off open ends of the hinged channel or fitting. The end cap is push-on installation. No coupler is required. | PC | 1 | 1 | 1 | 1 | 16.56
61305676215 | FHM9N-32-M | HD Flex Mesh Cassette, Singlemode, 32-fi | The HD Flex™ mesh cassette is OS2, 8F MPO Male to 8F MPO Male, supports 32 fibers total and has Standard IL. | PC | 1 | 1 | 1 | 1 | 2541.32
07498311978 | FHMP-6-ABL | HDFlex,MPO,FAP,6Pt,MPO,BL,EA | This HD Flex™ Fiber Adapter Panel, features 6-ports with type A adapters. It features key-up to key-down adapters and is black. | PC | 1 | 1 | 1 | 1 | 250.11
07498311977 | FHMP-6-ARD | HDFlex,MPO,FAP,6Pt,MPO,RD,EA | 6-port HD Flex MPO FAP with Type A adapter (Key-up to Key-down); Red | PC | 1 | 1 | 1 | 1 | 250.11
07498311979 | FHMP-6-BCG | HDFlex,MPO,FAP,6Pt,MPO,GY,EA | 6-port HD Flex MPO FAP with Type B adapter (Key-up to Key-up); Charcoal Gray | PC | 1 | 1 | 1 | 1 | 250.11
61305631957 | FHMPW-6-ABL | 6 MPO Type A Adapters (Key-Up to Key-Dow | 6 MPO Type A Adapters (Key-Up to Key-Down) in Dust Plug Lime Green | PC | 1 | 1 | 1 | 1 | 250.11
61305631958 | FHMPW-6-BCG | 6 MPO Type B Adapters (Key-Up to Key-Up) | 6 MPO Type B Adapters (Key-Up to Key-Up) in Dust Plug Lime Green | PC | 1 | 1 | 1 | 1 | 250.11
61305676217 | FHMZO-32-M | HD Flex Mesh Cassette, OM4, 32-fiber, ( | The HD Flex™ mesh cassette is OM4, 8F MPO Male to 8F MPO Male, supports 32 fibers total and has Optimized IL. | PC | 1 | 1 | 1 | 1 | 2205.4
61305680390 | FHP9N-LA1X02 | HD Flex PON Splitter Cassette, 1x2, ¾ w | The HD Flex™ Cassette is a 1x2 splitter for passive optical networks (PON). The input and output ports are LC/APC connectors and include intergral shutters to prevent contamination. The cassette is half width and installs directly into FLEX**04 enclosur | PC | 1 | 1 | 1 | 1 | 329.12
61305680389 | FHP9N-LA1X04 | HD Flex PON Splitter Cassette, 1x4, ¾ w | The HD Flex™ Cassette is a 1x4 splitter for passive optical networks (PON). The input and output ports are LC/APC connectors and include intergral shutters to prevent contamination. The cassette is half width and installs directly into FLEX**04 enclosure | PC | 1 | 1 | 1 | 1 | 481.12
61305680387 | FHP9N-LA1X08 | HD Flex PON Splitter Cassette, 1x8, Stan | The HD Flex™ Cassette is a 1x8 splitter for passive optical networks (PON). The input and output ports are LC/APC connectors and include intergral shutters to prevent contamination. The cassette is standard width and installs directly into FLEX**06 encl | PC | 1 | 1 | 1 | 1 | 801.86
61305680388 | FHP9N-LA1X16 | HD Flex PON Splitter Cassette, 1x16, Dou | The HD Flex™ Cassette is a 1x16 splitter for passive optical networks (PON). The input and output ports are LC/APC connectors and include intergral shutters to prevent contamination. The cassette is full width and installs directly into FLEX**12 enclosu | PC | 1 | 1 | 1 | 1 | 1285
61305679350 | FHS9N-12-03P | 12F OS2 HD Flex SC Splice Cassette loade | The HD Flex™ SC Splice cassette is OS2, supports 12 fibers total, pre-loaded with discrete pigtails and splice sleeves, and has Standard IL. | PC | 1 | 1 | 1 | 1 | 726.52
61305679353 | FHS9N-12-03R | 12F OS2 HD Flex SC Splice Cassette loade | The HD Flex™ SC Splice cassette is OS2, supports 12 fibers total, pre-loaded with ribbon pigtails and splice sleeves, and has Standard IL. | PC | 1 | 1 | 1 | 1 | 708.72
07498303857 | FHS9N-12-10N | HDFLexSplice,6Port,SMode,Blue,ZircSleeve | This HD Flex™ LC Splice/FAP cassette features 6-ports and has duplex LC singlemode adapters. It is blue with zirconia sleeves. | PC | 1 | 1 | 1 | 1 | 303.16
07498303992 | FHS9N-12-10P | HDFlex,LC,OS2,12Port,12Sleeve,6Port,BU | The HD Flex™ LC Splice Cassette is preloaded with 12 discrete OS2 standard IL pigtails and 12 splice sleeves. The cassette has a black cover and 6 blue duplex LC adapters with integral shutters to prevent contamination. | PC | 1 | 1 | 1 | 1 | 660.48
07498303996 | FHS9N-12-10R | HDFlex,LCSplCass,12Fbr,OS2,SI,BU,EA | The HD Flex™ LC Splice Cassette is preloaded with 12 OS2 fiber ribbon pigtails and 1 ribbon fiber splice sleeve. The cassette has a black cover and 6 blue duplex LC adapters with integral shutters to prevent contamination. | PC | 1 | 1 | 1 | 1 | 644.28
61305679351 | FHS9N-12-3AP | 12F OS2 HD Flex SC/APC Splice Cassette l | The HD Flex™ SC/APC Splice cassette is OS2, supports 12 fibers total, pre-loaded with discrete pigtails and splice sleeves, and has Standard IL. | PC | 1 | 1 | 1 | 1 | 762.84
61305679354 | FHS9N-12-3AR | 12F OS2 HD Flex SC/APC Splice Cassette l | The HD Flex™ SC/APC Splice cassette is OS2, supports 12 fibers total, pre-loaded with ribbon pigtails and splice sleeves, and has Standard IL. | PC | 1 | 1 | 1 | 1 | 744.14
61305673547 | FHS9N-12-LAN | HD Flex LC Splice/FAP Cassette; 6-port D | The HD Flex™ LC/APC Splice/FAP cassette features 6-ports and has duplex LC/APC singlemode adapters in APC Green. | PC | 1 | 1 | 1 | 1 | 315.28
61305676975 | FHS9N-12-LAP | HD Flex LC Splice Cassette Preloaded wit | The HD Flex™ LC/APC Splice Cassette is preloaded with 12 discrete OS2 Standard IL pigtails, 12 splice sleeves, 6-port Duplex LC/APC adapters, and Standard IL. | PC | 1 | 1 | 1 | 1 | 693.5
61305673546 | FHS9N-12-LAR | HD Flex LC Splice Cassette Preloaded wit | The HD Flex™ LC/APC Splice Cassette is preloaded with 12 discrete OS2 Standard IL ribbons, 12 splice sleeves, 6-port Duplex LC/APC adapters, and Standard IL. | PC | 1 | 1 | 1 | 1 | 676.5
61305679344 | FHS9N-24-10P | 24F OS2 HD Flex LC Splice Cassette loade | The HD Flex™ LC Splice cassette is OS2, supports 24 fibers total, pre-loaded with discrete pigtails and splice sleeves, and has Standard IL. | PC | 1 | 1 | 1 | 1 | 990.72
61305679347 | FHS9N-24-10R | 24F OS2 HD Flex LC Splice Cassette loade | The HD Flex™ LC Splice cassette is OS2, supports 24 fibers total, pre-loaded with pigtails and splice sleeves, and has Standard IL. | PC | 1 | 1 | 1 | 1 | 966.44
61305679345 | FHS9N-24-LAP | 24F OS2 HD Flex LC/APC Splice Cassette l | The HD Flex™ LC/APC Splice cassette is OS2, supports 24 fibers total, pre-loaded with discrete pigtails and splice sleeves, and has Standard IL. | PC | 1 | 1 | 1 | 1 | 1040.24
61305679348 | FHS9N-24-LAR | 24F OS2 HD Flex LC/APC Splice Cassette l | The HD Flex™ LC/APC Splice cassette is OS2, supports 24 fibers total, pre-loaded with ribbon pigtails and splice sleeves, and has Standard IL. | PC | 1 | 1 | 1 | 1 | 1014.74
61305677741 | FHSBBL04W | HD Flex blanking panel, 4-port | Blank filler panel for HD Flex 4-port enclosures and panels | PC | 1 | 10 | 1 | 1 | 30.2
61305616157 | FHSBBL06W | Blanking Panel, 6-port, Black, EA | The HD Flex™ 6-Port Blanking Panel is black and allows you to save space for future use. | PC | 1 | 6 | 1 | 1 | 7.56
61305677742 | FHSBBL12W | HD Flex blanking panel, 12-port | Blank filler panel for HD Flex 12-port enclosures and panels | PC | 1 | 10 | 1 | 1 | 42.4
61305679355 | FHSN-24 | 24F HD Flex, Blank Front, Splice-Only Ca | The HD Flex™ Splice-Only, blank front cassette supports 24 fibers total and is pre-loaded with pigtails and ribbon splice protectors. | PC | 1 | 1 | 1 | 1 | 301.6
07498303892 | FHSXN-12-10N | HDFlxSplce,OS2,12PTG,12Slv,6PtLC,BuZrcSl | This 6-Port HD Flex LC Splice/FAP cassette features duplex LC multimode adapters. The adapters are aqua with zirconia sleeves. The LC pigtails are not included. | PC | 1 | 1 | 1 | 1 | 275.6
07498303989 | FHSXO-12-10P | HDFlxSplce,OM3,12PTG,12Slv,6PtLC,AQZrcSl | HD Flex LC Splice Cassette preloaded with 12-fiber OM3 pigtail and Optimized IL, 6-port duplex LC adapters in aqua with zirconia sleeves. | PC | 1 | 1 | 1 | 1 | 605.88
07498303993 | FHSXO-12-10R | HDFlex,LCSplCass,12Fbr,OM3,OI,AQ,EA | HD Flex LC Splice Cassette preloaded with 12-fiber ribbon OM3 pigtail and Optimized IL, 6-port duplex LC adapters in aqua with zirconia sleeves. | PC | 1 | 1 | 1 | 1 | 590.54
61305679349 | FHSZA-12-03P | 12F OM4 HD Flex SC Splice Cassette loade | The HD Flex™ SC Splice cassette is OM4, supports 12 fibers total, pre-loaded with discrete pigtails and splice sleeves, and has Ultra Low IL. | PC | 1 | 1 | 1 | 1 | 733.14
61305679352 | FHSZA-12-03R | 12F OM4 HD Flex SC Splice Cassette loade | The HD Flex™ SC Splice cassette is OM4, supports 12 fibers total, pre-loaded with ribbon pigtails and splice sleeves, and has Ultra Low IL. | PC | 1 | 1 | 1 | 1 | 806.46
07498303991 | FHSZA-12-10P | HDFlex,LCSplCassPreloadedw/12OM4,EA | HD Flex LC Splice Cassette Preloaded with 12 OM4 LC Pigtails (900um) and Ultra Low IL; 6-port Duplex LC Adapters in Aqua Color with Zirconia Sleeves | PC | 1 | 1 | 1 | 1 | 733.14
07498303995 | FHSZA-12-10R | HDFlex,LCSplCass,12Fbr,OM4,ULI,AQ,EA | HD Flex LC Splice Cassette preloaded with 12-fiber ribbon OM4 pigtail and Ultra Low IL, 6-port duplex LC adapters in aqua with zirconia sleeves. | PC | 1 | 1 | 1 | 1 | 714.54
61305679343 | FHSZA-24-10P | 24F OM4 HD Flex LC Splice Cassette loade | The HD Flex™ LC Splice cassette is OM4, supports 24 fibers total, pre-loaded with discrete pigtails and splice sleeves, and has Ultra Low IL. | PC | 1 | 1 | 1 | 1 | 999.76
61305679346 | FHSZA-24-10R | 24F OM4 HD Flex LC Splice Cassette loade | The HD Flex™ LC Splice cassette is OM4, supports 24 fibers total, pre-loaded with ribbon pigtails and splice sleeves, and has Ultra IL. | PC | 1 | 1 | 1 | 1 | 1099.72
07498303990 | FHSZO-12-10P | HDFlex,LCSplCassPreloadedw/12OM4,EA | The HD Flex™ LC Splice Cassette is preloaded with 12 discrete OM4 optimized IL pigtails and 12 splice sleeves. The cassette has a black cover and 6 blue duplex LC adapters with integral shutters to prevent contamination. | PC | 1 | 1 | 1 | 1 | 666.5
07498303994 | FHSZO-12-10R | HDFlex,LCSplCass,12Fbr,OM4,OI,AQ,EA | The HD Flex™ LC Splice Cassette is preloaded with 12 OM4 fiber ribbon pigtails and 1 ribbon fiber splice sleeve. The cassette has a black cover and 6 blue duplex LC adapters with integral shutters to prevent contamination. | PC | 1 | 1 | 1 | 1 | 649.58
07498379875 | FIBCCT | CassetteMTPFiberCleaningTool,EA | Cassette MTP Fiber Cleaning Tool. | PC | 1 | 10 | 1 | 1 | 238.24
61305676739 | FIDT2X2LBL | Fitting, 1-Port Spillout to 1.5" (38mm) | The FiberRunner® 1-Port Spillout is used with a 2x2 fitting. The spillout is used to route cable into three separate 1.5 inch (3.8mm) diameter split corrugated tubing. | PC | 1 | 1 | 1 | 1 | 38.52
61305676740 | FIDT2X2LYL | Fitting, 1-Port Spillout to 1.5" (38mm) | The FiberRunner® 1-Port Spillout is used with a 2x2 fitting. The spillout is used to route cable into three separate 1.5 inch (3.8mm) diameter split corrugated tubing. | PC | 1 | 20 | 1 | 1 | 38.52
61305676437 | FIDT4X4LBL | Fitting, 2-Port Spillout to 1.5" (38mm) | The FiberRunner® 2-Port Spillout is used to route cable into one or two pieces of 1.5 (38mm) inside diameter split corrugated tubing. | PC | 1 | 5 | 1 | 1 | 45
07498371791 | FIELDKIT | Field Polish Fiber Term. Kit (110V/60Hz) | The field polish fiber termination kit comes equipped with the components needed to terminate field polish fiber connectors quickly and reliably. | PC | 1 | 1 | 1 | 1 | 4912.46
07498371792 | FIELDKIT-G | Field Polish Fiber Term. Kit (230V/50Hz) | The field polish fiber termination kit comes equipped with the components needed to terminate field polish fiber connectors quickly and reliably. | PC | 1 | 1 | 1 | 1 | 5097.86
07498371798 | FIELDKITRFB | FieldPolConsumablesRefurbishmentKt,EA | Field polish consumables replenish the same consumable items as the FIELDKIT Field Polish Termination Kit. | PC | 1 | 1 | 1 | 1 | 1101.16
07498312108 | FITF12X4 | Fitting, Innerduct Transition Fitting, F | Metal fitting attaches to end of channel or fitting to transition up to ten pieces of solid 1.5 (38mm) inside diameter inner duct. Hardware is included for installation. Black color only. | PC | 1 | 1 | 1 | 1 | 65.82
07498382947 | FITF6X4 | FR,Fitting,InnerductTransition,EA | Metal fitting attaches to end of channel or fitting to transition up to four pieces of solid 1.5 (38mm) inside diameter inner duct. Hardware is included for installation. Black color only. | PC | 1 | 1 | 1 | 1 | 48.36
61305676742 | FIV452X2LBL | Fitting and Cover, Inside Vertical 45°, | The FiberRunner® 2x2 Inside Vertical creates a 45° upward angle from a straight horizontal run. It is used with outside vertical 45° angle fitting FOV452X2LBL to change the level of a straight horizontal run. | PC | 1 | 1 | 1 | 1 | 79.94
61305676741 | FIV452X2LYL | Fitting and Cover, Inside Vertical 45°, | The FiberRunner® 2x2 Inside Vertical creates a 45° upward angle from a straight horizontal run. It is used with outside vertical 45° angle fitting FOV452X2LYL to change the level of a straight horizontal run. | PC | 1 | 1 | 1 | 1 | 74.32
61305676745 | FIVRA2X2LBL | Fitting and Cover, Inside Vertical 90°, | The FiberRunner® 2x2 Inside Vertical attaches to a channel to create a 90° upward angle from a straight horizontal run. It is used with outside vertical 90° angle fitting FOVRA2X2LYL to change level of a straight horizontal run. | PC | 1 | 1 | 1 | 1 | 125.74
61305676744 | FIVRA2X2LYL | Fitting and Cover, Inside Vertical 90°, | The FiberRunner® 2x2 Inside Vertical attaches to a channel to create a 90° upward angle from a straight horizontal run. It is used with outside vertical 90° angle fitting FOVRA2X2LYL to change level of a straight horizontal run. | PC | 1 | 1 | 1 | 1 | 125.74
07498373203 | FJPKGU | UniversalPolishingPuck,EA | Universal polishing puck (2.5mm ferrule). | PC | 1 | 10 | 1 | 1 | 164.52
07498364481 | FJPMR | Primer50mL,EA | Primer (50ml). | PC | 1 | 10 | 1 | 1 | 160.72
07498364480 | FJPXY | Adhesive10mL,EA | Anaerobic adhesive (10ml). | PC | 1 | 10 | 1 | 1 | 78.62
07498374527 | FJQACT | Activator With Dropper | Adhesive Activator | PC | 1 | 1 | 1 | 1 | 32.2
07498374528 | FJQCVR | CleavingTool,EA | Fiber cleaver tool. | PC | 1 | 1 | 1 | 1 | 957.36
07498375498 | FJQCVRB | Cleaver Tool Replacement Blade | Replacement blade for FJQCVR. | PC | 1 | 1 | 1 | 1 | 263
07498374529 | FJQFXT | Termination Fixture | Termination Fixture | PC | 1 | 1 | 1 | 1 | 19.84
07498376431 | FK2BJ | Furcation Kit 2 Fibers | Build up 900µm fiber to 3mm jacketed fiber; for two fibers. | PC | 1 | 10 | 1 | 1 | 25.4
07498376432 | FK4BJ | Furcation Kit 4-Fibers | Build up 900µm fiber to 3mm jacketed fiber; for four fibers. | PC | 1 | 10 | 1 | 1 | 43.2
07498364488 | FKC | Strength Member Cutters | Fiber cable strength member scissors. | PC | 1 | 10 | 1 | 1 | 140.02
07498365788 | FKITCASE | Fiber Kit Carry Case | Case for fiber termination kits. | PC | 1 | 1 | 1 | 1 | 1030.26
07498386789 | FKP6 | NK Module mm Panel - 6Port | Six (6) position panel accepts any NetKey module. Used in multimedia fiber optic, UTP and Coax applications | PC | 1 | 10 | 1 | 1 | 11.97
07498337627 | FKS | Fiber Kevlar Shears | Fiber Kevlar shears. | PC | 1 | 10 | 1 | 1 | 89.26
07498362540 | FLB | FiberDuct,LWallMountBracket,EA | Used to support 2x2 and 4x4 Fiber-Duct™ Systems by attaching to a wall or the front or back of an equipment rack. Contains hardware for mounting channel to bracket. | PC | 1 | 10 | 1 | 1 | 25.26
07498362537 | FLB58X15 | Bracket, Ladder Rack Bracket for Attachi | Bracket attaches to 3/8" (9.5mm) wide x 1 1/2" (38.1mm) ladder rack rail. Bracket accepts threaded rod (not included). Contains bracket and hardware for attaching bracket to ladder rack. | PC | 1 | 1 | 1 | 1 | 20.18
07498364162 | FLBE1 | Fiber Lock Box Encl Wall MT CMI-05013 R2 | Small fiber termination box. | PC | 1 | 1 | 1 | 1 | 229.42
07498396960 | FLBSIM-51 | Blankingshade,4-51adj.RU,19In.,BL,EA | The full-length blanking shade is designed to provide a blanking solution for racks and cabinets that have many consecutive open rack units. An impermeable fabric material coiled on a spring roller can be deployed or retracted to accommodate the required | PC | 1 | 1 | 1 | 1 | 434.06
07498398732 | FLCASCP | 1.25mmAdapter,EA | 1.25mm adapter for FSCOPE. | PC | 1 | 1 | 1 | 1 | 152.28
07498342233 | FLCC | LC OptiCam Cradle for OCTT Opticam Tool | OptiCam® Tool Cradles. | PC | 1 | 10 | 1 | 1 | 23.8
61305625612 | FLCC2 | Fiber LC Cradle for OCTT2 |  | PC | 1 | 1 | 1 | 1 | 22.72
07498357423 | FLCCLIP-L | LCFieldPolConnDPLX,Clip50PK,PK50 | LC duplex clip for duplexing two simplex Panduit LC field polish multimode or singlemode connectors. | PC | 1 | 50 | 50 | 1 | 1.88
07498370637 | FLCCLIPBL-L | LC OptiCam Dplx Clip, Pack of 50 | LC Duplex Clip, Pack of 50, for Pre-Polished OptiCam Connectors | PC | 1 | 50 | 50 | 1 | 2.18
07498308963 | FLCCLIW-X | Fiber,LC,ConnectorClip&RemovalTool,PK10 | The LC lock-in duplex clip allows connectors to be locked into or released from adapters in modules, FAPs, cassettes, or patch panels for enhanced physical security. This includes 10 per package. | PC | 1 | 100 | 10 | 1 | 5.88
07498312721 | FLCDM3.0BL | LC Dplx Conn, Pot & Polish for OM2/3/4 | Field Polish LC Duplex Pot & Polish Style OM2/OM3/OM4 Connector, Black Housing with 3.0mm Black Boot | PC | 1 | 10 | 1 | 1 | 29.44
07498312720 | FLCDM900BLY | LC Dplx Conn, Pot & Polish for OM2/3/4 | Field Polish LC Duplex Pot & Polish Style OM2/OM3/OM4 Connector, Black Housing with 900um Black Boot | PC | 1 | 10 | 1 | 1 | 23.56
07498304739 | FLCDM900EIY | LC Dplx Conn, Pot & Polish for OM1 | Field Polish LC Duplex Pot & Polish Style OM1 Connector, Electric Ivory Housing with 900um Electric Ivory Boot | PC | 1 | 10 | 1 | 1 | 22.44
07498312719 | FLCDMBLY | LC Dplx Conn, Pot & Polish for OM2/3/4 | Field Polish LC Duplex Pot & Polish Style OM2/OM3/OM4 Connector, Black Housing with 3.0mm Black Boot | PC | 1 | 10 | 1 | 1 | 23.56
07498304740 | FLCDMC5BLY | LC Dplx OptiCam Conn OM2; w/ 900um Boot | Pre-Polished LC Duplex OptiCam Style OM2 Connector, Natural Housing with 900um Black Boot | PC | 1 | 10 | 1 | 1 | 53.2
07498304741 | FLCDMC6BLY | LC Dplx OptiCam Conn OM1; w/ 900um Boot | Pre-Polished LC Duplex OptiCam Style OM1 Connector, Natural Housing with 900um Black Boot | PC | 1 | 10 | 1 | 1 | 53.2
07498304742 | FLCDMCXAQY | LCOM3/OM4,MM,DPLXConn,AQBoot,EA | The OptiCam® LC Fiber Optic Connector is a multimode 50/125μm OM3/OM4/OM5 duplex fiber connector, intended for 900-micron tight-buffered fiber installation. Field termination can be done in about two minutes using the OptiCam 2 Termination Tool. The pre-p | PC | 1 | 10 | 1 | 1 | 61.22
07498304743 | FLCDMEIY | LC Dplx Conn, Pot & Polish for OM1 | Field Polish LC Duplex Pot & Polish Style OM1 Connector, Electric Ivory Housing with 1.6mm/2.0mm Electric Ivory Boot | PC | 1 | 10 | 1 | 1 | 22.44
07498301771 | FLCDS3.0BU | LC Dplx Conn, Pot & Polish for OS2 | Field Polish LC Duplex Pot & Polish Style OS2 Connector, Blue Housing with 3.0mm Blue Boot | PC | 1 | 10 | 1 | 1 | 42.56
07498304744 | FLCDS900BUY | LC Dplx Conn, Pot & Polish for OS2 | Field Polish LC Duplex Pot & Polish Style OS2 Connector, Blue Housing with 900um Blue Boot | PC | 1 | 10 | 1 | 1 | 42.06
07498304745 | FLCDSBUY | LC Dplx Conn, Pot & Polish for OS2 | Field Polish LC Duplex Pot & Polish Style OS2 Connector, Blue Housing with 1.6mm/2.0mm Blue Boot | PC | 1 | 10 | 1 | 1 | 42.06
07498317596 | FLCDSCBUY | LCOS2,SM,DPLX,FbrOpticConn,EA | The OptiCam® LC Fiber Optic Connector is a singlemode 9/125μm OS1/OS2 duplex fiber connector, intended for 900-micron tight-buffered fiber installation. Field termination can be done in about two minutes using the OptiCam 2 Termination Tool. The pre-polis | PC | 1 | 10 | 1 | 1 | 56.66
07498344353 | FLCFPLF-X | 0.05µm,LappingFilm,PK10 | 0.05µm lapping film. | PC | 1 | 10 | 10 | 1 | 12.96
07498398730 | FLCPAD | PolishingPadAndPlate85Durometer,EA | Polishing pad and plate (85 durometer). | PC | 1 | 5 | 1 | 1 | 256.58
61305657400 | FLCS2/9SOCA9AG | Fiber LC-APC Splice-On Connector for 250 | Fiber LC-APC Splice-On Connector for 250/900um Fiber, 9um Singlemode | PC | 1 | 10 | 10 | 1 | 35.92
61305657401 | FLCS2/9SOCPXAQ | Fiber LC-PC Splice-On Connector for 250/ | The fusion splice LC Fiber Optic Connector is a multimode 50/125μm OM3/OM4/OM5 fiber connector, intended for 900-micron tight-buffered or 250um loose-tube fiber installation. Field termination can be done in about two minutes using common fusion splice ma | PC | 1 | 10 | 10 | 1 | 32.26
61305657399 | FLCS2/9SOCU9BU | Fiber LC-UPC Splice-On Connector for 250 | Fiber LC-UPC Splice-On Connector for 250/900um Fiber, 9um Singlemode | PC | 1 | 10 | 10 | 1 | 32.26
07498312718 | FLCSM3.0BL | LC Splx Conn, Pot & Polish for OM2/3/4 | Field Polish LC Simplex Pot & Polish Style OM2/OM3/OM4 Connector, Black Housing with 3.0mm Black Boot | PC | 1 | 10 | 1 | 1 | 12.76
07498301768 | FLCSM3.0EI | LC Splx Conn, Pot & Polish for OM1 | Field Polish LC Simplex Pot & Polish Style OM1 Connector, Electric Ivory Housing with 3.0mm Electric Ivory Boot | PC | 1 | 10 | 1 | 1 | 12.76
07498312717 | FLCSMBLY | LC Splx Conn, Pot & Polish for OM1 | Field Polish LC Simplex Pot &amp; Polish Style OM2/OM3/OM4 Connector, Black Housing with 1.6mm/2.0mm Black Boot | PC | 1 | 10 | 1 | 1 | 11.52
07498304746 | FLCSMC5BLY | LC Splx OptiCam Conn OM2; w/ 900um Boot | The OptiCam® LC Fiber Optic Connector is a multimode 50/125μm OM2 simplex fiber connector, intended for 900-micron tight-buffered fiber installation. Field termination can be done in about two minutes using the OptiCam 2 Termination Tool. The pre-polished | PC | 1 | 10 | 1 | 1 | 25.44
07498306750 | FLCSMC6ABL | Keyed LC Splx OptiCam, OM1 Key: A, BL | Pre-Polished Keyed LC Simplex OptiCam OM1 Connector (Keyed A, Black) with 900um Black boot | PC | 1 | 10 | 1 | 1 | 28.88
07498304747 | FLCSMC6BLY | LC62.5/125µmMMSmplxConn,BLBoot,EA | LC 62.5/125µm multimode simplex connector for 900µm tight-buffered fiber installation. | PC | 1 | 10 | 1 | 1 | 25.44
07498302157 | FLCSMC6BLY-C | LC62.5/125µmMMSmplxConn,PK100 | LC 62.5/125µm multimode simplex connector for 900µm tight-buffered fiber installation. | PC | 1 | 100 | 100 | 1 | 24.16
07498306751 | FLCSMC6BRD | Keyed LC Splx OptiCam, OM1 Key: B, RD | Pre-Polished Keyed LC Simplex OptiCam OM1 Connector (Keyed B, Red) with 900um Black boot | PC | 1 | 10 | 1 | 1 | 28.88
07498306753 | FLCSMC6CGR | Keyed LC Splx OptiCam, OM1 Key: C, GR | Pre-Polished Keyed LC Simplex OptiCam OM1 Connector (Keyed C, Green) with 900um Black boot | PC | 1 | 10 | 1 | 1 | 28.88
07498306755 | FLCSMC6DYL | Keyed LC Splx OptiCam, OM1 Key: D, YL | Pre-Polished Keyed LC Simplex OptiCam OM1 Connector (Keyed D, Yellow) with 900um Black boot | PC | 1 | 10 | 1 | 1 | 28.88
07498312704 | FLCSMC6EIY | LC Splx OptiCam Conn OM1; w/ 900um Boot | Pre-Polished LC Simplex OptiCam Style OM1 Connector, Natural Housing with 900um Electric Ivory Boot | PC | 1 | 10 | 1 | 1 | 25.44
07498312705 | FLCSMC6EIY-C | LC 62.5/125µm MM Smplx Connector ,PK100 | LC 62.5/125µm Multimode Simplex Fiber Optic Connector for 900µm tight-buffered fiber installation (100 pack) | PC | 1 | 100 | 100 | 1 | 24.16
07498306756 | FLCSMC6EOR | Keyed LC Splx OptiCam, OM1 Key: E, OR | Pre-Polished Keyed LC Simplex OptiCam OM1 Connector (Keyed E, Orange) with 900um Black boot | PC | 1 | 10 | 1 | 1 | 28.88
07498306757 | FLCSMC6FDB | Keyed LC Splx OptiCam, OM1 Key: F, DB | Pre-Polished Keyed LC Simplex OptiCam OM1 Connector (Keyed F, Dark Blue) with 900um Black boot | PC | 1 | 10 | 1 | 1 | 28.88
07498306679 | FLCSMCXABL | Keyed LC Splx OptiCam, OM3/4 Key: A, BL | Pre-Polished Keyed LC Simplex OptiCam OM3/OM4 Connector (Keyed A, Black) with 900um Aqua boot | PC | 1 | 10 | 1 | 1 | 33.28
07498304748 | FLCSMCXAQY | OptiCam Simplex LC OM3/4 Aqua Boot | The OptiCam® LC Fiber Optic Connector is a multimode 50/125μm OM3/OM4/OM5 simplex fiber connector, intended for 900-micron tight-buffered fiber installation. Field termination can be done in about two minutes using the OptiCam 2 Termination Tool. The pre- | PC | 1 | 10 | 1 | 1 | 29.26
07498301736 | FLCSMCXAQY-C | LC50/125µm,OM3/OM4,MM,SMPLX,Conn,PK100 | LC 50/125µm OM3/OM4 multimode simplex connector, aqua boot (100 pack) | PC | 1 | 100 | 100 | 1 | 27.78
07498306680 | FLCSMCXBRD | Keyed LC Splx OptiCam, OM3/4 Key: B, RD | Pre-Polished Keyed LC Simplex OptiCam OM3/OM4 Connector (Keyed B, Red) with 900um Aqua boot | PC | 1 | 10 | 1 | 1 | 33.28
07498306681 | FLCSMCXCGR | Keyed LC Splx OptiCam, OM3/4 Key: C, GR | Pre-Polished Keyed LC Simplex OptiCam OM3/OM4 Connector (Keyed C, Green) with 900um Aqua boot | PC | 1 | 10 | 1 | 1 | 33.28
07498306682 | FLCSMCXDYL | Keyed LC Splx OptiCam, OM3/4 Key: D, YL | Pre-Polished Keyed LC Simplex OptiCam OM3/OM4 Connector (Keyed D, Yellow) with 900um Aqua boot | PC | 1 | 10 | 1 | 1 | 33.28
07498306683 | FLCSMCXEOR | Keyed LC Splx OptiCam, OM3/4 Key: E, OR | Pre-Polished Keyed LC Simplex OptiCam OM3/OM4 Connector (Keyed E, Orange) with 900um Aqua boot | PC | 1 | 10 | 1 | 1 | 33.28
07498306684 | FLCSMCXFDB | Keyed LC Splx OptiCam, OM3/4 Key: F, DB | Pre-Polished Keyed LC Simplex OptiCam OM3/OM4 Connector (Keyed F, Dark Blue) with 900um Aqua boot | PC | 1 | 10 | 1 | 1 | 33.28
07498322263 | FLCSMCXGVL | Keyed LC Splx OptiCam, OM3/4 Key: G, VL | Pre-Polished Keyed LC Simplex OptiCam OM3/OM4 Connector (Keyed G, Violet) with 900um Aqua boot | PC | 1 | 10 | 1 | 1 | 33.28
07498304749 | FLCSMEIY | LC Splx Conn, Pot & Polish for OM1 | Field Polish LC Simplex Pot & Polish Style OM1 Connector, Electric Ivory Housing with 900um/1.6mm/2.0mm Electric Ivory Boots | PC | 1 | 10 | 1 | 1 | 11.52
07498301770 | FLCSS3.0BU | LC Splx Conn, Pot & Polish for OS2 | Field Polish LC Simplex Pot & Polish Style OS2 Connector, Blue Housing with 3.0mm Blue Boot | PC | 1 | 10 | 1 | 1 | 19.82
07498304753 | FLCSSBUY | LC Splx Conn, Pot & Polish for OS2 | The field polish LC fiber optic connector is a singlemode 9/125μm OS1/OS2 simplex fiber connector, intended for 900-micron tight-buffered fiber installation. The LC connector has a blue-colored body, backbone, and 900μm boot. | PC | 1 | 10 | 1 | 1 | 19.1
07498306697 | FLCSSCABL | Keyed LC Splx OptiCam, OS2 Key: A, BL | Pre-Polished Keyed LC Simplex OptiCam OS2 Connector (Keyed A, Black) with 900um Blue boot | PC | 1 | 10 | 1 | 1 | 35.78
07498306699 | FLCSSCBRD | Keyed LC Splx OptiCam, OS2 Key: B, RD | Pre-Polished Keyed LC Simplex OptiCam OS2 Connector (Keyed B, Red) with 900um Blue boot | PC | 1 | 10 | 1 | 1 | 35.78
07498317597 | FLCSSCBUY | LC9/125µm,SM,SMPLX,FbrOpticConn,EA | The OptiCam® LC Fiber Optic Connector is a singlemode 9/125μm OS1/OS2 simplex fiber connector, intended for 900-micron tight-buffered fiber installation. Field termination can be done in about two minutes using the OptiCam 2 Termination Tool. The pre-poli | PC | 1 | 10 | 1 | 1 | 27.4
07498301735 | FLCSSCBUY-C | LC Splx OptiCam Conn OS2; w/ 900um Boot | Pre-Polished LC Simplex OptiCam Style OS2 Connector, Natural Housing with 900um Blue Boot | PC | 1 | 100 | 100 | 1 | 26
07498306701 | FLCSSCDYL | Keyed LC Splx OptiCam, OS2 Key: D, YL | Pre-Polished Keyed LC Simplex OptiCam OS2 Connector (Keyed D, Yellow) with 900um Blue boot | PC | 1 | 10 | 1 | 1 | 35.78
07498306703 | FLCSSCFDB | Keyed LC Splx OptiCam, OS2 Key: F, DB | Pre-Polished Keyed LC Simplex OptiCam OS2 Connector (Keyed F, Dark Blue) with 900um Blue boot | PC | 1 | 10 | 1 | 1 | 35.78
61305616980 | FLEX-0RUBR04 | Bracket-Cassette Holder,4-Port,0RU,BL,EA | HD Flex 0RU 4-Port Bracket and Cassette Holder, Black. | PC | 1 | 1 | 1 | 1 | 282.7
61305616981 | FLEX-0RUBR06 | Bracket-Cassette Holder,6-Port,0RU,BL,EA | The HD Flex 0RU 6-Port Bracket and Cassette Holder is black. | PC | 1 | 1 | 1 | 1 | 245.84
61305656921 | FLEX-0RUBR06WH | HD Flex 0RY 6 port Bracket, White |  | PC | 1 | 1 | 1 | 1 | 245.84
61305616982 | FLEX-0RUBR12 | Bracket-Cassette Holder,12Port,0RU,BL,EA | The HD Flex 0RU 12-Port Bracket and Cassette Holder is black. | PC | 1 | 1 | 1 | 1 | 221.24
61305616983 | FLEX-0RUCH04 | Cassette Holder,4-Port,0RU,BL,EA | HD Flex 0RU 4-Port Cassette Holder, Black. | PC | 1 | 1 | 1 | 1 | 240.4
61305616993 | FLEX-0RUCH06 | Cassette Holder,6-Port,0RU,BL,EA | The HD Flex 0RU 6-Port Cassette Holder is black. | PC | 1 | 1 | 1 | 1 | 208.96
61305616994 | FLEX-0RUCH12 | Cassette Holder,12-Port,0RU,BL,EA | The HD Flex 0RU 12-Port Cassette Holder is black. | PC | 1 | 1 | 1 | 1 | 188.08
07498382511 | FLEX-CLIP12 | HDFlex,Trunk,TransitionClipQty2,12Pos,EA | The HD Flex 12-position Trunk Transition Clip comes in a quantity of 2 and is black. | PC | 1 | 1 | 1 | 1 | 46.4
07498382510 | FLEX-CLIP18 | HDFlex,Trunk,TransitionClipQty2,18Pos,EA | The HD Flex 18-position Trunk Transition Clip comes in a quantity of 2 and is black. | PC | 1 | 1 | 1 | 1 | 50.54
61305656849 | FLEX-CM-1UB | HD Flex Universal Expandable Cable Manag | The HD Flex™ Universal Cable Management Bracket features adjustable mounting rails to help route/manage cables vertically or horizontally. The universal bracket supports cable slack as well as manage and route cables on the sides of racks, enclosures, or | PC | 1 | 1 | 1 | 1 | 96.32
61305656848 | FLEX-CM-1UBKIT | HD Flex Cable Management 1RU Universal B | The HD Flex™ Universal Cable Management Bracket is used to support and manage cables within cabinets and racks. The adjustable mounting rails help to route/manage cables vertically or horizontally. The universal bracket supports cable slack as well as man | PC | 1 | 1 | 1 | 1 | 217.86
07498397886 | FLEX-CM12S | HDFlex,UnivRearCblMgr,12Pos,EA | The HD Flex™ Universal Rear Cable Manager includes two 12-position transition managers with a screw mount bracket. It is black. | PC | 1 | 1 | 1 | 1 | 132.22
07498398042 | FLEX-CM18C | HDFlex,RearCblMgr,Usew/PEV12,18Pos,EA | The HD Flex Rear Cable Manager is for use with Panduit PEV12. It comes in a quantity of 4 18-position transition managers with a clip and is black. | PC | 1 | 1 | 1 | 1 | 225.74
07498397916 | FLEX-CM18S | HDFlex,UnivRearCblMgr,18Pos,EA | The HD Flex Universal Rear Cable Manager comes in a quantity of 2 18-position transition managers with a screw mount bracket and is black. | PC | 1 | 1 | 1 | 1 | 136
61305616995 | FLEX-FCM1UA | 1RU,HDFlex Front Cable Manager,EA | The HD Flex™ Front Cable Manager is black and fits in a 1 RU footprint. | PC | 1 | 1 | 1 | 1 | 263.72
61305656913 | FLEX-FCM1UAWH | 1RU HD Flex Front Cable Manager, White |  | PC | 1 | 1 | 1 | 1 | 263.72
61305616997 | FLEX-FCM2UA | 2RU,HDFlex Front Cable Manager,EA | The HD Flex™ Front Cable Manager is black and fits in a 2 RU footprint. | PC | 1 | 1 | 1 | 1 | 332.5
61305656918 | FLEX-FCM2UAWH | 2RU HD Flex Front Cable Manager, White |  | PC | 1 | 1 | 1 | 1 | 332.5
61305616998 | FLEX-FCM4UA | 4RU,HDFlex Front Cable Manager,EA | The HD Flex™ Front Cable Manager is black and fits in a 4 RU footprint. | PC | 1 | 1 | 1 | 1 | 412.78
61305656919 | FLEX-FCM4UAWH | 4RU HD Flex Front Cable Manager, White |  | PC | 1 | 1 | 1 | 1 | 412.78
61305645052 | FLEX-OPTI-1RU | HD Flex Opticom Converter Bracket 1RU | The HD Flex™ Fiber Cassette Bracket allows users to expand by installing up to two HD Flex cassettes or HD Flex fiber adapter panels in any one opening of an Opticom panel or enclosure. | PC | 1 | 1 | 1 | 1 | 74.26
07498398078 | FLEX-PLATE1U | HDFlex,ENCL,Trnk,SlackPLT,1RU,EA | The HD Flex™ Enclosure Trunk Slack Plate is design for excess to hold trunk slack and fits in a 1 RU footprint. | PC | 1 | 1 | 1 | 1 | 90.14
61305657409 | FLEX-PLATE1UPR | HD Flex Patch Panel Trunk Slack Plate wi |  | PC | 1 | 1 | 1 | 1 | 222.44
61305657410 | FLEX-PLATE1UPRW | HD Flex Patch Panel Trunk Slack Plate wi |  | PC | 1 | 1 | 1 | 1 | 222.44
61305657237 | FLEX-PLATE1UR | HD Flex Enclosure Trunk Slack Plate with |  | PC | 1 | 1 | 1 | 1 | 226.34
61305657388 | FLEX-PLATE1URW | HD Flex Enclosure Trunk Slack Plate with |  | PC | 1 | 1 | 1 | 1 | 226.34
61305656881 | FLEX-PLATE1UWH | HD Flex Enclosure Trunk Slack Plate - 1R |  | PC | 1 | 1 | 1 | 1 | 90.14
61305666972 | FLEX-PLATE2U | HD Flex Enclosure Trunk Slack Plate - 2R |  | PC | 1 | 1 | 1 | 1 | 123.88
61305657411 | FLEX-PLATE2UPR | HD Flex Patch Panel Trunk Slack Plate wi |  | PC | 1 | 1 | 1 | 1 | 265.72
61305657412 | FLEX-PLATE2UPRW | HD Flex Patch Panel Trunk Slack Plate wi |  | PC | 1 | 1 | 1 | 1 | 265.72
61305657389 | FLEX-PLATE2UR | HD Flex Enclosure Trunk Slack Plate with |  | PC | 1 | 1 | 1 | 1 | 270.32
61305657390 | FLEX-PLATE2URW | HD Flex Enclosure Trunk Slack Plate with |  | PC | 1 | 1 | 1 | 1 | 270.32
61305666973 | FLEX-PLATE2UWH | HD Flex Enclosure Trunk Slack Plate - 2R |  | PC | 1 | 1 | 1 | 1 | 123.88
07498398089 | FLEX-PLATE4U | HDFlex,ENCL,Trnk,SlackPLT,4RU,EA | The HD Flex™ Enclosure Trunk Slack Plate is design for excess to hold trunk slack and fits in a 4 RU footprint. | PC | 1 | 1 | 1 | 1 | 150.38
61305657413 | FLEX-PLATE4UPR | HD Flex Patch Panel Trunk Slack Plate wi |  | PC | 1 | 1 | 1 | 1 | 294.86
61305657414 | FLEX-PLATE4UPRW | HD Flex Patch Panel Trunk Slack Plate wi |  | PC | 1 | 1 | 1 | 1 | 294.86
61305657407 | FLEX-PLATE4UR | HD Flex Enclosure Trunk Slack Plate with |  | PC | 1 | 1 | 1 | 1 | 305.46
61305657408 | FLEX-PLATE4URW | HD Flex Enclosure Trunk Slack Plate with |  | PC | 1 | 1 | 1 | 1 | 305.46
61305625760 | FLEX-RAIL04EN | HD Flex 4 port Enclosure rail kit, 1RU, | The HD Flex™ 4-port Enclosure Rail Kit, 1 RU, contains 12 rails and 36 labels to accommodate 4 port-cassettes into HD Flex™ Enclosures pre-configured for 6-port, 12-port cassettes. | PC | 1 | 1 | 1 | 1 | 93.6
61305625758 | FLEX-RAIL04PN | HD Flex 4-port Panel rail kit, 1RU, 12 R | The HD Flex™ 4-port Panel Rail Kit, 1 RU, contains 12 rails to accommodate 4-port cassettes into HD Flex™ Panelspre-configured for 6-port, 12-port cassettes. | PC | 1 | 1 | 1 | 1 | 78.92
61305625761 | FLEX-RAIL06EN | HD Flex 6 port Enclosure rail kit, 1RU, | The HD Flex™ 6-port Enclosure Rail Kit, 1 RU, contains 6 rails and 12 labels to accommodate 6 port-cassettes into HD Flex™ Enclosures pre-configured for 4-port, 12-port cassettes. | PC | 1 | 1 | 1 | 1 | 54.44
61305625759 | FLEX-RAIL06PN | HD Flex 6-port Panel rail kit, 1RU, 6 Ra | The HD Flex™ 6-port Panel Rail Kit, 1 RU, contains 6 rails to accommodate 6-port cassettes into HD Flex™ Panels pre-configured for 4-port, 12-port cassettes. | PC | 1 | 1 | 1 | 1 | 41.36
61305622084 | FLEX-RCM1U | 1RU,HDFlex Rear Cable Manager,EA | 1 RU HD Flex™ Rear Cable Manager. | PC | 1 | 1 | 1 | 1 | 185.22
61305656907 | FLEX-RCM1UWH | 1RU HD Flex Rear Cable Manager, White | White Rear Cable Manager 1RU | PC | 1 | 1 | 1 | 1 | 185.22
61305626084 | FLEX-RCM2U | 2RU,HDFlex Rear Cable Manager,EA | 2 RU HD Flex™ Rear Cable Manager. | PC | 1 | 1 | 1 | 1 | 231.53
61305656910 | FLEX-RCM2UWH | 2RU HD Flex Rear Cable Manager, White |  | PC | 1 | 1 | 1 | 1 | 231.53
61305631456 | FLEX-RCM4U | 4RU,HDFlex Rear Cable Manager,EA | 4 RU HD Flex™ Rear Cable Manager. | PC | 1 | 1 | 1 | 1 | 277.83
61305656911 | FLEX-RCM4UWH | 4RUHD Flex Rear Cable Manager, White | White Rear Cable Manager 4RU | PC | 1 | 1 | 1 | 1 | 277.83
61305668330 | FLEX-SFQ | HD Flex adapter bracket for Quicknet SFQ |  | PC | 1 | 1 | 1 | 1 | 42
61305676664 | FLEX-ZRFECG | HD Flex Zone Raised Floor Enclosure Cove |  | PC | 1 | 1 | 1 | 1 | 358.18
61305676369 | FLEX-ZRFEG | HD Flex Zone Raised Floor Enclosure, Gra | HD Flex Zone Raised Floor Enclosure, Gray | PC | 1 | 1 | 1 | 1 | 3057.6
61305614294 | FLEX1U04 | 1RU,HD Flex,4Port,Enclosure,EA | The HD Flex™ Fiber Enclosure is 1 RU and is configured with sliding front-access drawers to accept up to eighteen 4 port HD Flex™ cassettes or Fiber Adapter Panels for a maximum density of 144 fibers. | PC | 1 | 1 | 1 | 1 | 933.04
61305614296 | FLEX1U06 | Flex ENCL,STL,1RU,6Port,BLK,EA | The HD Flex™ Fiber Enclosure is 1 RU and is configured with sliding front-access drawers to accept up to twelve 6 port HD Flex™ cassettes or Fiber Adapter Panels for a maximum density of 144 fibers | PC | 1 | 1 | 1 | 1 | 811.36
61305656908 | FLEX1U06WH | HD Flex 1 RU 6 port Enclosure, White |  | PC | 1 | 1 | 1 | 1 | 811.36
61305614297 | FLEX1U12 | Flex ENCL,STL,1RU,12Port,BLK,EA | The HD Flex™ Fiber Enclosure is 1 RU and is configured with sliding front-access drawers to accept up to six 12 port HD Flex™ cassettes or Fiber Adapter Panels for a maximum density of 144 fibers. | PC | 1 | 1 | 1 | 1 | 730.22
61305610842 | FLEX1UPN04 | HD Flex patch panel, 1 RU, 4-port | The HD Flex™ Fiber Panel is 1 RU and accepts up to eighteen 4 port HD Flex™ cassettes or Fiber Adapter Panels for a maximum density of 144 fibers. | PC | 1 | 1 | 1 | 1 | 435.72
61305610843 | FLEX1UPN06 | Flex Panel,STL,1RU,6Port,BLK,EA | The HD Flex™ Fiber Panel is 1 RU and accepts up to twelve 6 port HD Flex™ cassettes or Fiber Adapter Panels for a maximum density of 144 fibers. | PC | 1 | 1 | 1 | 1 | 344
61305656920 | FLEX1UPN06WH | HD Flex Panel 1 RU 6 port, White |  | PC | 1 | 1 | 1 | 1 | 344
61305610844 | FLEX1UPN12 | Flex Panel,STL,1RU,12Port,BLK,EA | The HD Flex™ Fiber Panel is 1 RU and accepts up to six 12 port HD Flex™ cassettes or Fiber Adapter Panels for a maximum density of 144 fibers. | PC | 1 | 1 | 1 | 1 | 293.52
61305614298 | FLEX2U04 | 2RU,HD Flex,4Port,Enclosure,EA | The HD Flex™ Fiber Enclosure is 2 RU and is configured with sliding front-access drawers to accept up to thirty-six 4 port HD Flex™ cassettes or Fiber Adapter Panels for a maximum density of 288 fibers. | PC | 1 | 1 | 1 | 1 | 1112.36
61305614299 | FLEX2U06 | Flex ENCL,STL,2RU,6Port,BLK,EA | The HD Flex™ Fiber Enclosure is 2 RU and is configured to accept 6 port HD Flex™ cassettes. The modular design accepts up to 12 HD Flex Fiber Cassettes per RU or Fiber Adapter Panels for a maximum density of 144 fibers per RU. | PC | 1 | 1 | 1 | 1 | 967.92
61305656906 | FLEX2U06WH | HD Flex 2 RU 6 port Enclosure, White | The HD Flex™ Fiber Enclosure houses, organizes, manages and protects fiber optic cable, terminations, splices, connectors and patch cords. This fiber enclosure is compatible with all HD Flex™ cassettes, FAP, trunk cables, connectors and patch cords. It is | PC | 1 | 1 | 1 | 1 | 967.92
61305614300 | FLEX2U12 | Flex ENCL,STL,2RU,12Port,BLK,EA | The HD Flex™ Fiber Enclosure is 2 RU and is configured with sliding front-access drawers to accept up to twelve 12 port HD Flex™ cassettes or Fiber Adapter Panels for a maximum density of 288 fibers. | PC | 1 | 1 | 1 | 1 | 870.56
61305610846 | FLEX2UPN04 | HD Flex patch panel, 2 RU, 4-port | The HD Flex™ Fiber Panel is 2 RU and accepts up to thirty-six 4 port HD Flex™ cassettes or Fiber Adapter Panels for a maximum density of 288 fibers. | PC | 1 | 1 | 1 | 1 | 502.22
61305610847 | FLEX2UPN06 | Flex Panel,STL,2RU,6Port,BLK,EA | The HD Flex™ Fiber Panel is 2 RU and accepts up to twenty-four 6 port HD Flex™ cassettes or Fiber Adapter Panels for a maximum density of 288 fibers. | PC | 1 | 1 | 1 | 1 | 389.86
61305656917 | FLEX2UPN06WH | HD Flex Panel 2 RU 6 port, White |  | PC | 1 | 1 | 1 | 1 | 389.86
61305610848 | FLEX2UPN12 | Flex Panel,STL,2RU,12Port,BLK,EA | The HD Flex™ Fiber Panel is 2 RU and accepts up to twelve 12 port HD Flex™ cassettes or Fiber Adapter Panels for a maximum density of 288 fibers | PC | 1 | 1 | 1 | 1 | 321.04
61305614598 | FLEX4U04 | 4RU,HD Flex,4Port,Enclosure,EA | The HD Flex™ Fiber Enclosure is 4 RU and is configured with sliding front-access drawers to accept up to seventy-two 4 port HD Flex™ cassettes or Fiber Adapter Panels for a maximum density of 576 fibers. | PC | 1 | 1 | 1 | 1 | 1556.18
61305614599 | FLEX4U06 | Flex ENCL,STL,4RU,6Port,BLK,EA | The HD Flex™ Fiber Enclosure is 4 RU and is configured to accept 6 port HD Flex™ cassettes. The modular design accepts up to 12 HD Flex Fiber Cassettes per RU or Fiber Adapter Panels for a maximum density of 144 fibers per RU. | PC | 1 | 1 | 1 | 1 | 1353.34
61305656909 | FLEX4U06WH | HD Flex 4 RU 6 port Enclosure, White | The HD Flex™ Fiber Enclosure is 4 RU and is configured to accept 6 port HD Flex™ cassettes. The modular design accepts up to 12 HD Flex Fiber Cassettes or Fiber Adapter Panels for a maximum density of 144 fibers. It is white. | PC | 1 | 1 | 1 | 1 | 1353.34
61305614600 | FLEX4U12 | Flex ENCL,STL,4RU,12Port,BLK,EA | The HD Flex™ Fiber Enclosure is 4 RU and is configured with sliding front-access drawers to accept up to twenty-four 12 port HD Flex™ cassettes or Fiber Adapter Panels for a maximum density of 576 fibers | PC | 1 | 1 | 1 | 1 | 1217.84
61305610850 | FLEX4UPN04 | HD Flex patch panel, 4 RU, 4-port | The HD Flex™ Fiber Panel is 4 RU and accepts up to seventy-two 4 port HD Flex™ cassettes or Fiber Adapter Panels for a maximum density of 576 fibers. | PC | 1 | 1 | 1 | 1 | 754.46
61305610851 | FLEX4UPN06 | Flex Panel,STL,4RU,6Port,BLK,EA | The HD Flex™ Fiber Panel is 4 RU and accepts up to forty-eight 6 port HD Flex™ cassettes or Fiber Adapter Panels for a maximum density of 576 fibers. | PC | 1 | 1 | 1 | 1 | 596.24
61305656912 | FLEX4UPN06WH | HD Flex Panel 4 RU 6 port, White |  | PC | 1 | 1 | 1 | 1 | 596.24
61305610852 | FLEX4UPN12 | Flex Panel,STL,4RU,12Port,BLK,EA | The HD Flex™ Fiber Panel is 4 RU and accepts up to twenty-four 12 port HD Flex™ cassettes or Fiber Adapter Panels for a maximum density of 576 fibers. | PC | 1 | 1 | 1 | 1 | 499.92
07498377047 | FLOUPEX10 | EyeLoupe10xMagnification,EA | Eye Loupe (10x). | PC | 1 | 10 | 1 | 1 | 126.48
07498362534 | FLRB | FiberDuct,3/8TR-1 1/2-2",LRack,EA | The steel ladder bracket is used in cable routing systems to support the 2x2 and 4x4 FiberRunner® Systems by directly attaching to any 0.375 inch H x 1.5 inch L (9.5mm x 38.1mm), or 0.375 inch H x 2 inch L (9.5mm x 50.8mm) ladder rack rails. It does not r | PC | 1 | 10 | 1 | 1 | 28.28
61305645032 | FLRME | Fiber Ladder Rack Mount Enclosure | The Fiber Ladder Rack Mount Enclosure offers great versatility regarding installation options. It is designed to work in an overhead or underfloor environment, other options include wall mount consolidation box. The enclosure can accept up to two Panduit | PC | 1 | 1 | 1 | 1 | 298.12
07498364161 | FMCBT2AQ-X | LC OptiCam Boot for OM3/4 | LC Boot for Pre-Polished OptiCam Connectors; 1.6mm/2.0mm; Aqua | PC | 1 | 100 | 10 | 1 | .4
07498339189 | FMCBT2BL-X | LC OptiCam Boot for OM2 | LC Boot for Pre-Polished OptiCam Connectors; 1.6mm/2.0mm; Black | PC | 1 | 100 | 10 | 1 | .4
07498312677 | FMCBT2EI-X | LC OptiCam Boot for OM1 | LC Boot for Pre-Polished OptiCam Connectors; 1.6mm/2.0mm; Electric Ivory | PC | 1 | 100 | 10 | 1 | .4
07498364160 | FMCBT3AQ-X | LC OptiCam Boot for OM3/4 | LC Boot for Pre-Polished OptiCam Connectors; 3.0mm; Aqua | PC | 1 | 100 | 10 | 1 | .4
07498339193 | FMCBT3BL-X | LC OptiCam Boot for OM2 | LC Boot for Pre-Polished OptiCam Connectors; 3.0mm; Black | PC | 1 | 100 | 10 | 1 | .4
07498312678 | FMCBT3EI-X | Field Polish 3mm Boot,Ivory,Pk10 | OptiCam® OM1 Multimode 3.0mm Cable Retention Boot. | PC | 1 | 100 | 10 | 1 | .4
07498385477 | FMD1 | Opticom RM DR,STL,1RU,4Port,BLK,EA | The Opticom® Fiber Drawer is designed to organize fiber distribution when space is limited. The drawer is completely modular and accommodates up to 4 QuickNet cassettes, FAP and FMP adapter panels as well as 48 fiber and copper cables. The fiber drawer is | PC | 1 | 1 | 1 | 1 | 384.44
61305656939 | FMD1WH | Rack Mount Fiber Drawer 1 RU (WHITE) |  | PC | 1 | 1 | 1 | 1 | 384.44
07498385478 | FMD2 | RackMountFiberDrawer2RU,EA | The Opticom® Fiber Drawer is designed to organize fiber distribution when space is limited. The drawer is completely modular and accommodates up to 8 QuickNet cassettes, FAP and FMP adapter panels as well as 96 fiber and copper cables. The fiber drawer is | PC | 1 | 1 | 1 | 1 | 458.94
07498302967 | FMFIN | Kit,MoldFrontFbrMgr,Fing,4RU,EA | Fiber manager fin, individual fiber management fin with NyLatch fastener for attachment to FCE4U Opticom Fiber Cassette Enclosure front patch cord manager.Dimensions: 3.60H x 1.00dia. (92.1mm x 25.4mm) | PC | 1 | 1 | 1 | 1 | 7.28
07498362505 | FMP6 | MultimediaModdPanel,EA | Unloaded panel accepts up to six Mini-Com® Modules for UTP, fiber optic, and audio/video applications. | PC | 1 | 10 | 1 | 1 | 14.36
61305675595 | FMPOF3SSSGR | MPO Splice-On Connector, Female, for 3mm | MPO Splice-On Connector, Female, for 3mm Round Cable, Standard Loss Singlemode, Green Housing | PC | 1 | 10 | 10 | 1 | 267.94
61305675596 | FMPOF3SXMAQ | MPO Splice-On Connector, Female, for 3mm | MPO Splice-On Connector, Female, for 3mm Round Cable, OM3/OM4 Multimode, Aqua Housing | PC | 1 | 10 | 10 | 1 | 267.94
61305675597 | FMPOFRSSSGR | MPO Splice-On Connector, Female, for Bar | MPO Splice-On Connector, Female, for Bare Ribbon Cable, Standard Loss Singlemode, Green Housing | PC | 1 | 10 | 10 | 1 | 259.94
61305675598 | FMPOFRSXMAQ | MPO Splice-On Connector, Female, for Bar | MPO Splice-On Connector, Female, for Bare Ribbon Cable, OM3/OM4 Multimode, Aqua Housing | PC | 1 | 10 | 10 | 1 | 259.94
61305675599 | FMPOM3SSSGR | MPO Splice-On Connector, Male, for 3mm R | MPO Splice-On Connector, Male, for 3mm Round Cable, Standard Loss Singlemode, Green Housing | PC | 1 | 10 | 10 | 1 | 283.88
61305675600 | FMPOM3SXMAQ | MPO Splice-On Connector, Male, for 3mm R | MPO Splice-On Connector, Male, for 3mm Round Cable, OM3/OM4 Multimode, Aqua Housing | PC | 1 | 10 | 10 | 1 | 291.86
61305675601 | FMPOMRSSSGR | MPO Splice-On Connector, Male, for Bare | MPO Splice-On Connector, Male, for Bare Ribbon Cable, Standard Loss Singlemode, Green Housing | PC | 1 | 10 | 10 | 1 | 275.92
61305675602 | FMPOMRSXMAQ | MPO Splice-On Connector, Male, for Bare | MPO Splice-On Connector, Male, for Bare Ribbon Cable, OM3/OM4 Multimode, Aqua Housing | PC | 1 | 10 | 10 | 1 | 283.88
07498360930 | FMS | Fiber Management Spool | Spool manages and spools fiber slack for Opticom® Wall Mount Enclosures. Comes with a single spool with adhesive mount. | PC | 1 | 1 | 1 | 1 | 11.82
07498334542 | FMS1 | Opticom FBR Spool,BLK,2pc. | The Opticom® fiber slack spool manager manages fiber slack in Opticom 1 RU Rack Mount Fiber Enclosures. Fiber retention tabs and fingers maintain minimum bend radius control, while rounded edges eliminate the risk of snagging and stress. | PK | 1 | 1 | 1 | 1 | 24.2
07498325359 | FMS100X6 | Flex,MagnetStrip,1"x6ft | 6 ft. roll X 1.00 wide | PC | 1 | 1 | 1 | 1 | 28.04
07498302969 | FMS2 | Spool,FiberManagement,2-4RU,EA | Spools and manages fiber slack in Opticom 2 RU or 4 RU Rack Mount Fiber Enclosures. Features fiber retention tabs and fingers. Comes with two spools and adhesive mounts. | PC | 1 | 1 | 1 | 1 | 36.3
07498385475 | FMT1 | Opticom RM Tray,STL,1RU,4Port,BLK,EA | The Opticom® fiber tray is designed to organize fiber distribution cabling. When used with the CFAPPBL1 patch panel, it accommodates up to 4 QuickNet cassettes or FAP adapter panels. It is black powder coated steel and features 4 ports in a 1 RU footprin | PC | 1 | 1 | 1 | 1 | 196.12
07498300876 | FMT1A | RackMountFiberTray,Angled1RU,EA | The Opticom® angled fiber tray is designed to organize fiber distribution cabling. When used with the CFAPPBL1A patch panel, it accommodates up to 4 QuickNet cassettes or FAP adapter panels. It is black powder coated steel and features 4 ports in a 1 RU | PC | 1 | 1 | 1 | 1 | 233.04
61305656955 | FMT1AWH | Rack Mount Fiber Tray Angled 1 RU, White |  | PC | 1 | 1 | 1 | 1 | 233.04
61305600377 | FMT1WH | Rack Mount Fiber Tray 1 RU (WHITE) | The Opticom® fiber tray is designed to organize fiber distribution cabling. When used with the CFAPPBL1 patch panel, it accommodates up to 4 QuickNet cassettes or FAP adapter panels. It is white and features 4 ports in a 1 RU footprint. It measures 1.77 i | PC | 1 | 1 | 1 | 1 | 196.12
07498385476 | FMT2 | RackMountFiberTray,2RU,EA | The Opticom® fiber tray is designed to organize fiber distribution cabling. When used with the CFAPPBL2 patch panel, it accommodates up to 8 QuickNet cassettes or FAP adapter panels. It is black powder coated steel and features 8 ports in a 2 RU footprin | PC | 1 | 1 | 1 | 1 | 221.36
07498300877 | FMT2A | FiberMountTray,Angled2RU,EA | Mount with CFAPPBL2A angled fiber adapter patch panel to hold up to eight FAP or FMP adapter panels. Dimensions: 3.48"H x 17.16"W x 11.16"D (88.3mm x 433.3mm x 283.5mm) | PC | 1 | 1 | 1 | 1 | 260.42
07498377600 | FMTJW24 | RackMountFiberTray,24Port,EA | This Opticom® fiber tray accepts 4 FAP or FMP Panels and includes CFAPPBL1, a flat fiber patch panel. This product is available in Japan only and fits in a 1 RU footprint. | PC | 1 | 1 | 1 | 1 | 217.08
07498377601 | FMTJW48 | RackMountFiberTray,48Port,EA | Accepts 8 FAP or FMP panels. Includes CFAPPBL2. Dimensions: 3.44"H x 18.27"W x 11.18"D. Available in Japan Only | PC | 1 | 1 | 1 | 1 | 259.16
07498379876 | FMTPFCT | MTP,FemaleConnectorCleaningTool,EA | MTP Female Connector Cleaning Tool. | PC | 1 | 10 | 1 | 1 | 274.06
07498379877 | FMTPMFCT | MTP,MaleFiberCleaningTool,EA | MTP Male Fiber Cleaning Tool. | PC | 1 | 10 | 1 | 1 | 274.06
07498379874 | FMTPRR6 | CleaningReelRefills6,EA | Cleaning Reel Refills (6). | PC | 1 | 10 | 1 | 1 | 482.24
61305625481 | FNCS9N-12-10P | Opticom Non-Shuttered Singlemode LC Spli |  | PC | 1 | 1 | 1 | 1 | 528.38
61305636416 | FNCSZO-12-10P | Opticom Non-Shuttered OM4 Optimized LC S |  | PC | 1 | 1 | 1 | 1 | 533.18
61305681350 | FNHC9N-12-10AF | HD Flex Non-Shuttered Singlemode MPO-LC |  | PC | 1 | 1 | 1 | 1 | 654.48
61305681349 | FNHC9N-12-10U | HD Flex Non-Shuttered Singlemode MPO-LC |  | PC | 1 | 1 | 1 | 1 | 654.48
61305681352 | FNHCZO-12-10AF | HD Flex Non-Shuttered OM4 MPO-LC Cassett |  | PC | 1 | 1 | 1 | 1 | 719.9
61305681351 | FNHCZO-12-10AS | HD Flex Non-Shuttered OM4 MPO-LC Cassett |  | PC | 1 | 1 | 1 | 1 | 719.9
61305681353 | FNHCZO-12-10U | HD Flex Non-Shuttered OM4 MPO-LC Cassett |  | PC | 1 | 1 | 1 | 1 | 719.9
61305681345 | FNHS9N-12-10P | HD Flex Non-Shuttered Singlemode Splice |  | PC | 1 | 1 | 1 | 1 | 660.48
61305681346 | FNHS9N-12-10R | HD Flex Non-Shuttered Singlemode Splice |  | PC | 1 | 1 | 1 | 1 | 644.28
61305681347 | FNHS9N-24-10P | HD Flex Non-Shuttered Singlemode Splice |  | PC | 1 | 1 | 1 | 1 | 990.72
61305681348 | FNHSZA-24-10P | HD Flex Non-Shuttered OM4 Ultra Splice C |  | PC | 1 | 1 | 1 | 1 | 999.76
07498376434 | FO12CB | FanOut,12-Fibers,EA | The fiber termination fan-out kit for 12 fibers is used to build up 250μm fiber to the 900μm tight-buffered coating size for connector termination. | PC | 1 | 10 | 1 | 1 | 55.1
07498376433 | FO6CB | FanOut,6-Fibers,EA | The fiber termination fan-out kit for 6 fibers is used to build up 250μm fiber to the 900μm tight-buffered coating size for connector termination. | PC | 1 | 10 | 1 | 1 | 49.26
61305680128 | FOBKF144AM1 | Fiber Optic Breakout Kit, Flat, 144-fibe |  | PC | 1 | 1 | 1 | 1 | 232.96
61305680123 | FOBKF144YM1 | Fiber Optic Breakout Kit, Flat, 144-fibe |  | PC | 1 | 1 | 1 | 1 | 232.96
61305680118 | FOBKF24AM1 | Fiber Optic Breakout Kit, Flat, 24-fiber |  | PC | 1 | 1 | 1 | 1 | 87.36
61305680119 | FOBKF24YM1 | Fiber Optic Breakout Kit, Flat, 24-fiber |  | PC | 1 | 1 | 1 | 1 | 87.36
61305680124 | FOBKF288YM1 | Fiber Optic Breakout Kit, Flat, 288-fibe |  | PC | 1 | 1 | 1 | 1 | 382.72
61305680125 | FOBKF48AM1 | Fiber Optic Breakout Kit, Flat, 48-fiber |  | PC | 1 | 1 | 1 | 1 | 122.72
61305680120 | FOBKF48YM1 | Fiber Optic Breakout Kit, Flat, 48-fiber |  | PC | 1 | 1 | 1 | 1 | 122.72
61305680126 | FOBKF72AM1 | Fiber Optic Breakout Kit, Flat, 72-fiber |  | PC | 1 | 1 | 1 | 1 | 158.08
61305680121 | FOBKF72YM1 | Fiber Optic Breakout Kit, Flat, 72-fiber |  | PC | 1 | 1 | 1 | 1 | 158.08
61305680127 | FOBKF96AM1 | Fiber Optic Breakout Kit, Flat, 96-fiber |  | PC | 1 | 1 | 1 | 1 | 183.04
61305680122 | FOBKF96YM1 | Fiber Optic Breakout Kit, Flat, 96-fiber |  | PC | 1 | 1 | 1 | 1 | 183.04
61305639695 | FOCLZ06 | FOCLZ06 | 50um OM4 6 Fiber Indoor-Outdoor Central Tube Cable, LSZH, 250um Fibers | MF | 1000 | 1640 | 1 | 1 | 4143.8
61305639704 | FOCLZ12 | FOCLZ12 | 50um OM4 12 Fiber Indoor-Outdoor Central Tube Cable, LSZH, 250um Fibers | MF | 1000 | 1640 | 1 | 1 | 5492.22
07498300703 | FOCPX06Y | 6-Fiber,OM3,10GbE,MM,PLEM,In/Out,Cbl,EA | 50um OM3 6 Fiber Indoor-Outdoor Central Tube Cable, Plenum (OFNP), 250um Fibers | MF | 1000 | 1640 | 1 | 1 | 1983.36
07498300704 | FOCPX12Y | 12-Fiber,OM3,10GbE,MM,PLEM,In/Out,Cbl,EA | 50um OM3 12 Fiber Indoor-Outdoor Central Tube Cable, Plenum (OFNP), 250um Fibers | MF | 1000 | 1640 | 1 | 1 | 2823.18
07498320694 | FOCPZ06Y | 6-Fiber,OM4,10GbE,PLEM,Strd,Cbl,EA | 50um OM4 6 Fiber Indoor-Outdoor Central Tube Cable, Plenum (OFNP), 250um Fibers | MF | 1000 | 1640 | 1 | 1 | 2433.26
07498320695 | FOCPZ12Y | 12-Fiber,OM4,10GbE,PLEM,Strd,Cbl,EA | This 12 fiber indoor/outdoor central tube cable is OM4, Plenum (OFNP) rated and features 250µm fibers. | MF | 1000 | 1640 | 1 | 1 | 3723.02
07498304829 | FOCRX06Y | 6-Fiber,OM3,10GbE,MM,Risr,In/Out,Cbl,EA | This 6 fiber indoor/outdoor central tube cable is Riser (OFNR) rated and features 250µm fibers. | MF | 1000 | 150 | 1 | 1 | 1602.18
07498304830 | FOCRX12Y | 12-Fiber,OM3,10GbE,MM,Risr,In/Out,Cbl,EA | This 12 fiber indoor/outdoor central tube Cable is Riser (OFNR) rated and features 250µm fibers. | MF | 1000 | 150 | 1 | 1 | 2442.02
07498320696 | FOCRZ06Y | 6-Fiber,OM4,10GbE,Risr,Strd,Cbl,EA | This 6 fiber indoor/outdoor central tube cable is OM4, Riser (OFNR) rated and features 250µm fibers. | MF | 1000 | 150 | 1 | 1 | 2052.08
07498320697 | FOCRZ12Y | 12-Fiber,OM4,10GbE,Risr,Strd,Cbl,EA | This 12 fiber indoor/outdoor central tube cable is OM4, Riser (OFNR) rated and features 250µm fibers. | MF | 1000 | 150 | 1 | 1 | 3341.84
61305675627 | FOCTT2-BKIT2 | Opticam Termination Tool 2 Termination K | The OptiCam® 2 Termination Tool Kit includes all of the accessories needed for field fiber termination using the OptiCam 2 tool and any OptiCam singlemode or multimode connectors. The kit includes the beaver-tail style score-and-snap cleaver. | PC | 1 | 1 | 1 | 1 | 2063.18
61305625662 | FOCTT2-KIT | Termination Tool Basic Kit, EA | The OptiCam® 2 Termination Tool Kit includes the OptiCam 2 tool and basic elements to terminate any OptiCam singlemode or multimode connectors. Additional cleaning and cleaving implements are sold separately. | PC | 1 | 1 | 1 | 1 | 1062.58
61305675628 | FOCTT2-PKIT2 | Opticam Termination Tool 2 Termination K | The OptiCam® 2 Termination Tool Kit includes all of the accessories needed for field fiber termination using the OptiCam 2 tool and any OptiCam singlemode or multimode connectors. This kit includes the rotary-blade style precision cleaver. | PC | 1 | 1 | 1 | 1 | 5223.18
61305675626 | FOCTT2CORD | Fiber Opticam 2 Termination Tool Data Co | The data cord serves to enable firmware updates for the OptiCam® 2 tools, and can also be used to power the tool by bypassing the batteries. The cord is included with OptiCam 2 tool kits manufactured after January 2020. | PC | 1 | 10 | 1 | 1 | 17.44
61305639692 | FODLX06 | Fiber Ind Dist Cable LSZH OM3 6 Fibers | 50um OM3 6 Fiber Indoor Distribution Cable, LSZH, 900um Buffered Fibers | MF | 1000 | 1640 | 1 | 1 | 2215.9
61305639696 | FODLX12 | Fiber Ind Dist Cable LSZH OM3 12 Fibers | 50um OM3 12 Fiber Indoor Distribution Cable, LSZH, 900um Buffered Fibers | MF | 1000 | 1640 | 1 | 1 | 2937
61305666859 | FODLX24 | 50um OM3 24 Fiber Indoor Distribution Ca | 50um OM3 24 Fiber Indoor Distribution Cable, LSZH, 900um Buffered Fibers | MF | 1000 | 1640 | 1 | 1 | 4390.6
61305639693 | FODLZ06 | Fiber Ind Dist Cable LSZH OM4 6 Fibers | 50um OM4 6 Fiber Indoor Distribution Cable, LSZH, 900um Buffered Fibers | MF | 1000 | 1640 | 1 | 1 | 3767.06
61305639702 | FODLZ12 | Fiber Ind Dist Cable LSZH OM4 12 Fibers | 50um OM4 12 Fiber Indoor Distribution Cable, LSZH, 900um Buffered Fibers | MF | 1000 | 1640 | 1 | 1 | 4992.92
61305666860 | FODLZ24 | 50um OM4 24 Fiber Indoor Distribution Ca | 50um OM4 24 Fiber Indoor Distribution Cable, LSZH, 900um Buffered Fibers | MF | 1000 | 1640 | 1 | 1 | 7464.02
07498304831 | FODPX06Y | Fiber Ind Dist Cable OFNP OM3 6 Fibers | 50um OM3 6 Fiber Indoor Distribution Cable, Plenum (OFNP), 900um Buffered Fibers | MF | 1000 | 1640 | 1 | 1 | 1696.18
07498304832 | FODPX12Y | Fiber Ind Dist Cable OFNP OM3 12 Fibers | 50um OM3 12 Fiber Indoor Distribution Cable, Plenum (OFNP), 900um Buffered Fibers | MF | 1000 | 150 | 1 | 1 | 2729.92
07498304833 | FODPX24Y | Fiber Ind Dist Cable OFNP OM3 24 Fibers | 50um OM3 24 Fiber Indoor Distribution Cable, Plenum (OFNP), 900um Buffered Fibers | MF | 1000 | 150 | 1 | 1 | 5202.06
07498304835 | FODPX48Y | Fiber Ind Dist Cable OFNP OM3 48 Fibers | 50um OM3 48 Fiber Indoor Distribution Cable, Plenum (OFNP), 900um Buffered Fibers | MF | 1000 | 1640 | 1 | 1 | 12426.28
07498320632 | FODPZ06Y | Fiber Ind Dist Cable OFNP OM4 6 Fibers | 50um OM4 6 Fiber Indoor Distribution Cable, Plenum (OFNP), 900um Buffered Fibers | MF | 1000 | 1640 | 1 | 1 | 2123.58
07498320633 | FODPZ12Y | Fiber Ind Dist Cable OFNP OM4 12 Fibers | This 12 Fiber Indoor Distribution Cable is OM4, Plenum (OFNP) rated and features 900um buffered fibers. | MF | 1000 | 150 | 1 | 1 | 3584.76
07498320657 | FODPZ24Y | Fiber Ind Dist Cable OFNP OM4 24 Fibers | This 24 Fiber Indoor Distribution Cable is OM4, Plenum (OFNP) rated and features 900um buffered fibers. | MF | 1000 | 150 | 1 | 1 | 6911.72
07498320658 | FODPZ48Y | Fiber Ind Dist Cable OFNP OM4 48 Fibers | 50um OM4 48 Fiber Indoor Distribution Cable, Plenum (OFNP), 900um Buffered Fibers | MF | 1000 | 1640 | 1 | 1 | 15845.58
07498304836 | FODRX06Y | Fiber Ind Dist Cable OFNR OM3 6 Fibers | This 6 fiber indoor distribution cable is OM3, Riser (OFNR) rated and features 900µm buffered fibers. | MF | 1000 | 1640 | 1 | 1 | 1542.56
07498304837 | FODRX12Y | Fiber Ind Dist Cable OFNR OM3 12 Fibers | This 12 fiber indoor distribution cable is OM3, Riser (OFNR) rated and features 900µm buffered fibers. | MF | 1000 | 150 | 1 | 1 | 2536
07498304838 | FODRX24Y | Fiber Ind Dist Cable OFNR OM3 24 Fibers | 50um OM3 24 Fiber Indoor Distribution Cable, Riser (OFNR), 900um Buffered Fibers | MF | 1000 | 150 | 1 | 1 | 4858.28
07498304840 | FODRX48Y | Fiber Ind Dist Cable OFNR OM3 48 Fibers | 50um OM3 48 Fiber Indoor Distribution Cable, Riser (OFNR), 900um Buffered Fibers | MF | 1000 | 1640 | 1 | 1 | 11393
61305617343 | FODRX96Y | FODRX96Y | 50um OM3 96 Fiber Indoor Distribution Cable, Riser (OFNR), 900um Buffered Fibers | MF | 1000 | 1640 | 1 | 1 | 26915.5
07498320634 | FODRZ06Y | Fiber Ind Dist Cable OFNR OM4 6 Fibers | 50um OM4 6 Fiber Indoor Distribution Cable, Riser (OFNR), 900um Buffered Fibers | MF | 1000 | 1640 | 1 | 1 | 1969.98
07498320636 | FODRZ12Y | Fiber Ind Dist Cable OFNR OM4 12 Fibers | 50um OM4 12 Fiber Indoor Distribution Cable, Riser (OFNR), 900um Buffered Fibers | MF | 1000 | 150 | 1 | 1 | 3390.82
07498302087 | FODRZ24Y | Fiber Ind Dist Cable OFNR OM4 24 Fibers | 50um OM4 24 Fiber Indoor Distribution Cable, Riser (OFNR), 900um Buffered Fibers | MF | 1000 | 150 | 1 | 1 | 6567.96
07498320660 | FODRZ48Y | Fiber Ind Dist Cable OFNR OM4 48 Fibers | 50um OM4 48 Fiber Indoor Distribution Cable, Riser (OFNR), 900um Buffered Fibers | MF | 1000 | 1640 | 1 | 1 | 14812.3
07498390458 | FOGPX06Y | 6-Fiber,OM3,10GbE,MM,PLEM,AL,EA | 50um OM3 6 Fiber Indoor-Outdoor Armored Central Tube Cable, Plenum (OFCP), 250um Fibers | MF | 1000 | 1640 | 1 | 1 | 6660.56
07498390461 | FOGPX12Y | 12-Fiber,OM3,10GbE,MM,PLEM,AL,EA | 50um OM3 12 Fiber Indoor-Outdoor Armored Central Tube Cable, Plenum (OFCP), 250um Fibers | MF | 1000 | 1640 | 1 | 1 | 7500.38
07498320698 | FOGPZ06Y | 6-Fiber,OM4,10GbE,MM,PLEM,IntlockCbl,EA | 50um OM4 6 Fiber Indoor-Outdoor Armored Central Tube Cable, Plenum (OFCP), 250um Fibers | MF | 1000 | 1640 | 1 | 1 | 7110.46
07498320699 | FOGPZ12Y | 12-Fiber,OM4,10GbE,MM,PLEM,IntlockCbl,EA | 50um OM4 12 Fiber Indoor-Outdoor Armored Central Tube Cable, Plenum (OFCP), 250um Fibers | MF | 1000 | 1640 | 1 | 1 | 8400.2
07498304852 | FOGRX06Y | 6-Fiber,OM3,10GbE,MM,Risr,In/Out,Cbl,EA | 50um OM3 6 Fiber Indoor-Outdoor Armored Central Tube Cable, Riser (OFCR), 250um Fibers | MF | 1000 | 1640 | 1 | 1 | 5151.48
07498304853 | FOGRX12Y | 12-Fiber,OM3,10GbE,MM,Risr,In/Out,Cbl,EA | 50um OM3 12 Fiber Indoor-Outdoor Armored Central Tube Cable, Riser (OFCR), 250um Fibers | MF | 1000 | 1640 | 1 | 1 | 5991.32
07498320700 | FOGRZ06Y | 6-Fiber,OM4,10GbE,MM,Risr,IntlockCbl,EA | 50um OM4 6 Fiber Indoor-Outdoor Armored Central Tube Cable, Riser (OFCR), 250um Fibers | MF | 1000 | 1640 | 1 | 1 | 5601.38
07498320701 | FOGRZ12Y | 12-Fiber,OM4,10GbE,MM,Risr,IntlockCbl,EA | 50um OM4 12 Fiber Indoor-Outdoor Armored Central Tube Cable, Riser (OFCR), 250um Fibers | MF | 1000 | 1640 | 1 | 1 | 6891.12
07498304855 | FOIPX02Y | Fiber Ind 29mm Cable OFNP OM3 2 Fibers | 50um OM3 2 Fiber Indoor 2.9mm Duplex (Zipcord) Cable, Plenum (OFNP), 900um Buffered Fibers | MF | 1000 | 1640 | 1 | 1 | 792.5
07498320674 | FOIPZ02Y | Fiber Ind 29mm Cable OFNP OM4 2 Fibers | 50um OM4 2 Fiber Indoor 2.9mm Duplex (Zipcord) Cable, Plenum (OFNP), 900um Buffered Fibers | MF | 1000 | 1640 | 1 | 1 | 942.46
07498304858 | FOIRX02Y | Fiber Ind 29mm Cable OFNR OM3 2 Fibers | 50um OM3 2 Fiber Indoor 2.9mm Duplex (Zipcord) Cable, Riser (OFNR), 900um Buffered Fibers | MF | 1000 | 1640 | 1 | 1 | 704.84
07498320677 | FOIRZ02Y | Fiber Ind 29mm Cable OFNR OM4 2 Fibers | 50um OM4 2 Fiber Indoor 2.9mm Duplex (Zipcord) Cable, Riser (OFNR), 900um Buffered Fibers | MF | 1000 | 1640 | 1 | 1 | 854.84
61305675968 | FOJDZ06 | FOJDZ06 | 50um OM4 6 Fibers, Indoor/Outdoor DDJ cable, Riser (OFNR-LS), LSZH | MF | 1000 | 3280 | 1 | 1 | 3858.4
61305675969 | FOJDZ12 | FOJDZ12 | The Dielectric Double Jacketed (DDJ) Fiber Cable is constructed of Kevlar re-enforced double jacketing. The material helps to eliminate the need for additional conduit or pathway installation and provides a smaller crush resistant pathway for improved des | MF | 1000 | 3280 | 1 | 1 | 4834.81
61305675970 | FOJDZ24 | FOJDZ24 | 50um OM4 24 Fibers, Indoor/Outdoor DDJ cable, Riser (OFNR-LS), LSZH | MF | 1000 | 3280 | 1 | 1 | 6724.65
07498383811 | FOKPX06 | 6-Fiber,OM3,10GbE,MM,PLEM,In/Out,Cbl,EA | 50um OM3 6 Fiber Indoor-Outdoor Tight Buffered Cable, Plenum (OFNP), 900um Buffered Fibers | MF | 1000 | 150 | 1 | 1 | 1631.36
07498383986 | FOKPX12 | 12-Fiber,OM3,10GbE,MM,PLEM,In/Out,Cbl,EA | 50um OM3 12 Fiber Indoor-Outdoor Tight Buffered Cable, Plenum (OFNP), 900um Buffered Fibers | MF | 1000 | 1640 | 1 | 1 | 3266.04
07498384789 | FOKPX24 | 24-Fiber,OM3,10GbE,MM,PLEM,In/Out,Cbl,EA | 50um OM3 24 Fiber Indoor-Outdoor Tight Buffered Cable, Plenum (OFNP), 900um Buffered Fibers | MF | 1000 | 1640 | 1 | 1 | 6152.46
07498384056 | FOKPX48 | 48-Fiber,OM3,10GbE,MM,PLEM,In/Out,Cbl,EA | 50um OM3 48 Fiber Indoor-Outdoor Tight Buffered Cable, Plenum (OFNP), 900um Buffered Fibers | MF | 1000 | 1640 | 1 | 1 | 15282.88
07498383815 | FOKPZ06 | 6-Fiber,OM4,10GbE,MM,PLEM,In/Out,Cbl,EA | 50um OM4 6 Fiber Indoor-Outdoor Tight Buffered Cable, Plenum (OFNP), 900um Buffered Fibers | MF | 1000 | 1640 | 1 | 1 | 2548.2
07498383988 | FOKPZ12 | 12-Fiber,OM4,10GbE,MM,PLEM,In/Out,Cbl,EA | 50um OM4 12 Fiber Indoor-Outdoor Tight Buffered Cable, Plenum (OFNP), 900um Buffered Fibers | MF | 1000 | 1640 | 1 | 1 | 4120.88
07498383989 | FOKPZ24 | 24-Fiber,OM4,10GbE,MM,PLEM,In/Out,Cbl,EA | 50um OM4 24 Fiber Indoor-Outdoor Tight Buffered Cable, Plenum (OFNP), 900um Buffered Fibers | MF | 1000 | 1640 | 1 | 1 | 7862.1
07498384059 | FOKPZ48 | 48-Fiber,OM4,10GbE,MM,PLEM,In/Out,Cbl,EA | 50um OM4 48 Fiber Indoor-Outdoor Tight Buffered Cable, Plenum (OFNP), 900um Buffered Fibers | MF | 1000 | 1640 | 1 | 1 | 18702.2
07498384065 | FOKRX06 | 6-Fiber,OM3,10GbE,MM,Risr,In/Out,Cbl,EA | 50um OM3 6 Fiber Indoor-Outdoor Tight Buffered Cable, Riser (OFNR), 900um Buffered Fibers | MF | 1000 | 1640 | 1 | 1 | 1633.5
07498383933 | FOKRX12 | 12-Fiber,OM3,10GbE,MM,Risr,In/Out,Cbl,EA | 50um OM3 12 Fiber Indoor-Outdoor Tight Buffered Cable, Riser (OFNR), 900um Buffered Fibers | MF | 1000 | 1640 | 1 | 1 | 2650.82
07498384790 | FOKRX24 | 24-Fiber,OM3,10GbE,MM,Risr,In/Out,Cbl,EA | 50um OM3 24 Fiber Indoor-Outdoor Tight Buffered Cable, Riser (OFNR), 900um Buffered Fibers | MF | 1000 | 1640 | 1 | 1 | 5061.82
07498384027 | FOKRX48 | 48-Fiber,OM3,10GbE,MM,Risr,In/Out,Cbl,EA | 50um OM3 48 Fiber Indoor-Outdoor Tight Buffered Cable, Riser (OFNR), 900um Buffered Fibers | MF | 1000 | 1640 | 1 | 1 | 12004.74
07498384067 | FOKRZ06 | 6-Fiber,OM4,10GbE,MM,Risr,In/Out,Cbl,EA | 50um OM4 6 Fiber Indoor-Outdoor Tight Buffered Cable, Riser (OFNR), 900um Buffered Fibers | MF | 1000 | 1640 | 1 | 1 | 2060.92
07498383935 | FOKRZ12 | 12-Fiber,OM4,10GbE,MM,Risr,In/Out,Cbl,EA | 50um OM4 12 Fiber Indoor-Outdoor Tight Buffered Cable, Riser (OFNR), 900um Buffered Fibers | MF | 1000 | 1640 | 1 | 1 | 3505.64
07498383936 | FOKRZ24 | 24-Fiber,OM4,10GbE,MM,Risr,In/Out,Cbl,EA | 50um OM4 24 Fiber Indoor-Outdoor Tight Buffered Cable, Riser (OFNR), 900um Buffered Fibers | MF | 1000 | 1640 | 1 | 1 | 6771.48
07498384030 | FOKRZ48 | 48-Fiber,OM4,10GbE,MM,Risr,In/Out,Cbl,EA | 50um OM4 48 Fiber Indoor-Outdoor Tight Buffered Cable, Riser (OFNR), 900um Buffered Fibers | MF | 1000 | 1640 | 1 | 1 | 15424.08
61305625489 | FOLPC-1.25MM | Fiber Optic Patch Cord,MM,1.25mm,EA | 1.25mm MM Fiber Optic Patch Cord for OCTT2, (Termination Tool) | PC | 1 | 1 | 1 | 1 | 68.12
61305625488 | FOLPC-1.25SM | Fiber Optic Patch Cord, SM,1.25mm,EA | 1.25mm SM Fiber Optic Patch Cord for OCTT2, (Termination Tool) | PC | 1 | 1 | 1 | 1 | 68.12
61305625491 | FOLPC-2.5MM | Fiber Optic Patch Cord,MM,2.5mm,EA | 2.5mm MM fiber optic patch cord for use with OCTT2 Termination Tool. | PC | 1 | 1 | 1 | 1 | 68.12
61305625490 | FOLPC-2.5SM | Fiber Optic Patch Cord,SM,2.5mm,EA | 2.5mm SM fiber optic patch cord for use with OCTT2 Termination Tool. | PC | 1 | 1 | 1 | 1 | 68.12
07498384228 | FOLPX06 | 6-Fiber,OM3,10GbE,MM,PLEM,Cbl,EA | 50um OM3 6 Fiber Indoor-Outdoor Armored Tight Buffer Cable, Plenum (OFCP), 900um Buffered Fibers | MF | 1000 | 1640 | 1 | 1 | 5096.48
07498384311 | FOLPX12 | 12-Fiber,OM3,10GbE,MM,PLEM,Cbl,EA | 50um OM3 12 Fiber Indoor-Outdoor Armored Tight Buffer Cable, Plenum (OFCP), 900um Buffered Fibers | MF | 1000 | 1640 | 1 | 1 | 6787.64
07498384313 | FOLPX24 | 24-Fiber,OM3,10GbE,MM,PLEM,Cbl,EA | 50um OM3 24 Fiber Indoor-Outdoor Armored Tight Buffer Cable, Plenum (OFCP), 900um Buffered Fibers | MF | 1000 | 1640 | 1 | 1 | 10059
07498384233 | FOLPZ06 | 6-Fiber,OM4,10GbE,MM,PLEM,Cbl,EA | 50um OM4 6 Fiber Indoor-Outdoor Armored Tight Buffer Cable, Plenum (OFCP), 900um Buffered Fibers | MF | 1000 | 1640 | 1 | 1 | 5546.4
07498384315 | FOLPZ12 | 12-Fiber,OM4,10GbE,MM,PLEM,Cbl,EA | 50um OM4 12 Fiber Indoor-Outdoor Armored Tight Buffer Cable, Plenum (OFCP), 900um Buffered Fibers | MF | 1000 | 1640 | 1 | 1 | 7687.48
07498384317 | FOLPZ24 | 24-Fiber,OM4,10GbE,MM,PLEM,Cbl,EA | 50um OM4 24 Fiber Indoor-Outdoor Armored Tight Buffer Cable, Plenum (OFCP), 900um Buffered Fibers | MF | 1000 | 1640 | 1 | 1 | 11858.64
07498384193 | FOLRX06 | 6-Fiber,OM3,10GbE,MM,Risr,Cbl,EA | 50um OM3 6 Fiber Indoor-Outdoor Armored Tight Buffer Cable, Riser (OFCR), 900um Buffered Fibers | MF | 1000 | 1640 | 1 | 1 | 4347.2
07498384269 | FOLRX12 | 12-Fiber,OM3,10GbE,MM,Risr,Cbl,EA | 50um OM3 12 Fiber Indoor-Outdoor Armored Tight Buffer Cable, Riser (OFCR), 900um Buffered Fibers | MF | 1000 | 1640 | 1 | 1 | 6073.6
07498384271 | FOLRX24 | 24-Fiber,OM3,10GbE,MM,Risr,Cbl,EA | 50um OM3 24 Fiber Indoor-Outdoor Armored Tight Buffer Cable, Riser (OFCR), 900um Buffered Fibers | MF | 1000 | 1640 | 1 | 1 | 8512.92
07498384203 | FOLRZ06 | 6-Fiber,OM4,10GbE,MM,Risr,Cbl,EA | 50um OM4 6 Fiber Indoor-Outdoor Armored Tight Buffer Cable, Riser (OFCR), 900um Buffered Fibers | MF | 1000 | 1640 | 1 | 1 | 5179.2
07498384273 | FOLRZ12 | 12-Fiber,OM4,10GbE,MM,Risr,Cbl,EA | 50um OM4 12 Fiber Indoor-Outdoor Armored Tight Buffer Cable, Riser (OFCR), 900um Buffered Fibers | MF | 1000 | 1640 | 1 | 1 | 7529.6
07498384275 | FOLRZ24 | 24-Fiber,OM4,10GbE,MM,Risr,Cbl,EA | 50um OM4 24 Fiber Indoor-Outdoor Armored Tight Buffer Cable, Riser (OFCR), 900um Buffered Fibers | MF | 1000 | 1640 | 1 | 1 | 10312.58
07498378831 | FOMPX24Y | 24-Fiber,OM3,10GbE,MM,PLEM,In/Out,Cbl,EA | 50um OM3 24 Fiber Indoor-Outdoor Armored Stranded Cable, Plenum (OFCP), 250um Fibers | MF | 1000 | 1640 | 1 | 1 | 12995.92
07498320568 | FOMPZ24Y | 24-Fiber,OM4,10GbE,MM,PLEM,EA | 50um OM4 24 Fiber Indoor-Outdoor Armored Stranded Cable, Plenum (OFCP), 250um Fibers | MF | 1000 | 1640 | 1 | 1 | 14795.56
07498304867 | FOMRX24Y | 24-Fiber,OM3,10GbE,MM,Risr,In/Out,Cbl,EA | 50um OM3 24 Fiber Indoor-Outdoor Armored Stranded Cable, Riser (OFCR), 250um Fibers | MF | 1000 | 1640 | 1 | 1 | 8568.28
07498320576 | FOMRZ24Y | 24-Fiber,OM4,10GbE,MM,Risr,IntlockCbl,EA | 50um OM4 24 Fiber Indoor-Outdoor Armored Stranded Cable, Riser (OFCR), 250um Fibers | MF | 1000 | 1640 | 1 | 1 | 10367.94
61305681755 | FONLX24Y | 50um OM3 24 Fiber Indoor-Outdoor Strande | 50um OM3 24 Fiber Indoor-Outdoor Stranded Tube Cable, LSZH, 250um Fibers | MF | 1000 | 1640 | 1 | 1 | 5707.8
61305677533 | FONLX48Y | 50um OM3 48Fiber Indoor-Outdoor Stranded | 50um OM3 48 Fiber Indoor-Outdoor Stranded Tube Cable, LSZH, 250um Fibers | MF | 1000 | 1640 | 1 | 1 | 7990.92
61305681756 | FONLZ24Y | 50um OM4 24 Fiber Indoor-Outdoor Strande | 50um OM4 24 Fiber Indoor-Outdoor Stranded Tube Cable, LSZH, 250um Fibers | MF | 1000 | 1640 | 1 | 1 | 9703.24
61305681757 | FONLZ48Y | 50um OM4 48 Fiber Indoor-Outdoor Strande | 50um OM4 48 Fiber Indoor-Outdoor Stranded Tube Cable, LSZH, 250um Fibers | MF | 1000 | 1640 | 1 | 1 | 13584.54
07498378757 | FONPX24Y | 24-Fiber,OM3,10GbE,MM,PLEM,In/Out,Cbl,EA | 50um OM3 24 Fiber Indoor-Outdoor Stranded Tube Cable, Plenum (OFNP), 250um Fibers | MF | 1000 | 1640 | 1 | 1 | 7558.5
07498378759 | FONPX48Y | 48-Fiber,OM3,10GbE,MM,PLEM,In/Out,Cbl,EA | 50um OM3 48 Fiber Indoor-Outdoor Stranded Tube Cable, Plenum (OFNP), 250um Fibers | MF | 1000 | 1640 | 1 | 1 | 10917.84
07498320618 | FONPZ24Y | 24-Fiber,OM4,10GbE,PLEM,Strd,Cbl,PK200 | This 24 fiber indoor/outdoor stranded tube cable is OM4, Plenum (OFNP) rated and features 250µm fiber. | MF | 1000 | 1640 | 1 | 1 | 9358.14
07498320620 | FONPZ48Y | 48-Fiber,OM4,10GbE,PLEM,Strd,Cbl,EA | 50um OM4 48 Fiber Indoor-Outdoor Stranded Tube Cable, Plenum (OFNP), 250um Fibers | MF | 1000 | 1640 | 1 | 1 | 14517.12
07498304874 | FONRX1AY | FONRX1AY | 50um OM3 144 Fiber Indoor-Outdoor Stranded Tube Cable, Riser (OFNR), 250um Fibers | MF | 1000 | 1640 | 1 | 1 | 24571.2
07498304875 | FONRX24Y | 24-Fiber,OM3,10GbE,MM,Cbl,Risr,EA | 50um OM3 24 Fiber Indoor-Outdoor Stranded Tube Cable, Riser (OFNR), 250um Fibers | MF | 1000 | 1640 | 1 | 1 | 5458.92
07498304877 | FONRX48Y | 48-Fiber,OM3,10GbE,MM,Cbl,Risr,EA | 50um OM3 48 Fiber Indoor-Outdoor Stranded Tube Cable, Riser (OFNR), 250um Fibers | MF | 1000 | 1640 | 1 | 1 | 8818.24
07498304879 | FONRX96Y | 96-Fiber,OM3,10GbE,MM,Cbl,Risr,EA | 50um OM3 96 Fiber Indoor-Outdoor Stranded Tube Cable, Riser (OFNR), 250um Fibers | MF | 1000 | 1640 | 1 | 1 | 16729.8
07498320602 | FONRZ24Y | 24-Fiber,OM4,10GbE,Risr,Strd,Cbl,EA | 50um OM4 24 Fiber Indoor-Outdoor Stranded Tube Cable, Riser (OFNR), 250um Fibers | MF | 1000 | 1640 | 1 | 1 | 7258.56
07498320604 | FONRZ48Y | 48-Fiber,OM4,10GbE,Risr,Strd,Cbl,EA | 50um OM4 48 Fiber Indoor-Outdoor Stranded Tube Cable, Riser (OFNR), 250um Fibers | MF | 1000 | 1640 | 1 | 1 | 12417.54
07498304880 | FOPPX06Y | Fiber Ind Armd Cable OFCP OM3 6 Fibers | 50um OM3 6 Fiber Indoor Armored Cable, Plenum (OFCP), 900um Buffered Fibers | MF | 1000 | 1640 | 1 | 1 | 4446.62
07498304881 | FOPPX12Y | Fiber Ind Armd Cable OFCP OM3 12 Fibers | This 12 fiber indoor armored cable is OM3, Plenum (OFNP) rated and features 900µm buffered fibers. | MF | 1000 | 150 | 1 | 1 | 6007.8
07498304883 | FOPPX24Y | Fiber Ind Armd Cable OFCP OM3 24 Fibers | 50um OM3 24 Fiber Indoor Armored Cable, Plenum (OFCP), 900um Buffered Fibers | MF | 1000 | 1640 | 1 | 1 | 9036.16
07498304885 | FOPPX48Y | Fiber Ind Armd Cable OFCP OM3 48 Fibers | 50um OM3 48 Fiber Indoor Armored Cable, Plenum (OFCP), 900um Buffered Fibers | MF | 1000 | 1640 | 1 | 1 | 19323.06
07498320639 | FOPPZ06Y | Fiber Ind Armd Cable OFCP OM4 6 Fibers | 50um OM4 6 Fiber Indoor Armored Cable, Plenum (OFCP), 900um Buffered Fibers | MF | 1000 | 150 | 1 | 1 | 4896.52
07498320640 | FOPPZ12Y | Fiber Ind Armd Cable OFCP OM4 12 Fibers | This 12 fiber indoor armored cable is OM4, Plenum (OFNP) rated and features 900µm buffered fibers. | MF | 1000 | 150 | 1 | 1 | 6907.62
07498320613 | FOPPZ24Y | Fiber Ind Armd Cable OFCP OM4 24 Fibers | This 24 fiber indoor armored cable is OM4, Plenum (OFNP) rated and features 900µm buffered fibers. | MF | 1000 | 150 | 1 | 1 | 10835.8
07498320688 | FOPPZ48Y | Fiber Ind Armd Cable OFCP OM4 48 Fibers | 50um OM4 48 Fiber Indoor Armored Cable, Plenum (OFCP), 900um Buffered Fibers | MF | 1000 | 1640 | 1 | 1 | 22922.34
07498304888 | FOPRX06Y | Fiber Ind Armd Cable OFCR OM3 6 Fibers | 50um OM3 6 Fiber Indoor Armored Cable, Riser (OFCR), 900um Buffered Fibers | MF | 1000 | 1640 | 1 | 1 | 4087.58
07498304889 | FOPRX12Y | Fiber Ind Armd Cable OFCR OM3 12 Fibers | 50um OM3 12 Fiber Indoor Armored Cable, Riser (OFCR), 900um Buffered Fibers | MF | 1000 | 1640 | 1 | 1 | 5803.12
07498304891 | FOPRX24Y | Fiber Ind Armd Cable OFCR OM3 24 Fibers | 50um OM3 24 Fiber Indoor Armored Cable, Riser (OFCR), 900um Buffered Fibers | MF | 1000 | 1640 | 1 | 1 | 7726.12
07498304893 | FOPRX48Y | Fiber Ind Armd Cable OFCR OM3 48 Fibers | 50um OM3 48 Fiber Indoor Armored Cable, Riser (OFCR), 900um Buffered Fibers | MF | 1000 | 1640 | 1 | 1 | 16414.36
07498320641 | FOPRZ06Y | Fiber Ind Armd Cable OFCR OM4 6 Fibers | 50um OM4 6 Fiber Indoor Armored Cable, Riser (OFCR), 900um Buffered Fibers | MF | 1000 | 1640 | 1 | 1 | 4708.52
07498320643 | FOPRZ12Y | Fiber Ind Armd Cable OFCR OM4 12 Fibers | 50um OM4 12 Fiber Indoor Armored Cable, Riser (OFCR), 900um Buffered Fibers | MF | 1000 | 1640 | 1 | 1 | 6845.6
07498320615 | FOPRZ24Y | Fiber Ind Armd Cable OFCR OM4 24 Fibers | 50um OM4 24 Fiber Indoor Armored Cable, Riser (OFCR), 900um Buffered Fibers | MF | 1000 | 1640 | 1 | 1 | 9525.76
07498320682 | FOPRZ48Y | Fiber Ind Armd Cable OFCR OM4 48 Fibers | 50um OM4 48 Fiber Indoor Armored Cable, Riser (OFCR), 900um Buffered Fibers | MF | 1000 | 1640 | 1 | 1 | 20013.64
07498300896 | FOSMF | Opticom FBR Splice,24,BLK,EA | The Panduit Opticom Fiber Splice Module holds and protects up to 24 fusion and 144 ribbon splices within Panduit Opticom Rack Mount Fiber Enclosures. The self-stacking modules stack 4 high and provide the perfect amount of fiber slack or spool for long-ru | PC | 1 | 10 | 1 | 1 | 94.26
07498303116 | FOSMH1U | FiberOpticSpliceMod,Handler,1RU,EA | The Fiber Optic Splice Module Holder holds up to four FOSM splice modules and fits in a 1 RU footprint. It is designed for use with the FCE1U and FCE1UA fiber cassette enclosures. | PC | 1 | 1 | 1 | 1 | 71.94
07498303117 | FOSMH2U | FiberOpticSpliceMod,Handler,2RU,EA | Fiber optic splice module handler, 2 RU. Holds up to eight FOSM splice modules. For use with FCE2U fiber cassette enclosure. | PC | 1 | 1 | 1 | 1 | 79.38
07498303124 | FOSMH4U | FiberOpticSpliceMod,Handler,4RU,EA | Fiber optic splice module holder, 4 RU. Holds up to twelve FOSM splice modules. For use with FCE4U fiber cassette enclosure. | PC | 1 | 1 | 1 | 1 | 94.26
07498300897 | FOSMM | FiberOpticSpliceMod,12MECHSpl,EA | Fiber optic splice module holds and protects up to 12 mechanical splices. Self-stacking modules with integral cable management and fiber slacking/spooling features. Black plastic base and clear plastic hinged cover. For use with Panduit Opticom FCEU, FRM | PC | 1 | 1 | 1 | 1 | 94.26
07498319544 | FOSP45-C | Fiber Optic Splice Protector (45mm) | The Fiber Optic Splice Single Fiber Protector is 45mm and designed for single core fiber. | PC | 1 | 100 | 100 | 1 | 1.74
07498319543 | FOSP61-C | FiberOpticSpliceProtector,PK100 | The Fiber Optic Splice Single Fiber Protector is 61 mm and designed for single core fiber. | PC | 1 | 100 | 100 | 1 | 3.62
07498319547 | FOSPR40-L | Ribbon Splice Protection Sleeve ( 40mm) | Ribbon Splice Protection Sleeve ( 40mm) | PC | 1 | 50 | 50 | 1 | 1.76
61305675629 | FOSTFH | Fiber Optic Strip Tool (Five Hole) | Fiber Optic Strip Tool (Five Hole). | PC | 1 | 10 | 1 | 1 | 231.82
07498381304 | FOTNX06 | Fiber OSP ST Cable OM3 6 Fibers | This 6 fiber outside plant non-armored cable is OM3 and features 250µm fibers. | MF | 1000 | 3280 | 1 | 1 | 1439.72
07498381305 | FOTNX12 | Fiber OSP ST Cable OM3 12 Fibers | 50um OM3 12 Fiber Outside Plant Non-Armored Cable, Non-Rated, 250um Fibers | MF | 1000 | 3280 | 1 | 1 | 2279.56
07498381306 | FOTNX24 | Fiber OSP ST Cable OM3 24 Fibers | 50um OM3 24 Fiber Outside Plant Non-Armored Cable, Non-Rated, 250um Fibers | MF | 1000 | 3280 | 1 | 1 | 3959.22
07498320702 | FOTNZ06 | Fiber OSP ST Cable OM4 6 Fibers | 50um OM4 6 Fiber Outside Plant Non-Armored Cable, Non-Rated, 250um Fibers | MF | 1000 | 3280 | 1 | 1 | 1889.62
07498320703 | FOTNZ12 | Fiber OSP ST Cable OM4 12 Fibers | 50um OM4 12 Fiber Outside Plant Non-Armored Cable, Non-Rated, 250um Fibers | MF | 1000 | 3280 | 1 | 1 | 3179.36
07498320705 | FOTNZ24 | Fiber OSP ST Cable OM4 24 Fibers | 50um OM4 24 Fiber Outside Plant Non-Armored Cable, Non-Rated, 250um Fibers | MF | 1000 | 3280 | 1 | 1 | 5758.86
61305676748 | FOV452X2LBL | Fitting and Cover, Outside Vertical 45o, | The FiberRunner® 2x2 Outside Vertical attaches to a channel to create a 45° downward angle from a straight horizontal run. It is used with inside vertical 45° angle fitting FIV452X2LBL to change the level of a straight horizontal run. | PC | 1 | 1 | 1 | 1 | 79.94
61305676747 | FOV452X2LYL | Fitting and Cover, Outside Vertical 45o, | The FiberRunner® 2x2 Outside Vertical attaches to a channel to create a 45° downward angle from a straight horizontal run. It is used with inside vertical 45° angle fitting FIV452X2LYL to change the level of straight horizontal runs. | PC | 1 | 1 | 1 | 1 | 79.94
61305676751 | FOVRA2X2LBL | Fitting and Cover, Outside Vertical 90o, | The FiberRunner® Outside Vertical attaches to a channel to create a 90° downward angle from a straight horizontal run. It is used with inside vertical 90° angle fitting FIVRA2X2LBL to change the level of a straight horizontal run. | PC | 1 | 1 | 1 | 1 | 134.84
61305676750 | FOVRA2X2LYL | Fitting and Cover, Outside Vertical 90o, | The FiberRunner® Outside Vertical attaches to a channel to create a 90° downward angle from a straight horizontal run. It is used with inside vertical 90° angle fitting FIVRA2X2LYL to change the level of a straight horizontal run. | PC | 1 | 1 | 1 | 1 | 125.32
07498381338 | FOWNX06 | Fiber OSP SASJ Cable OM3 6 Fibers | This 6 fiber outside plant armored cable is OM3 and features 250µm fibers. | MF | 1000 | 150 | 1 | 1 | 1739.64
07498381339 | FOWNX12 | Fiber OSP SASJ Cable OM3 12 Fibers | This 12 fiber outside plant armored cable is OM3 and features 250µm fibers. | MF | 1000 | 3280 | 1 | 1 | 2579.5
07498381340 | FOWNX24 | Fiber OSP SASJ Cable OM3 24 Fibers | 50um OM3 24 Fiber Outside Plant Armored (Single Armor, Single Jacket) Cable, Non-Rated, 250um Fibers | MF | 1000 | 3280 | 1 | 1 | 4259.16
07498320663 | FOWNZ06 | Fiber OSP SASJ Cable OM4 6 Fibers | This 6 fiber outside plant armored cable is OM4 and features 250µm fibers. | MF | 1000 | 3280 | 1 | 1 | 2189.58
07498320664 | FOWNZ12 | Fiber OSP SASJ Cable OM4 12 Fibers | 50um OM4 12 Fiber Outside Plant Armored (Single Armor, Single Jacket) Cable, Non-Rated, 250um Fibers | MF | 1000 | 3280 | 1 | 1 | 3479.3
07498320666 | FOWNZ24 | Fiber OSP SASJ Cable OM4 24 Fibers | 50um OM4 24 Fiber Outside Plant Armored (Single Armor, Single Jacket) Cable, Non-Rated, 250um Fibers | MF | 1000 | 3280 | 1 | 1 | 6058.8
61305625655 | FP6X88MTG | RJ45Plug,Field Terminable,6A,UTP,Q1 | The Cat 6A UTP field term plug terminates 4-pair, 22-26 AWG, 100 ohm, UTP twisted pair cable and is backwards compatible with Cat 6 and 5e. The plug utilizes TG style technology to optimize performance by maintaining cable pair geometry while eliminating | PC | 1 | 50 | 1 | 1 | 22.74
61305630851 | FP6X88MTG-X | RJ45Plug,Field Terminable,6A,UTP,PK10 | The TX6A™ Cat 6A UTP Field Term Plug terminates 4-pair, 22-26 AWG, 100 ohm, UTP twisted pair cable and is backwards compatible with Cat 6 and 5e. The plug utilizes TG style technology to optimize performance by maintaining cable pair geometry while elimin | PC | 1 | 10 | 10 | 1 | 21.6
61305631195 | FP6X88TC | TX6A FIELD-TERM RJ45 PLUG TEST CORD, RED | The TX6A™ Field Term Plug Test Cord is used to test field term plugs. The Cat 6A 26 AWG stranded U/UTP cord is CM rated and has a modular plug on one end and a jack module on the other end. The test cord has an IP20 rating, is 1 meter in length, and red. | PC | 1 | 10 | 1 | 1 | 38.2
07498364492 | FPAD | FiberOptic PolishingPad,EA | Fiber polishing pad (70 durometer). | PC | 1 | 10 | 1 | 1 | 52.94
07498373653 | FPF1-V | PolishingFilm-1µm,Diamond,PK5 | 1µm diamond polishing film. | PC | 1 | 50 | 5 | 1 | 13.1
07498339910 | FPFPC1 | QuickNet Patch Cover,1RU,BLK,EA | The QuickNet™ Patch Field Protection Cover provides a clean finish while protecting the front patch field against connector damage and fiber attenuation within 2- and 4-post racks, Net-SERV and Net-Access cabinets. The cover directly supports Optico , Min | PC | 1 | 1 | 1 | 1 | 68.48
61305676652 | FPONCS1X16 | Fiber Optic PLC Splitter, 1x16 Ratio, wi | Fiber Optic PLC Splitter, 1x16 Ratio, with 1 SC-APC to 16 SC-APC Connectors | PC | 1 | 10 | 1 | 1 | 768.64
61305676653 | FPONCS1X32 | Fiber Optic PLC Splitter, 1x32 Ratio, wi | Fiber Optic PLC Splitter, 1x32 Ratio, with 1 SC-APC to 32 SC-APC Connectors | PC | 1 | 10 | 1 | 1 | 1144.66
61305676650 | FPONCS1X4 | Fiber Optic PLC Splitter, 1x4 Ratio, wit | Fiber Optic PLC Splitter, 1x4 Ratio, with 1 SC-APC to 4 SC-APC Connectors | PC | 1 | 10 | 1 | 1 | 163.58
61305676651 | FPONCS1X8 | Fiber Optic PLC Splitter, 1x8 Ratio, wit | Fiber Optic PLC Splitter, 1x8 Ratio, with 1 SC-APC to 8 SC-APC Connectors | PC | 1 | 10 | 1 | 1 | 494.24
61305676552 | FPONE1 | Fiber Enclosure for Passive Optical LAN, | Fiber Enclosure for Passive Optical LAN, Small | PC | 1 | 10 | 1 | 1 | 62.38
61305676553 | FPONE2 | Fiber Enclosure for Passive Optical LAN, | Fiber Enclosure for Passive Optical LAN, Medium | PC | 1 | 1 | 1 | 1 | 88.76
61305676554 | FPONE3 | Fiber Enclosure for Passive Optical LAN, | Fiber Enclosure for Passive Optical LAN, Large | PC | 1 | 1 | 1 | 1 | 103.32
61305676555 | FPONE4 | Fiber Enclosure for Passive Optical LAN, | Fiber Enclosure for Passive Optical LAN, X-Large | PC | 1 | 10 | 1 | 1 | 148.66
61305677681 | FPONEAP12 | Fiber PON Enclosure Adapter Panel with 1 |  | PC | 1 | 10 | 1 | 1 | 32.7
61305676656 | FPONSS1X16 | Fiber Optic PLC Splitter, 1x16 Ratio, wi | Fiber Optic PLC Splitter, 1x16 Ratio, with 1 Bare Fiber to 16 Bare Fibers | PC | 1 | 10 | 1 | 1 | 471.42
61305676657 | FPONSS1X32 | Fiber Optic PLC Splitter, 1x32 Ratio, wi | Fiber Optic PLC Splitter, 1x32 Ratio, with 1 Bare Fiber to 32 Bare Fibers | PC | 1 | 10 | 1 | 1 | 577.68
61305676654 | FPONSS1X4 | Fiber Optic PLC Splitter, 1x4 Ratio, wit | Fiber Optic PLC Splitter, 1x4 Ratio, with 1 Bare Fiber to 4 Bare Fibers | PC | 1 | 10 | 1 | 1 | 69.52
61305676655 | FPONSS1X8 | Fiber Optic PLC Splitter, 1x8 Ratio, wit | Fiber Optic PLC Splitter, 1x8 Ratio, with 1 Bare Fiber to 8 Bare Fibers | PC | 1 | 10 | 1 | 1 | 331.9
07498364476 | FPP5-L | PolishingPaper,5µm,PK50 | 5µm polishing paper (AL-2-O-3-). | C | 100 | 250 | 50 | 1 | 133.66
61305657970 | FPS6X88MTG | TX6A Category 6A Shielded Field Terminab | The Cat 6A shielded modular plug terminates 4-pair, 22-26 AWG, 100 ohm, shielded twisted pair cable and is backwards compatible with Cat 6 and 5e. The plug utilizes TG style technology to optimize performance by maintaining cable pair geometry while elimi | PC | 1 | 25 | 1 | 1 | 27.28
61305657991 | FPS6X88MTG-X | TX6A Category 6A Shielded Field Terminab | The TX6A™ Shielded Field Term RJ45 Plug is a simple-to-attach plug for field termination of 4-pair shielded twisted pair cable. Providing Category 6A performance the TX6A™ plug is also compatible with Category 6 and 5e shielded systems. The two-piece stra | PC | 1 | 10 | 10 | 1 | 25.94
61305665110 | FPS6X88TC | TX6A-Field Terminable RJ45 Plug Shielded |  | PC | 1 | 10 | 1 | 1 | 45.86
61305636612 | FPUD6X88MTG | TX6ACat6A,UTP,EATX6ACat6A,UTP,EA | The Cat 6A UTP angled up/down modular plug terminates 4-pair, 22-26 AWG, 100 ohm, UTP twisted pair cable and is backwards compatible with Cat 6 and 5e. The angled cable exit allows a cable to route to the plug in tight spaces while maintaining proper bend | PC | 1 | 10 | 1 | 1 | 22.74
61305636617 | FPUD6X88MTG-X | TX6ACat6A,UTP,PK10TX6ACat6A,UTP,PK10 | Angled TX6A, Category 6A UTP Field Term RJ45 Plug is a simple-to-attach plug for field termination and easy routing of 4-pair unshielded twisted pair cable. Category 6A performance, also compatible with Category 6 and 5e systems. 10 piece bulk pack. | PC | 1 | 10 | 10 | 1 | 22.74
61305626277 | FQ39N-08-10A | 40-10G QuickNet SFQ cassette with OS2 fi | 40-10G QuickNet SFQ cassette with OS2 fiber, Standard Loss, 8 fiber total, front LC duplex blue adapter, rear male MTP (pins); Method A connectivity | PC | 1 | 1 | 1 | 1 | 591.76
07498392924 | FQ39N-08-10NMAN | OS2,8-Fiber,40-10GbE,QN,SFQCass,BU,EA | OS2 8-fiber 40-QuickNet SFQ cassette with standard loss, front LC duplex blue adapters. | PC | 1 | 1 | 1 | 1 | 591.74
61305626289 | FQ3XN-08-10A | 40G-10G QuickNet SFQ cassette with OM3 f | 40G-10G QuickNet SFQ cassette with OM3 fiber, Standard Loss, 8-fiber total, front LC duplex aqua adapter, rear male MTP (pins); Method A connectivity | PC | 1 | 1 | 1 | 1 | 433.1
07498383718 | FQ3XN-08-10NMBN | 40GbE-10GbE,QNSFQCassw/OM3,Fbr,EA | OM3 8-fiber 40GbE-E SFQ Cassette with front LC duplex aqua adapters, Standard loss, rear male MTP (pins); Method B connectivity. | PC | 1 | 1 | 1 | 1 | 433.04
07498383717 | FQ3XO-08-10NMBN | 40G-10GQNSFQCassw/OM3,Fbr,OptimLLoss,EA | 40G-10G QuickNet SFQ cassette with OM3 fiber, optimized low loss, 8-fiber total, with front LC duplex aqua adapter, rear male MTP (pins); Method B connectivity. | PC | 1 | 1 | 1 | 1 | 519.64
61305626291 | FQ3ZN-08-10A | 40G-10G QuickNet SFQ cassette with OM4 f | 40G-10G QuickNet SFQ cassette with OM4 fiber, Standard Loss, 8-fibers total, front LC duplex aqua adapter, rear male MTP (pins); Method A connectivity | PC | 1 | 1 | 1 | 1 | 476.38
07498383716 | FQ3ZN-08-10NMBN | 40G-10GQNSFQCassw/OM4,Fbr,STDLoss,EA | 40G-10G QuickNet SFQ cassette with OM4 fiber, standard Loss, 8-fibers total, with front LC duplex aqua adapter, rear male MTP (pins); method B connectivity. | PC | 1 | 1 | 1 | 1 | 476.36
61305626293 | FQ3ZO-08-10A | 40G-10G QuickNet SFQ cassette with OM4 f | 40G-10G QuickNet SFQ cassette with OM4 fiber, Optimized Low Loss, 8-fibers total, front LC duplex aqua adapter, rear male MTP (pins); Method A connectivity | PC | 1 | 1 | 1 | 1 | 571.66
61305626294 | FQ3ZO-08-10B | 40G-10G QuickNet SFQ cassette with OM4 f | 40G-10G QuickNet SFQ cassette with OM4 fiber, Optimized Low Loss, 8-fibers total, front LC duplex aqua adapter, rear male MTP (pins); Method B connectivity | PC | 1 | 1 | 1 | 1 | 571.66
07498383715 | FQ3ZO-08-10NMBN | 40G-10G QuickNet SFQ cassette with OM4 f | 40G-10G QuickNet SFQ cassette with OM4 fiber, optimized low loss, 8-fiber total, with front LC duplex aqua adapter, rear male MTP (pins); Method B connectivity. | PC | 1 | 1 | 1 | 1 | 571.66
07498397755 | FQ6N-12-10AF | 12-Fiber,QNSFQCass,OM1,62.5/125µm,EA | 12-fiber QN SFQ cassette, six LC duplex adapters to MTP | PC | 1 | 1 | 1 | 1 | 571.66
07498396043 | FQ6N-12-10AS | 12-Fiber,QNSFQCass,OM1,62.5/125µm,EA | 12-fiber QN SFQ cassette, six LC duplex adapters to MTP | PC | 1 | 1 | 1 | 1 | 571.66
07498396373 | FQ9N-06-03AF | 6-Fiber,SFQCass,OS1/OS2,9/125µm,EA | 6-fiber QuickNet SFQ cassette, OS1/OS2, 9/125µm, standard loss, duplex SC to MTP | PC | 1 | 1 | 1 | 1 | 779.52
07498396317 | FQ9N-06-03AS | 6-Fiber,SFQCass,OS1/OS2,9/125µm,EA | 6-fiber, Quicknet SFQ cassette, OS1/OS2 9/125µm, standard loss, duplex SC to MTP, method A | PC | 1 | 1 | 1 | 1 | 779.52
07498396380 | FQ9N-08-10AS | 8-Fiber,SFQCass,OS1/OS2,9/125µm,EA | 8-fiber QuickNet SFQ cassette, OS1/OS2 9/125µm, standard loss, duplex LC to MTP | PC | 1 | 1 | 1 | 1 | 591.74
07498396060 | FQ9N-12-10AF | 12-Fiber,SFQCass,OS1/OS2,9/125µm,EA | The QuickNet™ SFQ Fiber Cassette is OS2 MPO to LC and supports 12 fibers total. It is standard IL and uses Modified Method A polarity with flipped pairs. The cassette has a black cover with a black MPO connector and 6 blue LC adapters with integral shutt | PC | 1 | 1 | 1 | 1 | 779.52
07498396046 | FQ9N-12-10AS | SFQCass,12fiber,OS1/OS2,MethA,BU | The QuickNet™ SFQ Fiber Cassette is OS2 MPO to LC and supports 12 fibers total. It is standard IL and uses standard Method A polarity. The cassette has a black cover with a black MPO connector and 6 blue LC adapters with integral shutters to prevent cont | PC | 1 | 1 | 1 | 1 | 779.52
61305656713 | FQ9N-12-10U | 12-fiber QN SFQ cassette, standard OS2 ( | The QuickNet™ SFQ Fiber Cassette is OS2 MPO to LC and supports 12 fibers total. It is standard IL and uses universal polarity. The cassette has a black cover with a black MPO connector and 6 blue LC adapters with integral shutters to prevent contaminatio | PC | 1 | 1 | 1 | 1 | 779.52
61305673537 | FQ9N-12-LAAF | Quicknet SFQ 1 MPO to 6 duplex LC/APC Ca | The QuickNet™ SFQ Fiber Cassette is OS2 MPO to LC/APC and supports 12 fibers total. It has Standard IL and uses Modified Method A - Pair Flipped Polarity. | PC | 1 | 1 | 1 | 1 | 818.5
61305673536 | FQ9N-12-LAAS | Quicknet SFQ 1 MPO to 6 duplex LC/APC Ca | The QuickNet™ SFQ Fiber Cassette is OS2 MPO to LC/APC and supports 12 fibers total. It has Standard IL and uses Method A Polarity. | PC | 1 | 1 | 1 | 1 | 818.5
61305673538 | FQ9N-12-LAU | Quicknet SFQ 1 MPO to 6 duplex LC/APC Ca | The QuickNet™ SFQ Fiber Cassette is OS2 MPO to LC/APC and supports 12 fibers total. It has Standard IL and uses Universal Polarity. | PC | 1 | 1 | 1 | 1 | 818.5
07498311609 | FQCBRUA | SFQCassetteZeroRU,Bracket,EA | QuickNet Zero RU Bracket accepts up to two fiber QuickNet SFQ cassettes or up to two QuickNet pre-terminated copper cassettes without occupying RU space. Mounts to any EIA-310-D compliant rack rail. | PC | 1 | 1 | 1 | 1 | 61.28
07498320729 | FQCRCM | QuickNet Rear Cable Manager,2Post,EA | The QuickNet™ Cassette Rear Cable Manager mounts to the rear of a standard EIA 19 — wide telecommunications rack, saving floor space by eliminating the need for horizontal cable managers. The cable manager not only organizes and routes cables, but also ho | PC | 1 | 1 | 1 | 1 | 115.32
07498332580 | FQCRCM2 | Quicknet(TM) Cassette Rear Cable Manager | Quicknet(TM) Cassette Rear Cable Manager w/ 2 RU Spool | PC | 1 | 1 | 1 | 1 | 138.34
07498339234 | FQMAP45BL | FbrOpticMigAdptrPnl,4MPOAdptrs,U-D,EA | QuickNet™ Fiber Optic Migration Adapter Panel – 4 MPO key-up/key-down adapters. | PC | 1 | 1 | 1 | 1 | 252.25
07498376479 | FQMAP45RD | QNSFQMPOFbradapterpanel,4port,EA | QuickNet™ SFQ MPO Fiber Optic Migration Adapter Panel for 100G connectivity, 4-ports with Type A (key-up / key-down). | PC | 1 | 1 | 1 | 1 | 252.25
07498339235 | FQMAP46CG | FbrOpticMigAdptrPnl,4MPOAdptrs,U-U,EA | QuickNet™ Fiber Optic Migration Adapter panel - 4 MPO key-up/key-up adapters | PC | 1 | 1 | 1 | 1 | 252.25
07498339232 | FQMAP65BL | FbrOpMigAdptrPnl,6MPOku/kd,EA | The QuickNet™ SFQ MPO Fiber Adapter Panel – Type A features 6 MPO key-up/key-down adapters. It snaps quickly into the rear of QuickNet™ Patch Panels for easy network deployment and quick migration. It is black and comes with installed dust caps. | PC | 1 | 1 | 1 | 1 | 378.36
07498376478 | FQMAP65RD | QNSFQMPOFbradapterpanel,6port,EA | QuickNet™ SFQ MPO Fiber Optic Migration Adapter Panel for 100G connectivity, 6-ports with Type A (key-up / key-down). | PC | 1 | 1 | 1 | 1 | 378.36
61305632007 | FQMAP65W | FbrOpticMigAdptrPnl,6LGMPOAdptrs,EA | Fiber Optic Migration Adapter Panel - 6 LG MPO Adapters | PC | 1 | 1 | 1 | 1 | 378.36
07498339233 | FQMAP66CG | FbrOpMigAdptrPnl,6MPOku/ku,EA | The QuickNet™ SFQ MPO Fiber Adapter Panel – Type B features 6 MPO key-up/key-up adapters. It snaps quickly into the rear of QuickNet™ Patch Panels for easy network deployment and quick migration. It is charcoal gray and comes with installed dust caps. | PC | 1 | 1 | 1 | 1 | 378.36
07498333555 | FQMAP85BL | FbrOpticMigAdptrPnl,8MPOAdptrs,U-D,EA | QuickNet™ Fiber Optic Migration Adapter Panel – 8 MPO key-up/key-down adapters. | PC | 1 | 1 | 1 | 1 | 504.5
07498376477 | FQMAP85RD | QNSFQMPOFbradapterpanel,8port,EA | QuickNet™ SFQ MPO Fiber Optic Migration Adapter Panel for 100G connectivity, 8-ports with Type A (key-up / key-down). | PC | 1 | 1 | 1 | 1 | 504.5
07498333556 | FQMAP86CG | FbrOpticMigAdptrPnl,8MPOAdptrs,U-U,EA | The QuickNet™ SFQ MPO Fiber Adapter Panel – Type B features 8 MPO key-up/key-down adapters. It snaps quickly into the rear of QuickNet™ Patch Panels for easy network deployment and quick migration. It is charcoal gray and comes with installed dust caps. | PC | 1 | 1 | 1 | 1 | 504.5
07498396313 | FQSA-12-10AF | 12-Fiber,OM4+,QNSFQCass,UltraLLoss,EA | The QuickNet™ SFQ Fiber Cassette is Signature Core OM4+ MPO to LC and supports 12 fibers total. It is ultra IL and uses Modified Method A polarity with flipped pairs. The cassette has a black cover with a black MPO connector and 6 blue LC adapters with i | PC | 1 | 1 | 1 | 1 | 1028.94
07498396053 | FQSA-12-10AS | 12-Fiber,OM4+,QNSFQCass,UltraLLoss,EA | The QuickNet™ SFQ Fiber Cassette is Signature Core OM4+ MPO to LC and supports 12 fibers total. It is ultra IL and uses standard Method A polarity. The cassette has a black cover with a black MPO connector and 6 blue LC adapters with integral shutters to | PC | 1 | 1 | 1 | 1 | 1028.94
61305656719 | FQSA-12-10U | 12-fiber QN SFQ cassette, ultra OM4+ Sig | The QuickNet™ SFQ Fiber Cassette is Signature Core OM4+ MPO to LC and supports 12 fibers total. It is ultra IL and uses universal polarity. The cassette has a black cover with a black MPO connector and 6 blue LC adapters with integral shutters to prevent | PC | 1 | 1 | 1 | 1 | 1028.94
61305632049 | FQWA-12-10AF | SFQCassOM5+1MPO/6DupLCUltraILMethA,EA | SFQ Cassette OM5 1 MPO/6 Dup LC Ultra IL Type AF | PC | 1 | 1 | 1 | 1 | 1131.86
61305632048 | FQWA-12-10AS | SFQCassOM5+1MPO/6DupLCUltraILMethA,EA | SFQ Cassette OM5 1 MPO/6 Dup LC Ultra IL Type A | PC | 1 | 1 | 1 | 1 | 1131.86
61305632050 | FQWA-12-10B1 | SFQCassOM5+1MPO/6DupLCUltraILMethB1,EA | SFQ Cassette OM5 1 MPO/6 Dup LC Ultra IL Type B2 | PC | 1 | 1 | 1 | 1 | 1131.86
61305632051 | FQWA-12-10B2 | SFQCassOM5+1MPO/6DupLCUltraILMethB2,EA | SFQ Cassette OM5 1 MPO/6 Dup LC Ultra IL Type B1 | PC | 1 | 1 | 1 | 1 | 1131.86
61305656717 | FQXA-12-10U | 12-fiber QN SFQ cassette, ultra OM3 (50/ | OM3 SFQ Cassette with 1 MPO to 6 duplex LC, Ultra Insertion Loss, Universal Polarity | PC | 1 | 1 | 1 | 1 | 857.46
07498396374 | FQXN-06-03AF | 6-Fiber,QNSFQCass,OM3,50/125µm,EA | 6-fiber QN SFQ cassette, three SC duplex adapters to MTP | PC | 1 | 1 | 1 | 1 | 649.6
07498396318 | FQXN-06-03AS | 6-Fiber,QNSFQCass,OM3,50/125µm,EA | 6-fiber QN SFQ cassette, three SC duplex adapters to MTP | PC | 1 | 1 | 1 | 1 | 649.6
07498396381 | FQXN-08-10AS | 8-Fiber,QNSFQCass,OM3,50/125µm,EA | 8-fiber QN SFQ cassette, four LC duplex adapters to MTP | PC | 1 | 1 | 1 | 1 | 529.48
07498396088 | FQXN-12-10AF | 12-Fiber,QNSFQCass,OM3,50/125µm,EA | 12-fiber QN SFQ cassette, six LC duplex adapters to MTP | PC | 1 | 1 | 1 | 1 | 649.6
07498396047 | FQXN-12-10AS | SFQCass,12fiber,OM3,MethA,AQ | The QuickNet™ SFQ Fiber Cassette is OM3 MPO to LC and supports 12 fibers total. It is standard IL and uses standard Method A polarity. The cassette has a black cover with a black MPO connector and 6 blue LC adapters with integral shutters to prevent cont | PC | 1 | 1 | 1 | 1 | 649.6
07498379626 | FQXN-12-10B1 | QuickNet SFQ Cassette 12-fiber; OM3 Fibe | QuickNet SFQ Cassette 12-fiber; OM3 Fiber; Standard Loss; Duplex LC to MTP; METHOD B 1-1 ARRAY | PC | 1 | 1 | 1 | 1 | 649.6
07498379627 | FQXN-12-10B2 | QuickNet SFQ Cassette 12-fiber; OM3 Fibe | QuickNet SFQ Cassette 12-fiber; OM3 Fiber; Standard Loss; Duplex LC to MTP; METHOD B 1-12 ARRAY | PC | 1 | 1 | 1 | 1 | 649.6
61305656711 | FQXN-12-10U | 12-fiber QN SFQ cassette, standard OM3 ( | OM3 SFQ Cassette with 1 MPO to 6 duplex LC, Standard Insertion Loss, Universal Polarity | PC | 1 | 1 | 1 | 1 | 649.6
07498396370 | FQXO-06-03AS | 6-Fiber,QNSFQCass,OptimOM3,50/125µm,EA | 6-fiber QN SFQ cassette, three SC duplex adapters to MTP | PC | 1 | 1 | 1 | 1 | 779.52
07498395555 | FQXO-12-10AF | 12-Fiber,QNSFQCass,OptimOM3,50/125µm,EA | The QuickNet™ SFQ Fiber Cassette is OM3 MPO to LC and supports 12 fibers total. It is optimized IL and uses modified Method A polarity with flipped pairs. The cassette has a black cover with a black MPO connector and 6 blue LC adapters with integral shut | PC | 1 | 1 | 1 | 1 | 779.52
07498395556 | FQXO-12-10AS | 12-Fiber,QNSFQCass,OptimOM3,50/125µm,EA | The QuickNet™ SFQ Fiber Cassette is OM3 MPO to LC and supports 12 fibers total. It is optimized IL and uses standard Method A polarity. The cassette has a black cover with a black MPO connector and 6 blue LC adapters with integral shutters to prevent con | PC | 1 | 1 | 1 | 1 | 779.52
07498379568 | FQXO-12-10B1 | 12-Fiber,OM3,10GbE,EA | 12-fiber OM3 SFQ Cassette Optimized IL Duplex LC to MTP method B end 1 | PC | 1 | 1 | 1 | 1 | 779.52
07498379569 | FQXO-12-10B2 | 12-Fiber,OM3,10GbE,EA | 12-fiber OM3 SFQ Cassette Optimized IL Duplex LC to MTP method B end 2 | PC | 1 | 1 | 1 | 1 | 779.52
61305656714 | FQXO-12-10U | 12-fiber QN SFQ cassette, optimized OM3 | The QuickNet™ SFQ Fiber Cassette is OM3 MPO to LC and supports 12 fibers total. It is optimized IL and uses universal polarity. The cassette has a black cover with a black MPO connector and 6 blue LC adapters with integral shutters to prevent contaminati | PC | 1 | 1 | 1 | 1 | 779.52
61305656718 | FQZA-12-10U | 12-fiber QN SFQ cassette, ultra OM4 (50/ | OM4 SFQ Cassette with 1 MPO to 6 duplex LC, Ultra Insertion Loss, Universal Polarity | PC | 1 | 1 | 1 | 1 | 943.2
07498396383 | FQZN-08-10AS | 8-Fiber,SFQCass,OM4,50/125µm,STDLoss,EA | 8-fiber, QuickNet SFQ cassette, OM4 50/125µm, standard loss, duplex LC to MTP, method A | PC | 1 | 1 | 1 | 1 | 582.38
07498396117 | FQZN-12-10AF | 12-Fiber,OM4,QNSFQCass,STDLoss,EA | The QuickNet™ SFQ Fiber Cassette is OM4 MPO to LC and supports 12 fibers total. It is standard IL and uses modified Method A polarity with flipped pairs. The cassette has a black cover with a black MPO connector and 6 blue LC adapters with integral shutt | PC | 1 | 1 | 1 | 1 | 714.52
07498396048 | FQZN-12-10AS | SFQCass,12fiber,OM4,MethA,6DPLX,AQ | The QuickNet™ SFQ Fiber Cassette is OM4 MPO to LC and supports 12 fibers total. It is standard IL and uses standard Method A polarity. The cassette has a black cover with a black MPO connector and 6 blue LC adapters with integral shutters to prevent cont | PC | 1 | 1 | 1 | 1 | 714.52
07498379548 | FQZN-12-10B1 | 12-Fiber,OM4,QN,SFQCass,LC-MTP,EA | 12-fiber OM4 QuickNet SFQ cassette, standard IL, duplex LC to MTP, Method B end 1 | PC | 1 | 1 | 1 | 1 | 714.54
07498379560 | FQZN-12-10B2 | 12-Fiber,OM4,QN,SFQCass,LC-MTP,EA | 12-fiber OM4 QuickNet SFQ cassette, standard IL, duplex LC to MTP, Method B end 2 | PC | 1 | 1 | 1 | 1 | 714.54
61305656712 | FQZN-12-10U | 12-fiber QN SFQ cassette, standard OM4 ( | OM4 SFQ Cassette with 1 MPO to 6 duplex LC, Standard Insertion Loss, Universal Polarity | PC | 1 | 1 | 1 | 1 | 714.52
07498396377 | FQZO-06-03AF | 6-Fiber,QNSFQCass,OptimOM4,50/125µm,EA | 6-fiber QuickNet SFQ cassette, optimized OM4 (50/125µm), three LC duplex adapters to MTP | PC | 1 | 1 | 1 | 1 | 857.46
07498396372 | FQZO-06-03AS | 6-Fiber,QNSFQCass,OptimOM4,50/125µm,EA | 6-fiber QuickNet SFQ cassette, optimized OM4 (50/125µm), three LC duplex adapters to MTP | PC | 1 | 1 | 1 | 1 | 857.46
07498396392 | FQZO-08-10AF | 8-Fiber,QNSFQCass,OptimOM4,50/125µm,EA | 8-fiber QuickNet SFQ cassette, optimized OM4 (50/125µm), four LC duplex adapters to MTP | PC | 1 | 1 | 1 | 1 | 693.18
07498396145 | FQZO-12-10AF | 12-Fiber,QNSFQCass,OptimOM4,50/125µm,EA | The QuickNet™ SFQ Fiber Cassette is OM4 MPO to LC and supports 12 fibers total. It is optimized IL and uses modified Method A polarity with flipped pairs. The cassette has a black cover with a black MPO connector and 6 blue LC adapters with integral shut | PC | 1 | 1 | 1 | 1 | 857.46
07498395193 | FQZO-12-10AS | 12-Fiber,QNSFQCass,OptimOM4,50/125µm,EA | The QuickNet™ SFQ Fiber Cassette is OM4 MPO to LC and supports 12 fibers total. It is optimized IL and uses standard Method A polarity. The cassette has a black cover with a black MPO connector and 6 blue LC adapters with integral shutters to prevent con | PC | 1 | 1 | 1 | 1 | 857.46
07498379624 | FQZO-12-10B1 | 12-Fiber,OM4,OptimQNSFQCass,EA | 12-fiber OM4 optimized QuickNet SFQ cassette, duplex LC to MTP; Method B 1-1 Array | PC | 1 | 1 | 1 | 1 | 857.46
07498379625 | FQZO-12-10B2 | 12-Fiber,OM4,OptimQNSFQCass,EA | The QuickNet™ SFQ Fiber Cassette is OM4 MPO to LC and supports 12 fibers total. It is optimized IL and uses Method B, B2 (1-12 array) polarity. The cassette has a black cover with a black MPO connector and 6 blue LC adapters with integral shutters to pre | PC | 1 | 1 | 1 | 1 | 857.46
61305656716 | FQZO-12-10U | 12-fiber QN SFQ cassette, optimized OM4 | The QuickNet™ SFQ Fiber Cassette is OM4 MPO to LC and supports 12 fibers total. It is optimized IL and uses universal polarity. The cassette has a black cover with a black MPO connector and 6 blue LC adapters with integral shutters to prevent contaminati | PC | 1 | 1 | 1 | 1 | 857.46
61305676399 | FR1.5IDELBL | Fitting, 1-Port Spillout Side Exit to 1. | The FiberRunner® 1-Port Spillout is used to route cable into 1.5 inch (38mm) diameter split corrugated tubing directly through a hole cut in the side wall. It is compatible with the 4x4, 6x4, and 12x4 FiberRunner® Channel. | PC | 1 | 5 | 1 | 1 | 69.9
61305676398 | FR1.5IDELYL | Fitting, 1-Port Spillout Side Exit to 1. | The FiberRunner® 1-Port Spillout is used to route cable into 1.5 inch (38mm) diameter split corrugated tubing directly through a hole cut in the side wall. It is compatible with the 4x4, 6x4, and 12x4 FiberRunner® Channel. | PC | 1 | 10 | 1 | 1 | 69.9
07498344142 | FR12ACAB | Bracket,Adj.Cabinet,for 12x4 FR,EA | The FiberRunner® QuikLock™ Adjustable Cabinet Bracket is used to support the 12x4 system, dual 6x4, or dual 4x4 systems by attaching to the top of the cabinets. It features two-position height adjustments to accommodate systems with or without a hinged co | PC | 1 | 5 | 1 | 1 | 119.24
07498383593 | FR12ACB12 | Bracket,TopSupport"C",12x4FR,1/2"Rod,EA | The FiberRunner® QuikLock™ Adjustable Cabinet Bracket is used to support the 12x4 system from any new 0.5 inch threaded rod which is extended down directly from the ceiling, the grid, or a ladder rack system. It features two-position height adjustments to | PC | 1 | 10 | 1 | 1 | 59.5
07498383955 | FR12ACB12M | Bracket,TopSupport"C",12x4FR,12mmRod,EA | The FiberRunner® QuikLock™ Adjustable Cabinet Bracket is used to support the 12x4 system from any new 0.5 inch threaded rod which is extended down directly from the ceiling, the grid, or a ladder rack system. It features two-position height adjustments to | PC | 1 | 10 | 1 | 1 | 59.5
07498383594 | FR12ACB58 | Bracket,TopSupport"C",12x4FR,5/8"Rod,EA | Used to support the 12x4 system from any new threaded rod extending down directly from the ceiling, grid, or ladder rack system. Two position height adjustments to accommodate system with or without hinged cover. Bracket is secured to threaded rod with tw | PC | 1 | 1 | 1 | 1 | 56.68
07498383957 | FR12ACB58M | Bracket,TopSupport"C",12x4FR,16mmRod,EA | Used to support the 12x4 system from any new threaded rod extending down directly from the ceiling, grid, or ladder rack system. Two position height adjustments to accommodate system with or without hinged cover. Bracket is secured to threaded rod with tw | PC | 1 | 1 | 1 | 1 | 56.68
07498383588 | FR12ALB | Bracket,Adj.Ladder,for 12x4 FR,EA | The steel ladder bracket is used in cable routing systems to support the 12x4 FiberRunner® System by directly attaching to any 0.375 inch H x 1.5 inch L (9.5mm x 38.1mm) ladder rack rails. It does not require a threaded rod. The ladder bracket includes ha | PC | 1 | 5 | 1 | 1 | 104.46
07498384749 | FR12BS-L | Screw,Self-Tapping,for 12x4FR,PK50 | Self-tapping screws allow selected 24x4 and 12x4 fittings to be fastened directly to mounting brackets for additional support. Screws tap directly into those 24x4 and 12x4 fittings that have plastic bosses. | PC | 1 | 50 | 50 | 1 | .92
07498383589 | FR12CS12 | Bracket,1/2"Rod,CenterSupport,EA | Used to support the 12x4 system from below with new threaded rod. Bracket is secured to threaded rod with two nuts. The pre-assembled slide clamps enable fast assembly to channel. Use 7/16in nut driver on slide clamps. Also can be secured directly to the | PC | 1 | 1 | 1 | 1 | 52.46
07498383591 | FR12CS12M | Bracket,12mmRod,CenterSupport,EA | Used to support the 12x4 system from below with new threaded rod. Bracket is secured to threaded rod with two nuts. The pre-assembled slide clamps enable fast assembly to channel. Use 7/16in nut driver on slide clamps. Also can be secured directly to the | PC | 1 | 1 | 1 | 1 | 52.46
07498383590 | FR12CS58 | Bracket,5/8"Rod,CenterSupport,EA | Used to support the 12x4 system from below with new threaded rod. Bracket is secured to threaded rod with two nuts. The pre-assembled slide clamps enable fast assembly to channel. Use 7/16in nut driver on slide clamps. Also can be secured directly to the | PC | 1 | 1 | 1 | 1 | 52.46
07498383592 | FR12CS58M | Bracket,16mmRod,CenterSupport,EA | Used to supporting the 12x4 system from below with new threaded rod. Bracket is secured to threaded rod with two nuts. The pre-assembled slide clamps enable fast assembly to channel. Use 7/16" nut driver on slide clamps. Also can be secured directly to th | PC | 1 | 1 | 1 | 1 | 52.46
07498384746 | FR12TB12 | Bracket,1/2"Rod,Trapeze,EA | The FiberRunner® QuikLock™ Trapeze Bracket is used to support the 12x4 system by spanning two threaded rod drops that are 18 inches apart. It can be installed from above or below. It is used for a 0.5 inch threaded rod. The QuikLock™ Trapeze Bracket is se | PC | 1 | 10 | 1 | 1 | 59.82
07498384747 | FR12TB12M | Bracket,12mmRod,Trapeze,EA | The FiberRunner® QuikLock™ Trapeze Bracket is used to support the 12x4 system by spanning two threaded rod drops that are 18 inches apart. It can be installed from above or below. It is used for a 0.5 inch threaded rod. The trapeze bracket is secured to e | PC | 1 | 10 | 1 | 1 | 59.82
07498311699 | FR12TB2412 | Bracket,1/2"Rod,Trapeze,24"w/CblPath,EA | Used to support the 12x4 system by spanning two threaded rod drops that are 24in apart. Ideal for supporting trapeze bracket from 24in wide ladder rack or 24in wide cable tray. Can be installed from above or below. Bracket is secured to each threaded rod | PC | 1 | 1 | 1 | 1 | 138.02
07498312105 | FR12TB2412M | Bracket,12mmRod,Trapeze,24"w/CblPath,EA | Used to support the 12x4 system by spanning two threaded rod drops that are 24in apart. Ideal for supporting trapeze bracket from 24in wide ladder rack or 24in wide cable tray. Can be installed from above or below. Bracket is secured to each threaded rod | PC | 1 | 1 | 1 | 1 | 167.92
07498384744 | FR12TB58 | Bracket,5/8"Rod,Trapeze,12x4,EA | Used to support the 12x4 system by spanning two threaded rod drops that are 18in apart. Can be installed from above or below. Bracket is secured to each threaded rod with two nuts. The pre-assembled slide clamps enable fast assembly to channel. Use 7/16in | PC | 1 | 1 | 1 | 1 | 59.82
07498384745 | FR12TB58M | Bracket,16mmRod,Trapeze,12x4,EA | Used to support the 12x4 system by spanning two threaded rod drops that are 18in apart. Can be installed from above or below. Bracket is secured to each threaded rod with two nuts. The pre-assembled slide clamps enable fast assembly to channel. Use 7/16in | PC | 1 | 1 | 1 | 1 | 59.82
07498383581 | FR12TRBE58 | Bracket,Existing 5/8",12x4,EA | The FiberRunner® QuikLock™ Existing Threaded Rod Bracket is used to support the 12x4 system from an existing threaded rod installation. It can be secured to a threaded rod with two split nuts. It is used for a 0.625 inch threaded rod. The pre-assembled sl | PC | 1 | 5 | 1 | 1 | 79.72
07498383582 | FR12TRBE58M | Bracket,Existing 16mm,12x4,EA | Used to support the 12x4 system from existing threaded rod installations. Bracket is secured to threaded rod with two split nuts. The pre-assembled slide clamps enable fast assembly to channel. Use 7/16" nut driver on slide clamps, For 16mm Threaded Rod. | PC | 1 | 5 | 1 | 1 | 79.72
07498383583 | FR12TRBN58 | Bracket,New 5/8",12x4,EA | The FiberRunner® QuikLock™ New Threaded Rod Bracket is used to support the 12x4 system from a new threaded rod installation. It is used for a 0.625 inch threaded rod. The pre-assembled slide clamps enable fast assembly to the channel. | PC | 1 | 1 | 1 | 1 | 59.5
07498383584 | FR12TRBN58M | Bracket,New 16mm,12x4,EA | Used to support the 12x4 system from new threaded rod installations. Bracket is secured to threaded rod with two split nuts. The pre-assembled slide clamps enable fast assembly to channel. Use 7/16" nut driver on slide clamps. | PC | 1 | 1 | 1 | 1 | 59.5
07498383586 | FR12USB | Bracket,UnderfloorPedestal,12x4,EA | Used to support the 12x4 system by attaching to underfloor pedestals. (Contains all necessary hardware.) Use on pedestals up to 2" in diameter. The pre-assembled slide clamps enable fast assembly to channel. Use 7/16" nut driver on slide clamps. | PC | 1 | 1 | 1 | 1 | 113.86
07498345020 | FR12X4BL6 | FiberRunner,Channel,12x4,BL,6Ft | The FiberRunner® 12x4 Channel can be used with fittings and brackets to design a routing system to separate, route, and protect fiber optic and high-performance copper cables. The cable routing channel accepts cable retainers or a hinged cover. | FT | 1 | 12 | 6 | 1 | 37.32
07498383500 | FR12X4YL6 | FiberRunner,Channel,12x4,YL,6Ft | The FiberRunner® 12x4 Channel can be used with fittings and brackets to design a routing system to separate, route, and protect fiber optic and high-performance copper cables. The cable routing channel accepts cable retainers or a hinged cover. | FT | 1 | 6 | 6 | 1 | 37.32
07498312060 | FR16S1-R1KIT | Simpl,LC-LC/SC-LC62.5µm,MM,Ref,EA | Simplex LC LC/SC LC 62.5/125µm multimode reference cable assembly kit includes 2 simplex std grade LC to ref grade LC reference cables 2 meter, 2 simplex std grade SC to ref grade LC reference cables 2 meter, 2 simplex std grade LC to ref grade LC master | PC | 1 | 1 | 1 | 1 | 1270.84
07498312019 | FR16S1-R1M02 | Simpl,StdGradeLC-RefGradeLC,MM,2M | Simplex standard grade LC to reference grade LC multimode reference cable assembly, riser rated 2mm jacketed cable 62.5/125µm | PC | 1 | 1 | 1 | 1 | 134.64
07498312022 | FR16S1-R2M02 | Simpl,StdGradeLC-RefGradeST,MM,2M | Simplex standard grade LC to reference grade ST multimode reference cable assembly, riser rated 2mm jacketed cable 62.5/125µm | PC | 1 | 1 | 1 | 1 | 134.64
07498312015 | FR16S1-R3M02 | Simpl,StdGradeLC-RefGradeSC,MM,2M | Simplex standard grade LC to reference grade SC multimode reference cable assembly, riser rated 2mm jacketed cable 62.5/125µm | PC | 1 | 1 | 1 | 1 | 134.64
07498312020 | FR16S2-R1M02 | Simpl,StdGradeST-RefGradeLC,MM,2M | Simplex standard grade ST to reference grade LC multimode reference cable assembly, riser rated 2mm jacketed cable 62.5/125µm | PC | 1 | 1 | 1 | 1 | 134.64
07498312059 | FR16S2-R2KIT | Simpl,SC-ST/ST-ST,62.5µm,mmRef,EA | Simplex SC ST/ST ST 62.5/125µm multimode reference cable assembly kit, includes:2 simplex std grade SC to ref grade ST reference cables (2m)2 simplex std grade ST to ref grade ST reference cables (2m)2 simplex std grade ST to ref grade ST master cables (2 | PC | 1 | 1 | 1 | 1 | 1547.24
07498312016 | FR16S2-R2M02 | Smpl,StdGradeST-RefGradeST,MM,2M | Simplex standard grade ST to reference grade ST multimode reference cable assembly, riser rated 2mm jacketed cable 62.5/125µm | PC | 1 | 1 | 1 | 1 | 134.64
07498312013 | FR16S2-R3M02 | Simpl,StdGradeST-RefGradeSC,MM,2M | Simplex standard grade ST to reference grade SC multimode reference cable assembly, riser rated 2mm jacketed cable 62.5/125µm | PC | 1 | 1 | 1 | 1 | 134.64
07498312014 | FR16S3-R3M02 | Simpl,StdGradeSC-RefGradeSC,MM,2M | Simplex standard grade SC to reference grade SC multimode reference cable assembly, riser rated 2mm jacketed cable 62.5/125µm | PC | 1 | 1 | 1 | 1 | 134.64
07498311614 | FR19S1-R1KIT | Simpl,LC-LC/SC-LC9µm,SMRef,CablesKt,EA | Simplex LC LC/SC LC 9µm singlemode reference cable assembly kit includes 2 simplex std grade LC to ref grade LC reference cables 2 meter, 2 simplex std grade SC to ref grade LC reference cables 2 meter, 2 simplex std grade LC to ref grade LC master cables | PC | 1 | 1 | 1 | 1 | 1247.24
07498312075 | FR19S1-R1M02 | Simpl,StdGradeLC-RefGradeLC,SM,9µm,2M | Simplex standard grade LC to reference grade LC singlemode reference cable assembly, riser rated 2mm jacketed cable 9/125µm | PC | 1 | 1 | 1 | 1 | 134.64
07498312090 | FR19S1-R3M02 | Simpl,StdGradeLC-RefGradeSC,SM,9µm,2M | Simplex standard grade LC to reference grade SC singlemode reference cable assembly, riser rated 2mm jacketed cable 9/125µm | PC | 1 | 1 | 1 | 1 | 134.64
07498312093 | FR19S2-R1M02 | Simpl,StdGradeST-RefGradeLC,SM,9µm,2M | Simplex standard grade ST to reference grade LC singlemode reference cable assembly, riser rated 2mm jacketed cable 9/125µm | PC | 1 | 1 | 1 | 1 | 134.64
07498312098 | FR19S2-R2KIT | Simpl,SC-ST/ST-ST,9µm,SMRef,CablesKt,EA | Simplex SC ST/ST ST 9µm singlemode reference cable assembly kit, includes 2 simplex std grade SC to ref grade ST reference cables (2m) 2 simplex std grade ST to ref grade ST reference cables (2m) 2 simplex std grade ST to ref grade ST master cables (2m) 4 | PC | 1 | 1 | 1 | 1 | 1639.38
07498312091 | FR19S2-R2M02 | Simpl,StdGradeST-RefGradeST,SM,9µm,2M | Simplex standard grade ST to reference grade ST singlemode reference cable assembly, riser rated 2mm jacketed cable 9/125µm | PC | 1 | 1 | 1 | 1 | 134.64
07498312088 | FR19S2-R3M02 | Simpl,StdGradeST-RefGradeSC,SM,9µm,2M | Simplex standard grade ST to reference grade SC singlemode reference cable assembly, riser rated 2mm jacketed cable 9/125µm | PC | 1 | 1 | 1 | 1 | 134.64
07498312076 | FR19S3-R1M02 | Simpl,StdGradeSC-RefGradeLC,SM,9µm,2M | Simplex standard grade SC to reference grade LC singlemode reference cable assembly, riser rated 2mm jacketed cable 9/125µm | PC | 1 | 1 | 1 | 1 | 134.64
07498312092 | FR19S3-R2M02 | Simpl,StdGradeSC-RefGradeST,SM,9µm,2M | Simplex standard grade SC to reference grade ST singlemode reference cable assembly, riser rated 2mm jacketed cable 9/125µm | PC | 1 | 1 | 1 | 1 | 134.64
07498312089 | FR19S3-R3M02 | Simpl,StdGradeSC-RefGradeSC,SM,9µm,2M | Simplex standard grade SC to reference grade SC singlemode reference cable assembly, riser rated 2mm jacketed cable 9/125µm | PC | 1 | 1 | 1 | 1 | 134.64
07498312052 | FR1XS1-R1KIT | Simpl,LC-LC/SC-LC10G50µm,mmRef,EA | Simplex LC LC/SC LC 50/125µm multimode reference cable assembly kit, includes 2 simplex std grade LC to ref grade LC reference cables 2 meter, 2 simplex std grade SC to ref grade LC reference cables 2 meter, 2 simplex std grade LC to ref grade LC master c | PC | 1 | 1 | 1 | 1 | 1270.88
07498312032 | FR1XS1-R1M02 | Simpl,StdGradeLC-RefGradeLC,10GbE,2M | Simplex standard grade LC to reference grade LC reference cable assembly, riser rated 2mm jacketed cable 50/125µm | PC | 1 | 1 | 1 | 1 | 134.64
07498311997 | FR1XS1-R2M02 | Simpl,StdGradeLC-RefGradeST,10GbE,2M | Simplex standard grade LC to reference grade ST reference cable assembly, riser rated 2mm jacketed cable 50/125µm | PC | 1 | 10 | 1 | 1 | 134.64
07498311993 | FR1XS1-R3M02 | Simpl,StdGradeLC-RefGradeSC,10GbE,2M | Simplex standard grade LC to reference grade SC reference cable assembly, riser rated 2mm jacketed cable 50/125µm | PC | 1 | 1 | 1 | 1 | 134.64
07498311996 | FR1XS2-R1M02 | Simpl,StdGradeST-RefGradeLC,10GbE,2M | Simplex standard grade ST to reference grade LC reference cable assembly, riser rated 2mm jacketed cable 50/125µm | PC | 1 | 1 | 1 | 1 | 134.64
07498312051 | FR1XS2-R2KIT | Simpl,SC-ST/ST-ST,10G50µm,mmRef,EA | Simplex SC ST/ST ST 50/125µm multimode reference cable assembly kit, includes 2 simplex std grade SC to ref grade ST reference cables (2m) 2 simplex std grade ST to ref grade ST reference cables (2m) 2 simplex std grade ST to ref grade ST master cables (2 | PC | 1 | 1 | 1 | 1 | 1663
07498311994 | FR1XS2-R2M02 | Simpl,StdGradeST-RefGradeST,10GbE,2M | Simplex standard grade ST to reference grade ST reference cable assembly, riser rated 2mm jacketed cable 50/125µm | PC | 1 | 1 | 1 | 1 | 134.64
07498311989 | FR1XS2-R3M02 | Simpl,StdGradeST-RefGradeSC,10GbE,2M | Simplex standard grade ST to reference grade SC reference cable assembly, riser rated 2mm jacketed cable 50/125µm | PC | 1 | 1 | 1 | 1 | 134.64
07498311990 | FR1XS3-R3M02 | Simpl,StdGradeSC-RefGradeSC,10GbE,2M | Simplex standard grade SC to reference grade SC reference cable assembly, riser rated 2mm jacketed cable 50/125µm | PC | 1 | 1 | 1 | 1 | 134.64
07498311698 | FR24TBE12 | Bracket,Trapeze,24x4for1/2"Existing,EA | Used to support the 24x4 system by spanning two 1/2" existing threaded rod drops. Can be installed from above or below. Bracket is secured to each threaded rod with two split nuts. The pre-assembled slide clamps enable fast assembly to channel. Use 7/16" | PC | 1 | 1 | 1 | 1 | 176.48
07498311702 | FR24TBN12 | Bracket,Trapeze,24x4for1/2"New,EA | Used to support the 24x4 system from new threaded rod installations. Bracket is secured to threaded rod with two nuts. The pre-assembled slide clamps enable fast assembly to channel. Use 7/16" nut driver on slide clamps. | PC | 1 | 1 | 1 | 1 | 132.04
07498311156 | FR24X4BL10 | FiberRunner,Channel,12x4,BL,PK10 | Used to carry cables horizontally throughout the system. Use QuikLock Coupler FRBC24X4BL to attach channel and/or fittings. | FT | 1 | 10 | 10 | 1 | 113.42
07498311155 | FR24X4YL10 | FiberRunner,Channel,12x4,YL,PK10 | Used to carry cables horizontally throughout the system. Use QuikLock Coupler FRBC24X4YL to attach channel and/or fittings. | FT | 1 | 10 | 10 | 2 | 108.02
07498312061 | FR26S2-R2KIT | Dupl.ST-ST,62.5µm,mmref.cableskit,EA | Duplex ST ST 62.5/125µm multimode reference cable assembly kit, includes:2 duplex std grade ST to ref grade ST reference cables (2m)2 duplex std grade ST to ref grade ST master cables (2m)4 ST simplex adapters (zirconia ceramic split sleeves)2 mandrels (6 | PC | 1 | 1 | 1 | 1 | 1781.18
07498312007 | FR26S2-R2M02 | Dupl,StdGradeST-RefGradeST,MM,2M | Duplex standard grade ST to reference grade ST multimode reference cable assembly, riser rated 2mm jacketed cable 62.5/125µm | PC | 1 | 1 | 1 | 1 | 229.16
07498312010 | FR26S2-RLM02 | Dupl,StdGradeST-RefGradeLC,MM,2M | Duplex standard grade ST to reference grade LC multimode reference cable assembly, riser rated 2mm jacketed cable 62.5/125µm | PC | 1 | 1 | 1 | 1 | 229.16
07498312055 | FR26S2-RSKIT | Dupl.ST-SC62.5µm,mmref.cableskit,EA | Duplex ST SC 62.5/125µm multimode reference cable assembly kit, includes:2 duplex std grade ST to ref grade SC reference cables (2m)1 duplex std grade ST to ref grade SC master cable (2m)2 SC duplex adapters (zirconia) ceramic split sleeves) 2 mandrels (6 | PC | 1 | 1 | 1 | 1 | 1143.38
07498312003 | FR26S2-RSM02 | Dupl,StdGradeST-RefGradeSC,MM,2M | Duplex standard grade ST to reference grade SC multimode reference cable assembly, riser rated 2mm jacketed cable 62.5/125µm | PC | 1 | 1 | 1 | 1 | 229.16
07498312012 | FR26SL-R2M02 | Dupl,StdGradeLC-RefGradeST,MM,2M | Duplex standard grade LC to reference grade ST multimode reference cable assembly, riser rated 2mm jacketed cable 62.5/125µm | PC | 1 | 1 | 1 | 1 | 229.16
07498312009 | FR26SL-RLM02 | Dupl,StdGradeLC-RefGradeLC,MM,2M | Duplex standard grade LC to reference grade LC multimode reference cable assembly, riser rated 2mm jacketed cable 62.5/125µm | PC | 1 | 1 | 1 | 1 | 229.16
07498312006 | FR26SL-RSM02 | Dupl,StdGradeLC-RefGradeSC,MM,2M | Duplex standard grade LC to reference grade SC multimode reference cable assembly, riser rated 2mm jacketed cable 62.5/125µm | PC | 1 | 1 | 1 | 1 | 229.16
07498312062 | FR26SS-R2KIT | Dupl.SC-ST62.5µm,mmref.cableskit,EA | Duplex SC ST 62.5/125µm multimode reference cable assembly kit, includes:2 duplex std grade SC to ref grade ST reference cables (2m)2 duplex std grade SC to ref grade ST master cables (2m)4 ST simplex adapters (zirconia ceramic split sleeves)2 mandrels (6 | PC | 1 | 1 | 1 | 1 | 1781.18
07498312008 | FR26SS-R2M02 | Dupl,StdGradeSC-RefGradeST,MM,2M | Duplex standard grade SC to reference grade ST multimode reference cable assembly, riser rated 2mm jacketed cable 62.5/125µm | PC | 1 | 1 | 1 | 1 | 229.16
07498312058 | FR26SS-RLKIT | Dupl.SC-LC62.5µm,mmref.cableskit,EA | Duplex SC LC 62.5/125µm multimode reference cable assembly kit, includes:2 duplex std grade SC to ref grade LC reference cables (2m)1 duplex std grade SC to ref grade LC master cable (2m)2 LC duplex adapters (zirconia ceramic split sleeves)2 mandrels (62. | PC | 1 | 1 | 1 | 1 | 1143.38
07498312011 | FR26SS-RLM02 | Dupl,StdGradeSC-RefGradeLC,MM,2M | Duplex standard grade SC to reference grade LC multimode reference cable assembly, riser rated 2mm jacketed cable 62.5/125µm | PC | 1 | 1 | 1 | 1 | 229.16
07498312056 | FR26SS-RSKIT | Dupl.SC-SC62.5µm,mmref.cableskit,EA | Duplex SC SC 62.5/125µm multimode reference cable assembly kit, includes:2 duplex std grade SC to ref grade SC reference cables (2m)1 duplex std grade SC to ref grade SC master cable (2m)2 SC duplex adapters (zirconia ceramic split sleeves)2 mandrels (62. | PC | 1 | 1 | 1 | 1 | 1143.38
07498312005 | FR26SS-RSM02 | Dupl,StdGradeSC-RefGradeSC,MM,2M | Duplex standard grade SC to reference grade SC multimode reference cable assembly, riser rated 2mm jacketed cable 62.5/125µm | PC | 1 | 1 | 1 | 1 | 229.16
07498312099 | FR29S2-R2KIT | Dupl.ST-ST,9µm,SMref.cableskit,EA | Duplex ST ST 9µm singlemode reference cable assembly kit, includes:2 duplex std grade ST to ref grade ST reference cables (2m)2 duplex std grade ST to ref grade ST master cables (2m)4 ST simplex adapters (zirconia ceramic split sleeves) | PC | 1 | 1 | 1 | 1 | 1757.58
07498312080 | FR29S2-R2M02 | Dupl,StdGradeST-RefGradeST,SM,9µm,2M | Duplex standard grade ST to reference grade ST singlemode reference cable assembly, riser rated 2mm jacketed cable 9/125µm | PC | 1 | 1 | 1 | 1 | 229.16
07498312139 | FR29S2-RLKIT | Dupl.ST-LC9µm,SMref.cableskit,EA | Duplex ST LC 9µm singlemode reference cable assembly kit, includes:2 duplex std grade ST to ref grade LC reference cables (2m)2 duplex std grade ST to ref grade LC master cables (2m)2 LC duplex adapters (zirconia ceramic split sleeves) | PC | 1 | 1 | 1 | 1 | 1360.7
07498312085 | FR29S2-RLM02 | Dupl,StdGradeST-RefGradeLC,SM,9µm,2M | Duplex standard grade ST to reference grade LC singlemode reference cable assembly, riser rated 2mm jacketed cable 9/125µm | PC | 1 | 1 | 1 | 1 | 229.16
07498312095 | FR29S2-RSKIT | Dupl.ST-SC9µm,SMref.cableskit,EA | Duplex ST SC 9µm singlemode reference cable assembly kit, includes:2 duplex std grade ST to ref grade SC reference cables (2m)1 duplex std grade ST to ref grade SC master cable (2m)2 SC duplex adapters (zirconia ceramic split sleeves) | PC | 1 | 1 | 1 | 1 | 1119.74
07498312077 | FR29S2-RSM02 | Dupl,StdGradeST-RefGradeSC,SM,9µm,2M | Duplex standard grade ST to reference grade SC singlemode reference cable assembly, riser rated 2mm jacketed cable 9/125µm | PC | 1 | 1 | 1 | 1 | 229.16
07498312087 | FR29SL-R2M02 | Dupl,StdGradeLC-RefGradeST,SM,9µm,2M | Duplex standard grade LC to reference grade ST singlemode reference cable assembly, riser rated 2mm jacketed cable 9/125µm | PC | 1 | 1 | 1 | 1 | 229.16
07498312084 | FR29SL-RLM02 | Dupl,StdGradeLC-RefGradeLC,SM,9µm,2M | Duplex standard grade LC to reference grade LC singlemode reference cable assembly, riser rated 2mm jacketed cable 9/125µm | PC | 1 | 1 | 1 | 1 | 229.16
07498312079 | FR29SL-RSM02 | Dupl,StdGradeLC-RefGradeSC,SM,9µm,2M | Duplex standard grade LC to reference grade SC singlemode reference cable assembly, riser rated 2mm jacketed cable 9/125µm | PC | 1 | 1 | 1 | 1 | 229.16
07498312100 | FR29SS-R2KIT | Dupl.SC-ST9µm,SMref.cableskit,EA | Duplex SC ST 9µm singlemode reference cable assembly kit, includes 2 duplex std grade SC to ref grade ST reference cables (2m) 2 duplex std grade SC to ref grade ST master cables (2m) 4 ST simplex adapters (zirconia ceramic split sleeves) | PC | 1 | 1 | 1 | 1 | 1757.58
07498312081 | FR29SS-R2M02 | Dupl,StdGradeSC-RefGradeST,SM,9µm,2M | Duplex standard grade SC to reference grade ST singlemode reference cable assembly, riser rated 2mm jacketed cable 9/125µm | PC | 1 | 1 | 1 | 1 | 229.16
07498312138 | FR29SS-RLKIT | Dupl.SC-LC9µm,SMref.cableskit,EA | Duplex SC LC 9µm singlemode reference cable assembly kit, includes 2 duplex std grade SC to ref grade LC reference cables (2m) 1 duplex std grade SC to ref grade LC master cable (2m) 2 LC duplex adapters (zirconia ceramic split sleeves) | PC | 1 | 1 | 1 | 1 | 1119.68
07498312086 | FR29SS-RLM02 | Dupl,StdGradeSC-RefGradeLC,SM,9µm,2M | Duplex standard grade SC to reference grade LC singlemode reference cable assembly, riser rated 2mm jacketed cable 9/125µm | PC | 1 | 1 | 1 | 1 | 229.16
07498312096 | FR29SS-RSKIT | Dupl.SC-SC9µm,SMref.cableskit,EA | Duplex SC SC 9µm singlemode reference cable assembly kit, includes:2 duplex std grade SC to ref grade SC reference cables (2m)1 duplex std grade SC to ref grade SC master cable (2m)2 SC duplex adapters (zirconia ceramic split sleeves) | PC | 1 | 1 | 1 | 1 | 1119.74
07498312078 | FR29SS-RSM02 | Dupl,StdGradeSC-RefGradeSC,SM,9µm,2M | Duplex standard grade SC to reference grade SC singlemode reference cable assembly, riser rated 2mm jacketed cable 9/125µm | PC | 1 | 1 | 1 | 1 | 229.16
07498311615 | FR2XS2-R2KIT | Dupl,ST-ST,10G50µm,mmRef,CablesKt,EA | Duplex ST ST 50/125µm multimode reference cable assembly kit, includes 2 duplex std grade ST to ref grade ST reference cables (2m) 2 duplex std grade ST to ref grade ST master cables (2m) 4 ST simplex adapters (zirconia ceramic split sleeves) 2 mandrels ( | PC | 1 | 1 | 1 | 1 | 1781.18
07498312030 | FR2XS2-R2M02 | Dupl. std. grade ST to ref. grade ST 10 | Duplex standard grade ST to reference grade ST reference cable assembly, riser rated 2mm jacketed cable – 10Gig™ 50/125µm. | PC | 1 | 1 | 1 | 1 | 229.16
07498312054 | FR2XS2-RLKIT | Dupl,ST-LC10G50µm,mmRef,CablesKt,EA | Duplex ST LC 50/125µm multimode reference cable assembly kit, includes 2 duplex std grade ST to ref grade LC reference cables (2m) 2 duplex std grade ST to ref grade LC master cables (2m) 2 LC duplex adapters (zirconia ceramic split sleeves) 2 mandrels (5 | PC | 1 | 1 | 1 | 1 | 1384.32
07498311986 | FR2XS2-RLM02 | Dupl. std. grade ST to ref. grade LC 10 | Duplex standard grade ST to reference grade LC reference cable assembly, riser rated 2mm jacketed cable – 10Gig™ 50/125µm. | PC | 1 | 1 | 1 | 1 | 229.16
07498312042 | FR2XS2-RSKIT | Dupl,ST-SC10G50µm,mmRef,CablesKt,EA | Duplex ST SC 50/125µm multimode reference cable assembly kit, includes:2 duplex std grade ST to ref grade SC reference cables (2m)1 duplex std grade ST to ref grade SC master cable (2m)2 SC duplex adapters (zirconia ceramic split sleeves)2 mandrels (50/12 | PC | 1 | 1 | 1 | 1 | 1143.38
07498311981 | FR2XS2-RSM02 | Dupl. std. grade ST to ref. grade SC 10 | Duplex standard grade ST to reference grade SC reference cable assembly, riser rated 2mm jacketed cable – 10Gig™ 50/125µm. | PC | 1 | 1 | 1 | 1 | 229.16
07498311988 | FR2XSL-R2M02 | Dupl,StdGradeLC-RefGradeST,10GbE,2M | Duplex standard grade LC to reference grade ST reference cable assembly, riser rated 2mm jacketed cable 50/125µm | PC | 1 | 1 | 1 | 1 | 229.16
07498311985 | FR2XSL-RLM02 | Dupl,StdGradeLC-RefGradeLC,10GbE,2M | Duplex standard grade LC to reference grade LC reference cable assembly, riser rated 2mm jacketed cable 50/125µm | PC | 1 | 1 | 1 | 1 | 229.16
07498311983 | FR2XSL-RSM02 | Dupl,StdGradeLC-RefGradeSC,10GbE,2M | Duplex standard grade LC to reference grade SC reference cable assembly, riser rated 2mm jacketed cable 50/125µm | PC | 1 | 1 | 1 | 1 | 229.16
07498312053 | FR2XSS-R2KIT | Dupl,SC-ST10G50µm,mmRef,CablesKt,EA | Duplex SC ST 50/125µm multimode reference cable assembly kit, includes 2 duplex std grade SC to ref grade ST reference cables (2m) 2 duplex std grade SC to ref grade ST master cables (2m) 4 ST simplex adapters (zirconia ceramic split sleeves) 2 mandrels ( | PC | 1 | 1 | 1 | 1 | 1781.18
07498311984 | FR2XSS-R2M02 | Dupl,StdGradeSC-RefGradeST,10GbE,2M | Duplex standard grade SC to reference grade ST reference cable assembly, riser rated 2mm jacketed cable 50/125µm | PC | 1 | 1 | 1 | 1 | 229.16
07498312050 | FR2XSS-RLKIT | Dupl,SC-LC10G50µm,mmRef,CablesKt,EA | Duplex SC LC 50/125µm multimode reference cable assembly kit, includes 2 duplex std grade SC to ref grade LC reference cables (2m) 1 duplex std grade SC to ref grade LC master cable (2m) 2 LC duplex adapters (zirconia ceramic split sleeves) 2 mandrels (50 | PC | 1 | 1 | 1 | 1 | 1143.3
07498311987 | FR2XSS-RLM02 | Dupl,StdGradeSC-RefGradeLC,10GbE,2M | Duplex standard grade SC to reference grade LC reference cable assembly, riser rated 2mm jacketed cable 50/125µm | PC | 1 | 1 | 1 | 1 | 229.16
07498312048 | FR2XSS-RSKIT | Dupl,SC-SC10G50µm,mmRef,CablesKt,EA | Duplex SC SC 50/125µm multimode reference cable assembly kit, includes 2 duplex std grade SC to ref grade SC reference cables (2m) 1 duplex std grade SC to ref grade SC master cable (2m) 2 SC duplex adapters (zirconia ceramic split sleeves) 2 mandrels (50 | PC | 1 | 1 | 1 | 1 | 1143.38
07498311982 | FR2XSS-RSM02 | Dupl,StdGradeSC-RefGradeSC,10GbE,2M | Duplex standard grade SC to reference grade SC reference cable assembly, riser rated 2mm jacketed cable 50/125µm | PC | 1 | 1 | 1 | 1 | 229.16
07498358198 | FR4PRB58 | Bracket,4PtRackBracket,12,6,4x4FR,EA | Used to support 12x4, 6x4, and 4x4 systems attaching to the top of the 19" wide version of the Panduit R4P* 4 post rack. Contains all hardware required to assemble bracket to the top of the 4 post rack. Bracket accepts 5/8" threaded rod (not included). | PC | 1 | 1 | 1 | 1 | 135.58
07498345082 | FR4X4BL6 | FiberRunner,Channel,4x4,BL,6Ft | The FiberRunner® 4x4 Channel can be used with fittings and brackets to design a routing system to separate, route, and protect fiber optic and high-performance copper cables. The cable routing channel accepts cable retainers or a hinged cover. | FT | 1 | 36 | 6 | 1 | 26.84
07498384161 | FR4X4YL2 | FiberRunner,Channel,4x4,YL,2m | The FiberRunner® 4x4 Channel can be used with fittings and brackets to design a routing system to separate, route, and protect fiber optic and high-performance copper cables. The cable routing channel accepts cable retainers or a hinged cover. | MR | 1 | 8 | 8 | 1 | 88.08
07498384138 | FR4X4YL6 | FiberRunner,Channel,4x4,YL,6Ft | The FiberRunner® 4x4 Channel can be used with fittings and brackets to design a routing system to separate, route, and protect fiber optic and high-performance copper cables. The cable routing channel accepts cable retainers or a hinged cover. | FT | 1 | 36 | 6 | 1 | 26.84
07498390884 | FR6ACAB | Bracket,Adj.Cabinet,for 4x4-6x4 FR,EA | Used to support the 6x4 and 4x4 systems attaching to the top of cabinets. Adjustable from 4 1/4" (108mm) to 9" (229mm) allowing runs to be leveled over uneven cabinet heights. Bracket is secured to the cabinet frame with through bolts (not included). The | PC | 1 | 6 | 1 | 1 | 89.16
07498383980 | FR6ACB12 | Bracket,1/2"RodTopSup4x4-6x4,FR,EA | The FiberRunner® QuikLock™ Adjustable Cabinet Bracket is used in cable routing systems to support the 6x4 or 4x4 systems by attaching to the top of the cabinets. It features two-position height adjustments to accommodate systems with or without a hinged c | PC | 1 | 20 | 1 | 1 | 44.5
07498383981 | FR6ACB12M | Bracket,12mmRodTopSup4x4-6x4,FR,EA | Used to support the 6x4 and 4x4 systems from any new threaded rod extending down directly from the ceiling, grid, or ladder rack system. Two position height adjustments to accommodate system with or without hinged cover. Bracket is secured to threaded rod | PC | 1 | 20 | 1 | 1 | 44.5
07498383982 | FR6ACB58 | Bracket,5/8"RodTopSup4x4-6x4,FR,EA | Used to support the 6x4 and 4x4 systems from any new threaded rod extending down directly from the ceiling, grid, or ladder rack system. Two position height adjustments to accommodate system with or without hinged cover. Bracket is secured to threaded rod | PC | 1 | 20 | 1 | 1 | 47.6
07498383983 | FR6ACB58M | Bracket,16mmRodTopSup4x4-6x4,FR,EA | Used to support the 6x4 and 4x4 systems from any new threaded rod extending down directly from the ceiling, grid, or ladder rack system. Two position height adjustments to accommodate system with or without hinged cover. Bracket is secured to threaded rod | PC | 1 | 20 | 1 | 1 | 44.5
07498379924 | FR6ALB | Bracket,Adj.Ladder,for 4x4-6x4 FR,EA | The steel ladder bracket is used in cable routing systems to support the 6x4 and 4x4 FiberRunner® Systems by directly attaching to any 0.375 inch L x 1.5 inch H (9.5mm x 38.1mm) or 0.375 inch L x 2 inch H (9.5mm x 50.8mm) ladder rack rails. It does not re | PC | 1 | 10 | 1 | 1 | 89.86
07498383971 | FR6CS12 | Bracket,1/2"RodCtrSupport,4x4-6x4,EA | Used to support the 6x4 and 4x4 systems from below with new threaded rod. Bracket is secured to threaded rod with two nuts. The pre-assembled slide clamps enable fast assembly to channel. Use 7/16in nut driver on slide clamps. Also can be secured directly | PC | 1 | 20 | 1 | 1 | 57.18
07498383972 | FR6CS12M | Bracket,12mmRodCtrSupport,4x4-6x4,EA | The FiberRunner® Center Support Bracket is used to support the 6x4 and 4x4 systems from below with a new threaded rod. The center support bracket is used for a 12mm threaded rod. The bracket is secured to the threaded rod with two nuts. It can also be sec | PC | 1 | 20 | 1 | 1 | 57.18
07498383973 | FR6CS58 | Bracket,5/8"RodCtrSupport,4x4-6x4,EA | Used to support the 6x4 and 4x4 systems from below with new threaded rod. Bracket is secured to threaded rod with two nuts. The pre-assembled slide clamps enable fast assembly to channel. Use 7/16in nut driver on slide clamps. Also can be secured directly | PC | 1 | 20 | 1 | 1 | 57.18
07498383974 | FR6CS58M | Bracket,16mmRodCtrSupport,4x4-6x4,EA | Used to support the 6x4 and 4x4 systems from below with new threaded rod. Bracket is secured to threaded rod with two nuts. The pre-assembled slide clamps enable fast assembly to channel. Use 7/16in nut driver on slide clamps. Also can be secured directly | PC | 1 | 20 | 1 | 1 | 57.18
07498379922 | FR6LB | Bracket,L Wall Mount,4x4-6x4,EA | The FiberRunner® L Wall Mount Cabinet Bracket is used to support the 6x4 and 4x4 systems. It can be attached to a wall or the front or back of an equipment rack. The pre-assembled slide clamps enable fast assembly to the channel. | PC | 1 | 10 | 1 | 1 | 39.24
07498379920 | FR6LRB | Bracket,3/8"Rod,1 1/2"-2"LadderR,EA | Used to support the 6x4 and 4x4 systems attaching directly to any 3/8 (9.5mm) x 1 1/2" (38.1mm) or 3/8" (9.5mm) x 2" (50.8mm) ladder rack rail. No threaded rod required. The pre-assembled slide clamps enable fast assembly to channel. Use 7/16" nut driver | PC | 1 | 10 | 1 | 1 | 65.6
07498383962 | FR6RMBEIA | Bracket,EIA/TIA,4x4-6x4,EA | Used to support the 6x4 and 4x4 systems attaching to the top of an equipment rack. Contains hardware to mount to the top of EIA/TIA equipment racks. No threaded rod required. The pre-assembled slide clamps enable fast assembly to channel. Use 7/16" nut dr | PC | 1 | 1 | 1 | 1 | 43.4
07498385283 | FR6TB12 | Bracket,1/2"Rod,Trapeze,4x4-6x4,EA | Used to support the 6x4 and 4x4 systems by spanning two threaded rod drops. Can be installed from above or below. Bracket is secured to each threaded rod with two nuts. The pre-assembled slide clamp enables fast assembly to channel. Use 7/16in nut driver | PC | 1 | 20 | 1 | 1 | 63.46
07498385284 | FR6TB12M | Bracket,12mmRod,Trapeze,4x4-6x4,EA | Used to support the 6x4 and 4x4 systems by spanning two threaded rod drops. Can be installed from above or below. Bracket is secured to each threaded rod with two nuts. The pre-assembled slide clamp enables fast assembly to channel. Use 7/16in nut driver | PC | 1 | 20 | 1 | 1 | 63.46
07498385281 | FR6TB38 | Bracket,5/8"Rod,Trapeze,4x4-6x4,EA | Used to support the 6x4 and 4x4 systems by spanning two threaded rod drops. Can be installed from above or below. Bracket is secured to each threaded rod with two nuts. The pre-assembled slide clamp enables fast assembly to channel. Use 7/16in nut driver | PC | 1 | 20 | 1 | 1 | 63.46
07498379916 | FR6TRBE12 | Bracket,1/2"Rod,QuickLock,4x4-6x4,EA | The FiberRunner® QuikLock™ Existing Threaded Rod Bracket is used to support the 6x4 and 4x4 systems from an existing threaded rod installation. It can be secured to a threaded rod with two split nuts. It is used for a 0.5 inch threaded rod. The pre-assemb | PC | 1 | 20 | 1 | 1 | 57.18
07498382966 | FR6TRBE12M | Bracket,12mmRod,QuickLock,4x4-6x4,EA | Used to support the 6x4 and 4x4 systems from existing threaded rod installations. Bracket is secured to threaded rod with two split nuts. The pre-assembled slide clamps enable fast assembly to channel. Use 7/16" nut driver on slide clamps, For 12mm Thread | PC | 1 | 20 | 1 | 1 | 57.18
07498379917 | FR6TRBE58 | Bracket,5/8"Rod,QuickLock,4x4-6x4,EA | Used to support the 6x4 and 4x4 systems from existing threaded rod installations. Bracket is secured to threaded rod with two split nuts. The pre-assembled slide clamps enable fast assembly to channel. Use 7/16" nut driver on slide clamps, For 5/8" Thread | PC | 1 | 20 | 1 | 1 | 57.18
07498382967 | FR6TRBE58M | Bracket,16mmRod,QuickLock,4x4-6x4,EA | Used to support the 6x4 and 4x4 systems from existing threaded rod installations. Bracket is secured to threaded rod with two split nuts. The pre-assembled slide clamps enable fast assembly to channel. Use 7/16" nut driver on slide clamps, For 16mm Thread | PC | 1 | 20 | 1 | 1 | 57.18
07498379918 | FR6TRBN12 | Bracket,New1/2"Rod,QuickLock,4x4-6x4,EA | The FiberRunner® QuikLock™ New Threaded Rod Bracket is used to support the 6x4 and 4x4 systems from any new threaded rod installation. It is secured to a threaded rod with two split nuts. It is used for a 0.5 inch threaded rod. The pre-assembled slide cla | PC | 1 | 20 | 1 | 1 | 39.36
07498379919 | FR6TRBN58 | Bracket,New5/8"Rod,QuickLock,4x4-6x4,EA | The FiberRunner® QuikLock™ New Threaded Rod Bracket is used to support the 6x4 and 4x4 systems from any new threaded rod installation. It is secured to a threaded rod with two split nuts. It is used for a 0.625 inch threaded rod. The pre-assembled slide c | PC | 1 | 20 | 1 | 1 | 39.36
07498379921 | FR6USB | Bracket,UnderfloorPedestal,4x4-6x4,EA | Used to support the 6x4 and 4x4 systems by attaching to underfloor pedestals. (Contains all necessary hardware.) Use on pedestals up to 1" in diameter. The pre-assembled slide clamps enable fast assembly to channel. Use 7/16" nut driver on slide clamps. | PC | 1 | 1 | 1 | 1 | 62.74
07498378400 | FR6X4BL6 | FiberRunner,Channel,6x4,BL,6Ft | The FiberRunner® 6x4 Channel can be used with fittings and brackets to design a routing system to separate, route, and protect fiber optic and high-performance copper cables. The cable routing channel accepts cable retainers or a hinged cover. | FT | 1 | 36 | 6 | 1 | 29.24
07498378399 | FR6X4YL6 | FiberRunner,Channel,6x4,YL,6Ft | The FiberRunner® 6x4 Channel can be used with fittings and brackets to design a routing system to separate, route, and protect fiber optic and high-performance copper cables. The cable routing channel accepts cable retainers or a hinged cover. | FT | 1 | 36 | 6 | 1 | 29.24
07498383089 | FR716DR | Tool, 7/16 Inches Nut Driver,EA | 7/16" nut driver for use with the FiberRunner®, GridRunner™, and Wyr-Grid™ Systems. | PC | 1 | 1 | 1 | 1 | 23.88
61305676755 | FRA2X2LYL | Fitting and Cover, Horizontal 90o Angle, | The FiberRunner® 2x2 Horizontal Right-Angle Fitting attaches to a channel to create a 90° horizontal turn from a straight horizontal run. The cover is included. | PC | 1 | 5 | 1 | 1 | 137.06
07498383544 | FRADC12X4BL | FR,Fitting,Adapter,12x4-12x4,BL,EA | The fitting transitions from ADC's 12x4 FiberGuide System to the Panduit 12x4 FiberRunner® System. It is black and made of metal. Attachment hardware is included. | PC | 1 | 1 | 1 | 1 | 83.46
07498384375 | FRADC4X4BL | FR,Fitting,Adapter,4x4-4x4,BL,EA | Fitting that transitions from ADC's 4x4 FiberGuide System to 4x4 FiberRunner® System. Fitting has a black finish and is made from metal. Attachment hardware is included. | PC | 1 | 1 | 1 | 1 | 69.6
07498379945 | FRADC6X4YL | FR,Fitting,Adapter,6x4-6x4,YL,EA | Fitting that transitions from ADC's 6x4 FiberGuide System to 6x4 FiberRunner® System. Bolts release using 3/8" nut driver to allow coupler to be removed, if necessary. | PC | 1 | 1 | 1 | 1 | 35
07498381123 | FRB9R7-R7M02 | OS2,12-Fiber,RndRef,PLEM,StdIL,2M | OS2 12 fiber, round reference cable assembly, plenum (OFNP) rated, PanMPO female to PanMPO female, Method A, Std IL | PC | 1 | 1 | 1 | 1 | 838.52
07498345128 | FRBC12X4BL-X | Fiberrunner,Coupler,12"x4",BL,PK10 | Pre-assembled coupler quickly joins two sections of channel and/or fittings. Mechanically attaches without tightening bolts. Bolts release using 3/8" nut driver to allow coupler to be removed if necessary, Black, 10 pc. | PC | 1 | 10 | 10 | 1 | 55.86
61305676373 | FRBC12X4LBL | Coupler, 12" x 4" (300mm x 100mm), Fiber | The FiberRunner® 12x4 QuikLock™ Coupler quickly joins two sections of channel and/or fittings. The coupler delivers fast installations due to toolless installation. | PC | 1 | 10 | 1 | 1 | 61.44
61305676372 | FRBC12X4LYL | Coupler, 12" x 4" (300mm x 100mm), Fiber | The FiberRunner® 12x4 QuikLock™ Coupler quickly joins two sections of channel and/or fittings. The coupler delivers fast installations due to toolless installation. | PC | 1 | 10 | 1 | 1 | 61.44
07498344963 | FRBC12X4YL-X | Fiberrunner,Coupler,12"x4",YL,PK10 | Pre-assembled coupler quickly joins two sections of channel and/or fittings. Mechanically attaches without tightening bolts. Bolts release using 3/8" nut driver to allow coupler to be removed if necessary, Yellow, 10 pc. | PC | 1 | 10 | 10 | 1 | 55.86
61305676761 | FRBC24X4LYL | Coupler, 24" x 4" (600mm x 100mm), Fiber | Pre-assembled 24in x 4in QuikLock™ coupler quickly joins two sections of channel and/or fittings. Mechanically attaches without tightening bolts. Bolts release using 3/8in nut driver to allow coupler to be removed if necessary, Yellow, 1 piece. | PC | 1 | 10 | 1 | 1 | 159.2
07498345118 | FRBC4X4BL-E | Fiberrunner,Coupler,4"x4",BL,PK20 | Pre-assembled 4in x 4in QuikLock™ coupler quickly joins two sections of channel and/or fittings. Mechanically attaches without tightening bolts. Bolts release using 3/8in nut driver to allow coupler to be removed if necessary, Black, 20 pieces. | PC | 1 | 20 | 20 | 1 | 31.86
61305676863 | FRBC4X4LBL | Coupler, 4" x 4" (100mm x 100mm), FiberR | Pre-assembled 4in x 4in QuikLock™ coupler quickly joins two sections of channel and/or fittings. Mechanically attaches without tightening bolts. Bolts release using 3/8in nut driver to allow coupler to be removed if necessary, Black, 1 piece. | PC | 1 | 5 | 1 | 1 | 35.04
61305676865 | FRBC4X4LYL | Coupler, 4" x 4" (100mm x 100mm), FiberR | The FiberRunner® 4x4 QuikLock™ Coupler quickly joins two sections of channels and/or fittings. The coupler delivers fast installations due to toolless installation. | PC | 1 | 10 | 1 | 1 | 36.5
61305676866 | FRBC4X4LYL-E | Coupler, 4" x 4" (100mm x 100mm), FiberR | Pre-assembled 4in x 4in QuikLock™ coupler quickly joins two sections of channel and/or fittings. Mechanically attaches without tightening bolts. Bolts release using 3/8in nut driver to allow coupler to be removed if necessary, Yellow, 20 pieces. | PC | 1 | 20 | 20 | 1 | 35.04
07498345119 | FRBC6X4BL-E | Fiberrunner,Coupler,6"x4",BL,PK20 | Pre-assembled 6in x 4in QuikLock™ coupler quickly joins two sections of channel and/or fittings. Mechanically attaches without tightening bolts. Bolts release using 3/8in nut driver to allow coupler to be removed if necessary, Black, 20 pieces. | PC | 1 | 20 | 20 | 1 | 31.86
61305676375 | FRBC6X4LBL | Coupler, 6" x 4" (150mm x 100mm), FiberR | The FiberRunner® 6x4 QuikLock™ Coupler quickly joins two sections of channel and/or fittings. The coupler delivers fast installations due to toolless installation. | PC | 1 | 10 | 1 | 1 | 35.04
61305676374 | FRBC6X4LYL | Coupler, 6" x 4" (150mm x 100mm), FiberR | The FiberRunner® 6x4 QuikLock™ Coupler quickly joins two sections of channel and/or fittings. The coupler delivers fast installations due to toolless installation. | PC | 1 | 10 | 1 | 1 | 35.04
07498345116 | FRBC6X4YL-E | Fiberrunner,Coupler,6"x4",YL,PK20 | Pre-assembled 6in x 4in QuikLock™ coupler quickly joins two sections of channel and/or fittings. Mechanically attaches without tightening bolts. Bolts release using 3/8in nut driver to allow coupler to be removed if necessary, Yellow, 20 pieces. | PC | 1 | 20 | 20 | 1 | 31.86
07498375099 | FRBXR7-R7M02 | OM3,12-Fiber,RndRef,PLEM,StdIL,2M | OM3 12 fiber, round reference cable assembly, plenum (OFNP) rated, PanMPO female to PanMPO female, Method A, Std IL | PC | 1 | 1 | 1 | 1 | 838.52
61305676414 | FRCR12LBL-X | Cable Retainer, 12" x 4" (300mm x 100mm) | The FiberRunner® 12x4 Cable Retainer holds cable in the channel when the cover is not used. This includes 10 cable retainers per package. | PC | 1 | 10 | 10 | 1 | 6.98
61305676868 | FRCR4LBL-X | Cable Retainer, 4" x 4" (100mm x 100mm), | The FiberRunner® 4x4 Cable Retainer holds cable in the channel when cover is not used. It is 100mm x 100mm. This includes 10 per package. | PC | 1 | 10 | 10 | 1 | 3.72
61305676869 | FRCR6LBL-X | Cable Retainer, 6" x 4" (150mm x 100mm), | The FiberRunner® 6x4 Cable Retainer holds cable in the channel when cover is not used. It is 150mm x 100mm. This includes 10 per package. | PC | 1 | 10 | 10 | 1 | 3.94
61305674776 | FRCUTTFXT | FIBER RUNNER CUT-IN TEE FIXTURE |  | PC | 1 | 1 | 1 | 1 | 798.04
61305674775 | FRCUTTSB6X4YL | FiberRunner Cut In Tee 6x4 with Supporti | FiberRunner 6X4 Cut in Tee | PC | 1 | 20 | 1 | 1 | 409.5
07498323113 | FRCV24BL10 | FiberRunner,Cover,12x4,BL,PK10 | Optional snap-on cover for channel FR24X4BL10. Supplied in four 30 long pieces. | FT | 1 | 10 | 10 | 2 | 69.32
07498323114 | FRCV24YL10 | FiberRunner,Cover,12x4,YL,PK10 | Optional snap-on cover for channel FR24X4YL10. Supplied in four 30 long pieces. | FT | 1 | 10 | 10 | 2 | 66.02
61305676871 | FRDDS6X4LBL | Fitting, Dual Downspout W/Throat Covers, | The FiberRunner® 6x4 Dual Downspout attaches to a 6x4 channel and/or fitting to create two 90° 4x4 downward transitions from a horizontal run. The fitting maintains a 2 inch bend radius control throughout the transition to the vertical downspouts. It incl | PC | 1 | 1 | 1 | 1 | 337.9
61305676870 | FRDDS6X4LYL | Fitting, Dual Downspout W/Throat Covers, | The FiberRunner® 6x4 Dual Downspout attaches to a 6x4 channel and/or fitting to create two 90° 4x4 downward transitions from a horizontal run. The fitting maintains a 2 inch bend radius control throughout the transition to the vertical downspouts. It incl | PC | 1 | 5 | 1 | 1 | 337.9
07498345070 | FRDDSHC6BL | FR,Fitting,DualDownspoutCvr,6x4,BL,EA | Used to fully enclose the 6x4 dual downspout fitting FRDDS6X4BL. Cover is attached to the fitting base with three hinge clips. The hinge clips allow the hinged cover to rotate to a fully closed position and an open position greater than 90°, Black. | PC | 1 | 1 | 1 | 1 | 98.3
61305676874 | FRDDSHC6LBL | Fitting, Dual Downspout Cover, 6" x 4" ( | The FiberRunner® is used to fully enclose the 6x4 dual downspout fitting FRDDS6X4LBL. The cover is attached to the fitting base with three hinge clips. The hinge clips allow the hinged cover to rotate to a fully closed position and an open position greate | PC | 1 | 1 | 1 | 1 | 108.12
61305676873 | FRDDSHC6LYL | Fitting, Dual Downspout Cover, 6" x 4" ( | The FiberRunner® is used to fully enclose the 6x4 dual downspout fitting FRDDS6X4LYL. The cover is attached to the fitting base with three hinge clips. The hinge clips allow the hinged cover to rotate to a fully closed position and an open position greate | PC | 1 | 1 | 1 | 1 | 108.12
61305676405 | FREC12X4LBL | Fitting, End Cap, 12" x 4" (300mm x 100m | The FiberRunner® 12x4 End Cap Fitting is used for closing off open ends of the channel or fittings. The end caps assist in creating a structure that protects fiber optic and high-performance copper data cabling from physical damage. | PC | 1 | 5 | 1 | 1 | 33.34
61305676404 | FREC12X4LYL | Fitting, End Cap, 12" x 4" (300mm x 100m | The FiberRunner® 12x4 End Cap Fitting is used for closing off open ends of the channel or fittings. The end caps assist in creating a structure that protects fiber optic and high-performance copper data cabling from physical damage. | PC | 1 | 5 | 1 | 1 | 33.34
61305676878 | FREC24X4LBL | Fitting, End Cap, 24" x 4" (600mm x 100m | The FiberRunner® 24x4 End Cap Fitting is used for closing off open ends of the channel or fittings. The end caps assist in creating a structure that protects fiber optic and high-performance copper data cabling from physical damage. | PC | 1 | 1 | 1 | 1 | 76.16
61305676877 | FREC24X4LYL | Fitting, End Cap, 24" x 4" (600mm x 100m | The FiberRunner® 24x4 End Cap Fitting is used for closing off open ends of the channel or fittings. The end caps assist in creating a structure that protects fiber optic and high-performance copper data cabling from physical damage. | PC | 1 | 1 | 1 | 1 | 76.16
61305676880 | FREC4X4LBL | Fitting, End Cap, 4" x 4" (100mm x 100mm | The FiberRunner® 4x4 End Cap Fitting is used for closing off open ends of the channel or fittings. The end caps assist in creating a structure that protects fiber optic and high-performance copper data cabling from physical damage. | PC | 1 | 5 | 1 | 1 | 16.56
61305676882 | FREC4X4LYL | Fitting, End Cap, 4" x 4" (100mm x 100mm | The FiberRunner® 4x4 End Cap Fitting is used for closing off open ends of the channel or fittings. The end caps assist in creating a structure that protects fiber optic and high-performance copper data cabling from physical damage. | PC | 1 | 5 | 1 | 1 | 16.56
61305676381 | FREC6X4LBL | Fitting, End Cap, 6" x 4" (150mm x 100mm | The FiberRunner® 6x4 End Cap Fitting is used for closing off open ends of the channel or fittings. The end caps assist in creating a structure that protects fiber optic and high-performance copper data cabling from physical damage. | PC | 1 | 5 | 1 | 1 | 17.72
61305676380 | FREC6X4LYL | Fitting, End Cap, 6" x 4" (150mm x 100mm | The FiberRunner® 6x4 End Cap Fitting is used for closing off open ends of the channel or fittings. The end caps assist in creating a structure that protects fiber optic and high-performance copper data cabling from physical damage. | PC | 1 | 20 | 1 | 1 | 17.72
61305676411 | FRFWC12X4LBL | Fitting, 4-Way Cross, 12x4 (300mm x 100m | The FiberRunner® 12x4 4-Way Cross Fitting attaches to 12x4 channels and/or fittings to create a horizontal 4-way cross intersection with two 12x4 exits. | PC | 1 | 1 | 1 | 1 | 466.46
61305676410 | FRFWC12X4LYL | Fitting, 4-Way Cross, 12x4 (300mm x 100m | The FiberRunner® 12x4 4-Way Cross Fitting attaches to 12x4 channels and/or fittings to create a horizontal 4-way cross intersection with two 12x4 exits. | PC | 1 | 5 | 1 | 1 | 466.46
61305676886 | FRFWC12X4W4LBL | Fitting, 4-Way Cross, 12" x 4" (300mm x | The FiberRunner® 12x4 4-Way Cross Fitting attaches to 12x4 channel and/or fittings to create a horizontal 4-way cross intersection with two 4x4 exits. | PC | 1 | 1 | 1 | 1 | 399.52
61305676885 | FRFWC12X4W4LYL | Fitting, 4-Way Cross, 12" x 4" (300mm x | The FiberRunner® 12x4 4-Way Cross Fitting attaches to 12x4 channel and/or fittings to create a horizontal 4-way cross intersection with two 4x4 exits. | PC | 1 | 1 | 1 | 1 | 399.52
61305676418 | FRFWC12X4W6LBL | Fitting, 4-Way Cross, 12" x 4" (300mm x | The FiberRunner® 12x4 4-Way Cross Fitting attaches to 12x4 channel and/or fittings to create a horizontal 4-way cross intersection with two 6x4 exits. | PC | 1 | 1 | 1 | 1 | 399.52
61305676417 | FRFWC12X4W6LYL | Fitting, 4-Way Cross, 12" x 4" (300mm x | The FiberRunner® 12x4 4-Way Cross Fitting attaches to 12x4 channel and/or fittings to create a horizontal 4-way cross intersection with two 6x4 exits. | PC | 1 | 5 | 1 | 1 | 399.52
61305676893 | FRFWC24X4LBL | Fitting, 4-Way Cross, 24x4 (600mm x 100m | The FiberRunner® 24x4 4-Way Cross Fitting attaches to 24x4 channel and/or fittings to create a horizontal 4-way cross intersection with two 24x4 exits. | PC | 1 | 1 | 1 | 1 | 1088.1
61305676892 | FRFWC24X4LYL | Fitting, 4-Way Cross, 24x4 (600mm x 100m | The FiberRunner® 24x4 4-Way Cross Fitting attaches to 24x4 channel and/or fittings to create a horizontal 4-way cross intersection with two 24x4 exits. | PC | 1 | 1 | 1 | 1 | 1088.1
61305676890 | FRFWC24X4W12LBL | Fitting, Four Way Cross, 24x4, (600mm x1 | The FiberRunner® 24x4 4-Way Cross Fitting attaches to 24x4 channel and/or fittings to create a horizontal 4-way cross intersection with two 12x4 exits. | PC | 1 | 1 | 1 | 1 | 932.68
61305676889 | FRFWC24X4W12LYL | Fitting, Four Way Cross, 24x4, (600mm x1 | The FiberRunner® 24x4 4-Way Cross Fitting attaches to 24x4 channel and/or fittings to create a horizontal 4-way cross intersection with two 12x4 exits. | PC | 1 | 1 | 1 | 1 | 932.68
07498345092 | FRFWC4X4BL | FR,Fitting,4-WayCross,4"x4",BL,EA | Attaches to 4x4 channel and/or fittings to create a horizontal four way cross intersection. Accepts optional split cover FRFWCSC4BL. | PC | 1 | 1 | 1 | 1 | 320.28
61305676896 | FRFWC4X4LBL | Fitting, 4-Way Cross, 4" x 4" (100mm x 1 | The FiberRunner® 4x4 4-Way Cross Fitting attaches to 4x4 channel and/or fittings to create a horizontal 4-way cross intersection with two 4x4 exits. | PC | 1 | 1 | 1 | 1 | 352.3
61305676895 | FRFWC4X4LYL | Fitting, 4-Way Cross, 4" x 4" (100mm x 1 | The FiberRunner® 4x4 4-Way Cross Fitting attaches to 4x4 channel and/or fittings to create a horizontal 4-way cross intersection with two 4x4 exits. | PC | 1 | 5 | 1 | 1 | 352.3
61305676395 | FRFWC6X4LBL | Fitting, 4-Way Cross, 6" x 4" (150mm x 1 | The FiberRunner® 6x4 4-Way Cross Fitting attaches to 6x4 channels and/or fittings to create a horizontal 4-way cross intersection with two 6x4 exits. | PC | 1 | 1 | 1 | 1 | 371.98
61305676394 | FRFWC6X4LYL | Fitting, 4-Way Cross, 6" x 4" (150mm x 1 | The FiberRunner® 6x4 4-Way Cross Fitting attaches to 6x4 channels and/or fittings to create a horizontal 4-way cross intersection with two 6x4 exits. | PC | 1 | 5 | 1 | 1 | 371.98
07498321889 | FRFWCCV24BL | FR,Cover,4-Way Cross,24x4,BL,EA | Optional cover for the four way cross fitting FRFWC24X4BL. Snap-on feature allows cover to be installed and removed with no tools required. | PC | 1 | 1 | 1 | 1 | 512.74
07498322998 | FRFWCCV24W12BL | FR,Cvr,4-WCross,24x4,12"Exits,BL,EA | Optional cover for the four way cross fitting FRFWC24X4W12BL. Cover can be installed and removed with no tools required. | PC | 1 | 1 | 1 | 1 | 450.72
07498323003 | FRFWCCV24W12YL | FR,Cvr,4-WCross,24x4,12"Exits,YL,EA | Optional cover for the four way cross fitting FRFWC24X4W12YL. Cover can be installed and removed with no tools required. | PC | 1 | 1 | 1 | 1 | 450.72
07498322942 | FRFWCCV24YL | FR,Cover,4-Way Cross,24x4,YL,EA | Optional cover for the four way cross fitting FRFWC24X4YL. Snap-on feature allows cover to be installed and removed with no tools required. | PC | 1 | 1 | 1 | 1 | 512.74
61305676903 | FRFWCSC12LBL | Split Cover, 4-Way Cross, 12" x 4" (300m | The FiberRunner® 12x4 4-Way Cross Cover is for the 4-way cross fitting. The cover creates openings for easy access to add or remove cables. | PC | 1 | 1 | 1 | 1 | 241.84
61305676902 | FRFWCSC12LYL | Split Cover, 4-Way Cross, 12" x 4" (300m | The FiberRunner® 12x4 4-Way Cross Cover is for the 4-way cross fitting. The cover creates openings for easy access to add or remove cables. | PC | 1 | 1 | 1 | 1 | 241.84
07498311827 | FRFWCSC12W4BL | FR,Cvr,4-WCross,12x4,w/4"Exits,BL,EA | Optional split cover for the four way cross fitting FRFWC12X4W4BL. Snap-on feature allows cover to be installed and removed with no tools required. Creates radiused 3/4 (19mm) opening for easy access to add or remove cables. | PC | 1 | 1 | 1 | 1 | 193.1
07498311826 | FRFWCSC12W4YL | FR,Cvr,4-WCross,12x4,w/4"Exits,YL,EA | Optional split cover for the four way cross fitting FRFWC12X4W4YL. Snap-on feature allows cover to be installed and removed with no tools required. Creates radiused 3/4 (19mm) opening for easy access to add or remove cables. | PC | 1 | 1 | 1 | 1 | 193.1
61305676900 | FRFWCSC12W6LBL | Split Cover, 4-Way Cross, 12" x 4" w/6" | The FiberRunner® 12x4 4-Way Cross Cover with 6-inch exits is for the 4-way cross fitting. The cover creates openings for easy access to add or remove cables. | PC | 1 | 1 | 1 | 1 | 212.42
61305676899 | FRFWCSC12W6LYL | Split Cover, 4-Way Cross, 12" x 4" w/6" | The FiberRunner® 12x4 4-Way Cross Cover with 6-inch exits is for the 4-way cross fitting. The cover creates openings for easy access to add or remove cables. | PC | 1 | 1 | 1 | 1 | 212.42
61305676906 | FRFWCSC4LBL | Split Cover, 4-Way Cross, 4" x 4" (100m | The FiberRunner® 4x4 4-Way Cross Cover is for the 4-way cross fitting. The cover creates openings for easy access to add or remove cables. | PC | 1 | 1 | 1 | 1 | 113
61305676905 | FRFWCSC4LYL | Split Cover, 4-Way Cross, 4" x 4" (100mm | The FiberRunner® 4x4 4-Way Cross Cover is for the 4-way cross fitting. The cover creates openings for easy access to add or remove cables. | PC | 1 | 5 | 1 | 1 | 112.96
61305676908 | FRFWCSC6LBL | Split Cover, 4-Way Cross, 6" x 4" (150mm | The FiberRunner® 6x4 4-Way Cross Cover is for the 4-way cross fitting. The cover creates openings for easy access to add or remove cables. | PC | 1 | 1 | 1 | 1 | 135.8
61305676909 | FRFWCSC6LYL | Split Cover, 4-Way Cross, 6" x 4" (150mm | The FiberRunner® 6x4 4-Way Cross Cover is for the 4-way cross fitting. The cover creates openings for easy access to add or remove cables. | PC | 1 | 5 | 1 | 1 | 135.8
61305676420 | FRH4512X4LBL | Fitting, Horizontal 45o Angle, 12" x 4" | The FiberRunner® 12x4 Horizontal Fitting attaches to a 12x4 channel and/or fittings to create a 45° horizontal turn from a straight horizontal run. | PC | 1 | 1 | 1 | 1 | 243.14
61305676419 | FRH4512X4LYL | Fitting, Horizontal 45o Angle, 12" x 4" | The FiberRunner® 12x4 Horizontal Fitting attaches to a 12x4 channel and/or fittings to create a 45° horizontal turn from a straight horizontal run. | PC | 1 | 1 | 1 | 1 | 243.14
61305676913 | FRH4524X4LBL | Fitting, Horizontal 45 Degree, 24x4, (60 | The FiberRunner® 24x4 Horizontal Fitting attaches to a 24x4 channel and/or fittings to create a 45° horizontal turn from a straight horizontal run. | PC | 1 | 1 | 1 | 1 | 568.26
61305676912 | FRH4524X4LYL | Fitting, Horizontal 45 Degree, 24x4, (60 | The FiberRunner® 24x4 Horizontal Fitting attaches to a 24x4 channel and/or fittings to create a 45° horizontal turn from a straight horizontal run. | PC | 1 | 5 | 1 | 1 | 568.26
61305676915 | FRH454X4LBL | Fitting, Horizontal 45o Angle, 4" x 4" ( | The FiberRunner® 4x4 Horizontal Fitting attaches to a 4x4 channel and/or fittings to create a 45° horizontal turn from a straight horizontal run. | PC | 1 | 1 | 1 | 1 | 116.14
61305676916 | FRH454X4LYL | Fitting, Horizontal 45o Angle, 4" x 4" ( | The FiberRunner® 4x4 Horizontal Fitting attaches to a 4x4 channel and/or fittings to create a 45° horizontal turn from a straight horizontal run. | PC | 1 | 1 | 1 | 1 | 116.08
61305676917 | FRH456X4LYL | Fitting, Horizontal 45o Angle, 6" x 4" ( | The FiberRunner® 6x4 Horizontal Fitting attaches to a 6x4 channel and/or fittings to create a 45° horizontal turn from a straight horizontal run. | PC | 1 | 1 | 1 | 1 | 135.8
61305676918 | FRH45CV24LYL | Cover,Horizontal 45 Degree 24x4 (600mmx1 | The FiberRunner® 24x4 Horizontal Cover creates openings for easy access to add or remove cables. | PC | 1 | 1 | 1 | 1 | 364.9
61305676919 | FRH45SC12LBL | Split Cover, Horizontal 45o, 12" x 4" (3 | The FiberRunner® 12x4 Horizontal Cover creates openings for easy access to add or remove cables. | PC | 1 | 1 | 1 | 1 | 156.14
61305676920 | FRH45SC12LYL | Split Cover, Horizontal 45o, 12" x 4" (3 | The FiberRunner® 12x4 Horizontal Cover creates openings for easy access to add or remove cables. | PC | 1 | 1 | 1 | 1 | 156.14
61305676921 | FRH45SC4LBL | Split Cover, Horizontal 45o, 4" x 4" (10 | The FiberRunner® 4x4 Horizontal Cover creates openings for easy access to add or remove cables. | PC | 1 | 1 | 1 | 1 | 86.82
61305676922 | FRH45SC4LYL | Split Cover, Horizontal 45o, 4" x 4" (10 | The FiberRunner® 4x4 Horizontal Cover creates openings for easy access to add or remove cables. | PC | 1 | 1 | 1 | 1 | 86.8
07498345060 | FRH45SC6BL | FR,SplitCover,Horz45°,6"x4",BL,EA | Optional split cover for the horizontal 45° angle fitting FRH456X4BL. Snap-on feature allows cover to be installed and removed with no tools required. Creates radiused 3/4 (19mm) opening for easy access to add or remove cables. | PC | 1 | 1 | 1 | 1 | 105.56
61305676924 | FRH45SC6LYL | Split Cover, Horizontal 45o, 6" x 4" (15 | The FiberRunner® 6x4 Horizontal Cover creates openings for easy access to add or remove cables. | PC | 1 | 1 | 1 | 1 | 116.14
07498332084 | FRH6S1-R5M02 | HYDRA REF CBL ASSMY, 62.5µm OM1, STD GR | Hydra Reference Cable Assembly, 62.5µ m, OM1, Standard Grade LC to Reference Grade MTP Female, 2mm jacketed cable | PC | 1 | 1 | 1 | 1 | 923.62
07498332086 | FRH6S1-R6M02 | HYDRA REF CBL ASSMY, 62.5µm OM1, STD G | Hydra Reference Cable Assembly, 62.5µ m, OM1, Standard Grade LC to Reference Grade MTP Male, 2mm jacketed cables | PC | 1 | 1 | 1 | 1 | 923.62
07498332088 | FRH6S3-R5M02 | HYDRA REF CBL ASSMY, 62.5µm, OM1, STD G | Hydra Reference Cable Assembly, 62.5µm, OM1, Standard Grade SC to Reference Grade MTP Female, 2mm jacketed cables | PC | 1 | 1 | 1 | 1 | 923.62
07498332090 | FRH6S3-R6M02 | HYDRA REF CBL ASSMY, 62.5µm, OM3, STD G | Hydra Reference Cable Assembly, 62.5µm, OM1, Standard Grade SC to Reference Grade MTP Male, 2mm jacketed cables | PC | 1 | 1 | 1 | 1 | 923.62
07498332092 | FRH9S1-R5M02 | Hydra Ref Cbl Assmy, 9µm, singlmode, St | Hydra Reference Cable Assembly, 9µm, SM, Standard Grade LC to Reference Grade MTP Female, 2mm jacketed cables | PC | 1 | 1 | 1 | 1 | 1003.94
07498332093 | FRH9S1-R6M02 | Hydra Ref Cbl Assmy, 9µm, singlmode, St | Hydra Reference Cable Assembly, 9µm, SM, Standard Grade LC to Reference Grade MTP Male, 2mm jacketed cables | PC | 1 | 1 | 1 | 1 | 1003.94
07498345021 | FRHC12BL6 | FiberRunner,Cover,12x4,BL,6Ft | Optional snap-on hinged cover for channel FR12X4BL6. Can be folded down for height restricted areas. | FT | 1 | 6 | 6 | 1 | 31.2
07498383504 | FRHC12YL6 | FiberRunner,Cover,12x4,YL,6Ft | The FiberRunner® Snap-On Hinged Cover is designed to be used in a cable routing system that uses the 12x4 channel. This snap-on hinged cover features a hinge that enables the positioning of the cover at angles between 30° and 90°. | FT | 1 | 24 | 6 | 1 | 31.2
07498345083 | FRHC4BL6 | FiberRunner,Cover,4x4,BL,6Ft | Optional snap-on hinged cover for channel FR4X4BL6. Hinge feature enables positioning of cover at angles between 30° to 90°. | FT | 1 | 36 | 6 | 1 | 18.92
07498384178 | FRHC4YL2 | FiberRunner,Cover,4x4,YL,2m | Optional snap-on hinged cover for channel FR4X4YL2. Hinge feature enables positioning of cover at angles between 30° to 90°. | MR | 1 | 8 | 8 | 1 | 62
07498384144 | FRHC4YL6 | FiberRunner,Cover,4x4,YL,6Ft | Optional snap-on hinged cover for channel FR4X4YL6. Hinge feature enables positioning of cover at angles between 30° to 90°. | FT | 1 | 36 | 6 | 1 | 18.92
07498378404 | FRHC6BL6 | FiberRunner,Cover,6x4,BL,6Ft | Optional snap-on hinged cover for channel FR6X4BL6. Hinge feature enables positioning of cover at angles between 30° and 90°. | FT | 1 | 36 | 6 | 1 | 20.98
07498378403 | FRHC6YL6 | FiberRunner,Cover,6x4,YL,6Ft | The FiberRunner® Snap-On Hinged Cover is designed to be used in a cable routing system that uses the 6x4 channel. This snap-on hinged cover features a hinge that enables the positioning of the cover at angles between 30° and 90°. | FT | 1 | 36 | 6 | 1 | 20.98
07498322347 | FRHD2KTBL | FiberRunner, Kit,2"x2",BL,EA | Provides secure, accessible route for cables spilling out from a vertical tee or spill-over junction to rack mounted equipment. Kit includes 6' length of 2x2 FiberRunner® Hinged Channel H2X2BL6, 6' length of 2x2 snap-on hinged cover HC2BL6, four adjustabl | PC | 1 | 1 | 1 | 1 | 202.74
07498361627 | FRHD2KTYL | FiberRunner, Kit,2"x2",YL,EA | The FiberRunner® Vertical Cable Manager Kit provides a secure, accessible route for cables spilling out from a vertical tee or spill-over junction. The kit includes a 2x2 channel, 2x2 snap-on hinged cover, 4 adjustable Z brackets, a 2x2 end cap, 6 hinged | PC | 1 | 1 | 1 | 1 | 202.74
07498347576 | FRHD4KTBL | FiberRunner, Kit,4"x4",BL,EA | Provides secure, accessible route for cables spilling out from vertical tee to rack mounted equipment. Kit includes 6ft length of 4x4 capacity hinged duct, 6ft length of 4x4 hinged duct cover, one end cap for 4x4 hinged duct, three FZBA1.5X4 adjustable Z | PC | 1 | 1 | 1 | 1 | 242.06
61305676925 | FRHD4KTLBL | Kit, 4" x 4" (100mm x 100mm), FiberRunne | The FiberRunner® Vertical Cable Manager Kit provides a secure, accessible route for cables spilling out from a vertical tee or spill-over junction. The kit includes 4x4 capacity hinged duct, 4x4 hinged duct cover, one end cap, three adjustable Z brackets, | PC | 1 | 1 | 1 | 1 | 242.16
61305676926 | FRHD4KTLYL | Kit, 4" x 4" (100mm x 100mm), FiberRunne | The FiberRunner® Vertical Cable Manager Kit provides a secure, accessible route for cables spilling out from a vertical tee or spill-over junction. The kit includes 4x4 capacity hinged duct, 4x4 hinged duct cover, one end cap, three adjustable Z brackets, | PC | 1 | 5 | 1 | 1 | 242.06
07498347569 | FRHD4KTYL | FiberRunner, Kit,4"x4",YL,EA | The FiberRunner® Vertical Cable Manager Kit provides a secure, accessible route for cables spilling out from a vertical tee or spill-over junction. The kit includes a 4x4 channel, 4x4 snap-on hinged cover, 3 adjustable Z brackets, a 4x4 end cap, 1 adapter | PC | 1 | 1 | 1 | 1 | 242.06
07498332085 | FRHXS1-R5M02 | HYDRA REF CBL ASSMY, 50µm OM3, STD GRD | Hydra Reference Cable Assembly, 50µ m, OM3, Standard Grade LC to Reference Grade MTP Female, 2mm jacketed cable | PC | 1 | 1 | 1 | 1 | 935.44
07498332087 | FRHXS1-R6M02 | HYDRA REF CBL ASSMY, 50µm OM3, STD GRD | Hydra Reference Cable Assembly, 50µ m, OM3, Standard Grade LC to Reference Grade MTP Male, 2mm jacketed cable | PC | 1 | 1 | 1 | 1 | 935.44
07498332089 | FRHXS3-R5M02 | HYDRA REF CBL ASSMY, 50µm, OM3, STD GRD | Hydra Reference Cable Assembly, 50µm, OM3, Standard Grade SC to Reference Grade MTP Female, 2mm jacketed cables | PC | 1 | 1 | 1 | 1 | 935.44
61305676430 | FRIDT4X4LBL | Fitting, 2-Port Spillout to 1.5" (38mm) | The FiberRunner® 2-Port Spillout is used with a 4x4 fitting. The spillout is used to route cable into three separate 1.5 inch (3.8mm) diameter split corrugated tubing. | PC | 1 | 5 | 1 | 1 | 39.64
61305676429 | FRIDT4X4LYL | Fitting, 2-Port Spillout to 1.5" (38mm) | The FiberRunner® 2-Port Spillout is used with a 4x4 fitting. The spillout is used to route cable into three separate 1.5 inch (3.8mm) diameter split corrugated tubing. | PC | 1 | 20 | 1 | 1 | 39.64
61305676409 | FRIDT6X4LBL | Fitting, 3-Port Spillout to 1.5" (38mm) | The FiberRunner® 3-Port Spillout is used with a 6x4 fitting. The spillout is used to route cable into three separate 1.5 inch (3.8mm) diameter split corrugated tubing. | PC | 1 | 1 | 1 | 1 | 42.96
61305676408 | FRIDT6X4LYL | Fitting, 3-Port Spillout to 1.5" (38mm) | The FiberRunner® 3-Port Spillout is used with a 6x4 fitting. The spillout is used to route cable into three separate 1.5 inch (3.8mm) diameter split corrugated tubing. | PC | 1 | 5 | 1 | 1 | 42.96
61305680400 | FRIV4512X4LBL | Fitting and Cover, Inside Vertical 45o, |  | PC | 1 | 1 | 1 | 1 | 267.6
61305676928 | FRIV4512X4LYL | Fitting and Cover, Inside Vertical 45o, | The FiberRunner® 12x4 Inside Vertical creates a 45° upward angle from a straight horizontal run. It is used with outside vertical 45° angle fitting FROV4512X4LYL to change the level of a straight horizontal run. | PC | 1 | 5 | 1 | 1 | 294.36
61305676930 | FRIV4524X4LBL | Fitting and Cover, Inside Vertical 45o, | The FiberRunner® 24x4 Inside Vertical creates a 45° upward angle from a straight horizontal run. It is used with outside vertical 45° angle fitting FROV4524X4LBL to change the level of a straight horizontal run. | PC | 1 | 1 | 1 | 1 | 568.26
61305676929 | FRIV4524X4LYL | Fitting and Cover, Inside Vertical 45o, | The FiberRunner® 24x4 Inside Vertical creates a 45° upward angle from a straight horizontal run. It is used with outside vertical 45° angle fitting FROV4524X4LYL to change the level of a straight horizontal run. | PC | 1 | 1 | 1 | 1 | 568.26
61305676932 | FRIV454X4LBL | Fitting and Cover, Inside Vertical 45o, | The FiberRunner® 4x4 Inside Vertical creates a 45° upward angle from a straight horizontal run. It is used with outside vertical 45° angle fitting FROV454X4LBL to change the level of a straight horizontal run. | PC | 1 | 1 | 1 | 1 | 116.14
61305676934 | FRIV454X4LYL | Fitting and Cover, Inside Vertical 45o, | The FiberRunner® 4x4 Inside Vertical creates a 45° upward angle from a straight horizontal run. It is used with outside vertical 45° angle fitting FROV454X4LYL to change the level of a straight horizontal run. | PC | 1 | 5 | 1 | 1 | 116.08
61305676432 | FRIV456X4LBL | Fitting and Cover, Inside Vertical 45o, | The FiberRunner® 6x4 Inside Vertical creates a 45° upward angle from a straight horizontal run. It is used with outside vertical 45° angle fitting FROV456X4LBL to change the level of a straight horizontal run. | PC | 1 | 5 | 1 | 1 | 135.76
61305676431 | FRIV456X4LYL | Fitting and Cover, Inside Vertical 45o, | The FiberRunner® 6x4 Inside Vertical creates a 45° upward angle from a straight horizontal run. It is used with outside vertical 45° angle fitting FROV456X4LYL to change the level of a straight horizontal run. | PC | 1 | 5 | 1 | 1 | 135.76
61305676939 | FRIVRA4X4LBL | Fitting and Cover, Inside Vertical 90o, | The FiberRunner® 4x4 Inside Vertical creates a 90° upward angle from a straight horizontal run. It is used with outside vertical 90° angle fitting FROVRA4X4LBL to change the level of a straight horizontal run. | PC | 1 | 1 | 1 | 1 | 133.84
61305676941 | FRIVRA4X4LYL | Fitting and Cover, Inside Vertical 90o, | The FiberRunner® 4x4 Inside Vertical creates a 90° upward angle from a straight horizontal run. It is used with outside vertical 90° angle fitting FROVRA4X4LYL to change the level of a straight horizontal run. | PC | 1 | 1 | 1 | 1 | 133.8
61305676942 | FRIVRA6X4LBL | Fitting and Cover, Inside Vertical 90o, | The FiberRunner® 6x4 Inside Vertical creates a 90° upward angle from a straight horizontal run. It is used with outside vertical 90° angle fitting FROVRA6X4LBL to change the level of a straight horizontal run. | PC | 1 | 1 | 1 | 1 | 156.14
61305676943 | FRIVRA6X4LYL | Fitting and Cover, Inside Vertical 90o, | The FiberRunner® 6x4 Inside Vertical creates a 90° upward angle from a straight horizontal run. It is used with outside vertical 90° angle fitting FROVRA6X4LYL to change level of a straight horizontal run. | PC | 1 | 5 | 1 | 1 | 156.12
61305676945 | FRLPR42LBL | Fitting, Low Profile Reducer from 4" x 4 | The FiberRunner® Reducer is assembled into the 6x4 or 4x4 vertical tee. It allows for the transition to 2x2 FiberRunner® Channel with minimal space required. | PC | 1 | 1 | 1 | 1 | 67.04
07498344707 | FRLPR64BL | FR,Fitting,LowProReducer,6x4-4x4,BL,EA | Assembled into the 12x4 vertical tee FRVT12X4YL. Allows for the transition to 4x4 Fiber-Duct™ Channel with minimal space required. No tools required for assembly. Black color only. | PC | 1 | 1 | 1 | 1 | 124.66
07498307901 | FRME1U | Opticom RM ENCL,STL,1RU,3Port,F/R,BLK,EA | The Panduit® Opticom® Rack Mount Fiber Enclosure ensures network reliability by housing, organizing, managing and protecting up to 72 fiber optic cable terminations, splices, connectors and patch cords. The FRME1U is black, made of steel and uses up to 3 | PC | 1 | 1 | 1 | 1 | 324.92
61305601240 | FRME1UWH | Rack Mount Fiber Enclosure 1 RU, WHITE |  | PC | 1 | 1 | 1 | 1 | 324.92
07498307903 | FRME2U | RackMountFiberEncl,6FAP/FOSM,BiDD,2RU,EA | The Panduit® Opticom® Rack Mount Fiber Enclosure ensures network reliability by housing, organizing, managing and protecting fiber optic cable terminations, splices, connectors and patch cords. The FRME2U is black, made of steel and uses up to 6 FAP or FM | PC | 1 | 1 | 1 | 1 | 404.34
61305601348 | FRME2UWH | Rack Mount Fiber Enclosure 2 RU, WHITE |  | PC | 1 | 1 | 1 | 1 | 404.34
07498385486 | FRME4 | Opticom RM ENCL,STL,4RU,12Port,F,BLK,EA | The Panduit® Opticom® 4 RU Rack Mount Fiber Enclosure has integral fiber management and can hold up to 12 FAPs for a maximum of 288 fibers. It ensures network reliability by housing, organizing, managing and protecting fiber optic cable, terminations, sp | PC | 1 | 1 | 1 | 1 | 509.06
61305656942 | FRME4WH | Rack Mount Fiber Enclosure 4 RU White |  | PC | 1 | 1 | 1 | 1 | 509.06
61305658340 | FRMHSS-4RU | 4RU Splicing Solution | Panduit HD Fusion Fiber Splicing Enclosure houses, organizes, manages and protects fusion splices for large fiber count cables. The HD Fusion can handle up to 576 single fiber cables and 864 ribbon fiber cables. | PC | 1 | 1 | 1 | 1 | 3344.24
07498345076 | FRNWT12 | FR,Fitting,Adapter,12x4 system,BL,EA | The fitting transitions from the Tyton 12x4 Lightguide Channel, Newton 12x4 Channel, or Ditel 12x4 Lightrax Channel to the Panduit 12x4 FiberRunner® System. It is black and made of metal. Attachment hardware is included. | PC | 1 | 1 | 1 | 1 | 118.32
61305676946 | FROV4512X4LBL | Fitting, Outside Vertical 45o, 12" x 4" | The FiberRunner® 12x4 Outside Vertical creates a 45° downward angle from a horizontal run. It is used with inside vertical 45° angle fitting FRIV4512X4LBL to change the level of a horizontal run. | PC | 1 | 1 | 1 | 1 | 243.14
61305676947 | FROV4512X4LYL | Fitting, Outside Vertical 45o, 12" x 4" | The FiberRunner® 12x4 Outside Vertical creates a 45° downward angle from a horizontal run. It is used with inside vertical 45° angle fitting FRIV4512X4LYL to change the level of a horizontal run. | PC | 1 | 5 | 1 | 1 | 243.14
61305676950 | FROV4524X4LBL | Fitting, Outside Vertical 45o, 24x 4 (60 | The FiberRunner® 24x4 Outside Vertical creates a 45° downward angle from a horizontal run. It is used with inside vertical 45° angle fitting FRIV4524X4LBL to change the level of a horizontal run. | PC | 1 | 1 | 1 | 1 | 568.5
61305676949 | FROV4524X4LYL | Fitting, Outside Vertical 45o, 24x 4 (60 | The FiberRunner® 24x4 Outside Vertical creates a 45° downward angle from a horizontal run. It is used with inside vertical 45° angle fitting FRIV4524X4LYL to change the level of a horizontal run. | PC | 1 | 1 | 1 | 1 | 568.5
61305676952 | FROV454X4LBL | Fitting, Outside Vertical 45o, 4" x 4" ( | The FiberRunner® 4x4 Outside Vertical attaches to a 4x4 channel and/or fitting to create a 45° downward angle from a horizontal run. It is used with inside vertical 45° angle fitting FRIV454X4LBL to change the level of a straight horizontal run. | PC | 1 | 1 | 1 | 1 | 116.14
61305676953 | FROV454X4LYL | Fitting, Outside Vertical 45o, 4" x 4" ( | The FiberRunner® 4x4 Outside Vertical attaches to a 4x4 channel and/or fitting to create a 45° downward angle from a horizontal run. It is used with inside vertical 45° angle fitting FRIV454X4LYL to change the level of a straight horizontal run. | PC | 1 | 5 | 1 | 1 | 116.08
61305676428 | FROV456X4LBL | Fitting, Outside Vertical 45o, 6" x 4" ( | The FiberRunner® 6x4 Outside Vertical creates a 45° downward angle from a horizontal run. It is used with inside vertical 45° angle fitting FRIV456X4LBL to change the level of a horizontal run. | PC | 1 | 5 | 1 | 1 | 135.76
61305676427 | FROV456X4LYL | Fitting, Outside Vertical 45o, 6" x 4" ( | The FiberRunner® 6x4 Outside Vertical creates a 45° downward angle from a horizontal run. It is used with inside vertical 45° angle fitting FRIV456X4LYL to change the level of a horizontal run. | PC | 1 | 10 | 1 | 1 | 135.76
07498322016 | FROV45CV24BL | FR,Cvr,OutsideVert,45deg,24x4,BL,EA | Optional cover for the outside vertical 45° angle fitting FROV4524X4BL. Snap-on feature allows cover to be installed and removed with no tools required. | PC | 1 | 1 | 1 | 1 | 331.72
07498322023 | FROV45CV24YL | FR,Cvr,OutsideVert,45deg,24x4,YL,EA | Optional cover for the outside vertical 45° angle fitting FROV4524X4YL. Snap-on feature allows cover to be installed and removed with no tools required. | PC | 1 | 1 | 1 | 1 | 331.72
61305676957 | FROV45SC12LBL | Split Cover, Outside Vert 45o, 12" x 4" | The FiberRunner® 12x4 Outside Vertical Cover creates openings for easy access to add or remove cables. | PC | 1 | 1 | 1 | 1 | 156.14
61305676956 | FROV45SC12LYL | Split Cover, Outside Vert 45o, 12" x 4" | The FiberRunner™ 12x4 Outside Vertical Cover creates openings for easy access to add or remove cables. | PC | 1 | 1 | 1 | 1 | 156.14
61305676959 | FROV45SC4LBL | Split Cover, Outside Vert 45o, 4" x 4" ( | The FiberRunner® 4x4 Outside Vertical Cover creates openings for easy access to add or remove cables. | PC | 1 | 1 | 1 | 1 | 86.82
61305676960 | FROV45SC4LYL | Split Cover, Outside Vert 45o, 4" x 4" ( | The FiberRunner® 4x4 Outside Vertical Cover creates openings for easy access to add or remove cables. | PC | 1 | 1 | 1 | 1 | 86.8
61305676715 | FROV45SC6LYL | Split Cover, Outside Vert 45o, 6" x 4" ( | The FiberRunner® 6x4 Outside Vertical Cover creates openings for easy access to add or remove cables. | PC | 1 | 1 | 1 | 1 | 96.64
61305676716 | FROVRA12X4LBL | Fitting, Outside Vertical 90o, 12" x 4" | The FiberRunner® 12x4 Outside Vertical Right-Angle creates a 90° vertical turn down from a straight horizontal run. It is used with inside vertical 90° angle fitting FRIVRA12X4LBL to change the level of a straight horizontal run. | PC | 1 | 1 | 1 | 1 | 243.14
61305676717 | FROVRA12X4LYL | Fitting, Outside Vertical 90o, 12" x 4" | The FiberRunner® 12x4 Outside Vertical Right-Angle creates a 90° vertical turn down from a straight horizontal run. It is used with inside vertical 90° angle fitting FRIVRA12X4LYL to change the level of a straight horizontal run. | PC | 1 | 5 | 1 | 1 | 243.14
61305676721 | FROVRA4X4LBL | Fitting, Outside Vertical 90o, 4" x 4" ( | The FiberRunner® 4x4 Outside Vertical creates a 90° vertical turn down from a straight horizontal run. It is used with inside vertical 90° angle fitting FRIVRA4X4LBL to change the level of a straight horizontal run. | PC | 1 | 1 | 1 | 1 | 145.66
61305676720 | FROVRA4X4LYL | Fitting, Outside Vertical 90o, 4" x 4" ( | The FiberRunner® 4x4 Outside Vertical creates a 90° vertical turn down from a straight horizontal run. It is used with inside vertical 90° angle fitting FRIVRA4X4LYL to change the level of a straight horizontal run. | PC | 1 | 5 | 1 | 1 | 145.6
61305676426 | FROVRA6X4LBL | Fitting, Outside Vertical 90o, 6" x 4" ( | The FiberRunner® 6x4 Outside Vertical Right-Angle creates a 90° vertical turn down from a straight horizontal run. | PC | 1 | 5 | 1 | 1 | 165.78
61305676425 | FROVRA6X4LYL | Fitting, Outside Vertical 90o, 6" x 4" ( | The FiberRunner® 6x4 Outside Vertical Right-Angle creates a 90° vertical turn down from a straight horizontal run. | PC | 1 | 5 | 1 | 1 | 165.78
61305676723 | FROVRASC12LBL | Split Cover, Outside Vertical 90o, 12" x | The FiberRunner® 12x4 Outside Vertical Right-Angle Cover creates openings for easy access to add or remove cables. | PC | 1 | 1 | 1 | 1 | 186.92
61305676714 | FROVRASC12LYL | Split Cover, Outside Vertical 90o, 12" x | The FiberRunner® 12x4 Outside Vertical Right-Angle Cover creates openings for easy access to add or remove cables. | PC | 1 | 1 | 1 | 1 | 186.92
61305676856 | FROVRASC4LBL | Split Cover, Outside Vertical 90o, 4" x | The FiberRunner® 4x4 Outside Vertical Right-Angle Cover creates openings for easy access to add or remove cables. | PC | 1 | 1 | 1 | 1 | 95.24
61305676763 | FROVRASC4LYL | Split Cover, Outside Vertical 90o, 4" x | The FiberRunner® 4x4 Outside Vertical Right-Angle Cover creates openings for easy access to add or remove cables. | PC | 1 | 5 | 1 | 1 | 95.22
61305676765 | FROVRASC6LBL | Split Cover, Outside Vertical 90o, 6" x | The FiberRunner® 6x4 Outside Vertical Right-Angle Cover creates openings for easy access to add or remove cables. | PC | 1 | 1 | 1 | 1 | 72.98
61305676764 | FROVRASC6LYL | Split Cover, Outside Vertical 90o, 6" x | The FiberRunner® 6x4 Outside Vertical Right-Angle Cover creates openings for easy access to add or remove cables. | PC | 1 | 5 | 1 | 1 | 72.98
07498386793 | FRQMC-X | FiberRunner, Mounting Clip,PK10 | Used wherever additional FiberRunner® Slide Clamps would be helpful. For example, use on 12x4 FiberRunner® QuikLock™ Brackets to accommodate dual runs of 6x4 or 4x4 FiberRunner® Channel. | PC | 1 | 100 | 10 | 1 | 5.8
07498339834 | FRQMC24-X | Accessory, QuikLock Mounting Clips, 24x4 | Used whenever a FiberRunner® 24x4 Channel is installed on the FiberRunner® Trapeze Bracket, FRTBWG30BL for 30" Wyr-Grid™ Pathway. For use with FiberRunner® 24x4 Channel only. | PC | 1 | 10 | 10 | 2 | 34.96
61305676401 | FRRA12X4LBL | Fitting, Horizontal Right Angle, 12" x 4 | The FiberRunner® 12x4 Horizontal Right-Angle creates a 90° horizontal turn from a straight horizontal run. The inside divider walls manage cables routed around horizontal right angles. | PC | 1 | 1 | 1 | 1 | 243.14
61305676400 | FRRA12X4LYL | Fitting, Horizontal Right Angle, 12" x 4 | The FiberRunner® 12x4 Horizontal Right-Angle creates a 90° horizontal turn from a straight horizontal run. | PC | 1 | 5 | 1 | 1 | 243.14
61305676768 | FRRA4X4LBL | Fitting, Horizontal Right Angle, 4" x 4" | The FiberRunner® 4x4 Horizontal Right-Angle creates a 90° horizontal turn from a straight horizontal run. The inside divider walls manage cables routed around horizontal right angles. | PC | 1 | 5 | 1 | 1 | 145.66
61305676770 | FRRA4X4LYL | Fitting, Horizontal Right Angle, 4" x 4" | The FiberRunner® 4x4 Horizontal Right-Angle creates a 90° horizontal turn from a straight horizontal run. | PC | 1 | 10 | 1 | 1 | 145.66
61305676383 | FRRA6X4LBL | Fitting, Horizontal Right Angle, 6" x 4" | The FiberRunner® 6x4 Horizontal Right-Angle creates a 90° horizontal turn from a straight horizontal run. | PC | 1 | 5 | 1 | 1 | 165.34
61305676382 | FRRA6X4LYL | Fitting, Horizontal Right Angle, 6" x 4" | The FiberRunner® 6x4 Horizontal Right-Angle creates a 90° horizontal turn from a straight horizontal run. | PC | 1 | 10 | 1 | 1 | 165.34
61305676413 | FRRASC12LBL | Split Cover, Horizontal Right Angle, 12" | The FiberRunner® 12x4 Split Cover is optional for the horizontal right-angle fitting FRRA12X4LBL. The snap-on feature allows the cover to be installed and removed with no tools required. The split cover creates a radiused 0.75 inch (19mm) opening for easy | PC | 1 | 1 | 1 | 1 | 188.8
61305676412 | FRRASC12LYL | Split Cover, Horizontal Right Angle, 12" | The FiberRunner® 12x4 Split Cover is optional for the horizontal right-angle fitting FRRA12X4LYL. The snap-on feature allows the cover to be installed and removed with no tools required. The split cover creates a radiused 0.75 inch (19mm) opening for easy | PC | 1 | 5 | 1 | 1 | 188.8
61305676773 | FRRASC4LBL | Split Cover, Horizontal Right Angle, 4" | The FiberRunner® 4x4 Horizontal Right-Angle Cover creates openings for easy access to add or remove cables. | PC | 1 | 1 | 1 | 1 | 96.64
61305676775 | FRRASC4LYL | Split Cover, Horizontal Right Angle, 4" | The FiberRunner® 4x4 Horizontal Right-Angle Cover creates openings for easy access to add or remove cables. | PC | 1 | 5 | 1 | 1 | 96.64
61305676436 | FRRASC6LBL | Split Cover, Horizontal Right Angle, 6" | The FiberRunner® 6x4 Split Cover is optional for the horizontal right-angle fitting FRRA6X4LBL. The snap-on feature allows the cover to be installed and removed with no tools required. The split cover creates a radiused 0.75 inch (19mm) opening for easy a | PC | 1 | 1 | 1 | 1 | 116.24
61305676435 | FRRASC6LYL | Split Cover, Horizontal Right Angle, 6" | The FiberRunner® 6x4 Split Cover is optional for the horizontal right-angle fitting FRRA6X4LYL. The snap-on feature allows the cover to be installed and removed with no tools required. The split cover creates a radiused 0.75 inch (19mm) opening for easy a | PC | 1 | 5 | 1 | 1 | 116.24
61305677700 | FRRF126LLBL | Fitting, Transition Left Reducer From 12 | The fitting attaches any 12x4 FiberRunner® Fitting or Channel to any 6x4 FiberRunner® Fitting or Channel. It accepts split cover FRRF126LSCBL | PC | 1 | 1 | 1 | 1 | 180.56
61305677699 | FRRF126LLYL | Fitting, Transition Left Reducer From 12 | The fitting attaches any 12x4 FiberRunner® Fitting or Channel to any 6x4 FiberRunner® Fitting or Channel. It accepts split cover FRRF126LSCYL | PC | 1 | 1 | 1 | 1 | 198.62
61305676450 | FRRF126LSBL | Fitting, Reducer From 12" x 4" to 6" x 4 | The FiberRunner® Fitting attaches to a 12x4 FiberRunner fitting or channel to a 6x4 FiberRunner fitting or channel. | PC | 1 | 1 | 1 | 1 | 198.62
61305677179 | FRRF126LSCLBL | Split Cover, Transition Left Reducer Fro | The optional split cover for the reducer fitting FRRF126LBL. The snap-on feature allows the cover to be installed and removed with no tools required. It creates a radiused 3/4" (19mm) opening for easy access to add or remove cables | PC | 1 | 1 | 1 | 1 | 157.66
61305677512 | FRRF126LSCLYL | Split Cover, Transition Left Reducer Fro | The optional split cover for the reducer fitting FRRF126LYL. The snap-on feature allows the cover to be installed and removed with no tools required. It creates a radiused 3/4" (19mm) opening for easy access to add or remove cables | PC | 1 | 1 | 1 | 1 | 157.66
61305676449 | FRRF126LSYL | Fitting, Reducer From 12" x 4" to 6" x 4 | The FiberRunner® Fitting attaches a 12x4 FiberRunner fitting or channel to a 6x4 FiberRunner fitting or channel. | PC | 1 | 1 | 1 | 1 | 198.62
61305676782 | FRRF126RLBL | Fitting, Transition Right Reducer From 1 | The FiberRunner® Fitting for the right reducer attaches a 12x4 FiberRunner fitting or channel to a 6x4 FiberRunner fitting or channel. | PC | 1 | 1 | 1 | 1 | 198.62
61305676781 | FRRF126RLYL | Fitting, Transition Right Reducer From 1 | The FiberRunner® Fitting for the right reducer attaches a 12x4 FiberRunner fitting or channel to a 6x4 FiberRunner fitting or channel. | PC | 1 | 1 | 1 | 1 | 198.62
61305676779 | FRRF126RSCLBL | Split Cover, Transition Right Reducer Fr | The FiberRunner® Split Cover for the right reducer fitting has a snap-on feature that allows the cover to be installed and removed with no tools required. It creates a radiused 0.5 inch (12.7mm) opening for easy access to add or remove cables. | PC | 1 | 5 | 1 | 1 | 157.66
61305676778 | FRRF126RSCLYL | Split Cover, Transition Right Reducer Fr | The FiberRunner® Split Cover for the right reducer fitting has a snap-on feature that allows the cover to be installed and removed with no tools required. It creates a radiused 0.5 inch (12.7mm) opening for easy access to add or remove cables. | PC | 1 | 5 | 1 | 1 | 157.66
61305676785 | FRRF126SCLBL | Split Cover, Reducer From 12" x 4" to 6" | The FiberRunner® Split Cover for the reducer fitting has a snap-on feature allows the cover to be installed and removed with no tools required. It creates a radiused 0.75 inch (19mm) opening for easy access to add or remove cables. | PC | 1 | 1 | 1 | 1 | 162.4
61305676784 | FRRF126SCLYL | Split Cover, Reducer From 12" x 4" to 6" | The FiberRunner® Split Cover for the reducer fitting has a snap-on feature allows the cover to be installed and removed with no tools required. It creates a radiused 0.75 inch (19mm) opening for easy access to add or remove cables. | PC | 1 | 1 | 1 | 1 | 162.4
07498322030 | FRRF2412CVBL | FR,Cvr,Reducer,24x4-12x4,BL,EA | The optional cover for the reducer from 24x4 FiberRunner® to 12x4 FiberRunner® FRRF2412BL is black and made of ABS plastic. The snap-on feature allows the cover to be installed and removed with no tools required. | PC | 1 | 1 | 1 | 1 | 344.82
07498322032 | FRRF2412CVYL | FR,Cvr,Reducer,24x4-12x4,YL,EA | The optional cover for the reducer from 24x4 FiberRunner® to 12x4 FiberRunner® FRRF2412YL is yellow and made of ABS plastic. The snap-on feature allows the cover to be installed and removed with no tools required. | PC | 1 | 1 | 1 | 1 | 344.82
61305676790 | FRRF2412LBL | Fitting, Reducer from 24" x 4" (600mm x | The FiberRunner® Fitting attaches to a 24x4 FiberRunner fitting or channel to a 12x4 FiberRunner fitting or channel. | PC | 1 | 1 | 1 | 1 | 463.78
61305676787 | FRRF2412LYL | Fitting, Reducer from 24" x 4" (600mm x | The FiberRunner® Fitting attaches to a 24x4 FiberRunner fitting or channel to a 12x4 FiberRunner fitting or channel. | PC | 1 | 1 | 1 | 1 | 463.78
61305676791 | FRRF4FD2LBL | Fitting and Cover, Reducer From 4" x 4" | The FiberRunner® Fitting and Cover attaches a 4x4 FiberRunner fitting or channel to a 2x2 FiberRunner fitting or channel. | PC | 1 | 1 | 1 | 1 | 70.2
61305676788 | FRRF4FD2LYL | Fitting and Cover, Reducer From 4" x 4" | The FiberRunner® Fitting and Cover attaches a 4x4 FiberRunner fitting or channel to a 2x2 FiberRunner fitting or channel. | PC | 1 | 1 | 1 | 1 | 70.18
07498384383 | FRRF4FD4YL | Fitting/Cvr.,Reducer,4x4-4x4,YL,EA | Attaches any 4x4 FiberRunner® Fitting or Channel to the 4x4 Fiber-Duct™ Channel, S4X4YL6 or E4X4YL6. Includes solid cover. | PC | 1 | 1 | 1 | 1 | 51.9
07498378432 | FRRF64BL | Fitting/Cvr.,Reducer,6x4-4x4,BL,EA | Attaches any 6x4 FiberRunner® Fitting or Channel to the 4x4 Fiber-Duct™ Channel S4X4BL6 or E4X4BL6. Includes solid cover. | PC | 1 | 1 | 1 | 1 | 62.96
07498378430 | FRRF64YL | Fitting/Cvr.,Reducer,6x4-4x4,YL,EA | The fitting attaches any 6" x 4" (150mm x 100mm) FiberRunner® fitting or channel to the 4" x 4" (100mm x 100mm) Fiber-Duct™ Channel S4X4YL6 or E4X4YL6. It is yellow and made of ABS plastic. It includes a solid cover. | PC | 1 | 1 | 1 | 1 | 62.96
61305676792 | FRRF6FR4LBL | Fitting, Reducer From 6" x 4" To 4" x 4" | The FiberRunner® Fitting attaches to a 6x4 FiberRunner fitting or channel to a 4x4 FiberRunner fitting or channel. | PC | 1 | 1 | 1 | 1 | 101.26
61305676789 | FRRF6FR4LYL | Fitting, Reducer From 6" x 4" To 4" x 4" | The FiberRunner® Fitting attaches to a 6x4 FiberRunner fitting or channel to a 4x4 FiberRunner fitting or channel. | PC | 1 | 1 | 1 | 1 | 101.26
61305676796 | FRRF6FR4SCLBL | Split Cover, Reducer From 6" x 4" to 4" | The FiberRunner® Split Cover is for the 6x4 to 4x4 reducer fitting. The split cover has a snap-on feature that allows the cover to be installed and removed with no tools required. It creates a radiused 0.75 inch (19mm) opening for easy access to add or re | PC | 1 | 1 | 1 | 1 | 106.32
61305676797 | FRRF6FR4SCLYL | Split Cover, Reducer From 6" x 4" to 4" | The FiberRunner® Split Cover is for the 6x4 to 4x4 reducer fitting. The split cover has a snap-on feature that allows the cover to be installed and removed with no tools required. It creates a radiused 0.75 inch (19mm) opening for easy access to add or re | PC | 1 | 1 | 1 | 1 | 106.32
07498384748 | FRRMBNF58 | Bracket,QuickLock,4x4-6x4,BL,EA | Used to support the 6x4 and 4x4 systems attaching to the top of NetFrame® or NetRack™ Rack. (Contains all necessary mounting hardware.) Bracket accepts 5/8" threaded rod. | PC | 1 | 1 | 1 | 1 | 98.94
07498345084 | FRSHC4BL6 | FR,Cvr,Split Hinged,4x4,BL,6Ft | Optional split hinged cover for the channel FR4X4BL6. Creates radiused 3/4 (19mm) opening for easy access to add or remove cables. Snap-on hinge feature enables positioning of cover at angles between 30° and 90°. | FT | 1 | 36 | 6 | 1 | 19.44
07498384198 | FRSHC4YL2 | FR,Cvr,Split Hinged,4x4,YL,2m | Optional split hinged cover for the channel FR4X4YL2. Creates radiused 3/4 (19mm) opening for easy access to add or remove cables. Snap-on hinge feature enables positioning of cover at angles between 30° and 90°. | MR | 1 | 8 | 8 | 1 | 63.84
07498384181 | FRSHC4YL6 | FR,Cvr,Split Hinged,4x4,YL,6Ft | The FiberRunner® Split Hinged Snap-On Channel Cover is used for the 4x4 channel. The snap-on channel cover enables the positioning of the cover at angles between 30° and 90°. It creates a radiused 0.750 inch (19mm) opening for easy access to add or remove | FT | 1 | 36 | 6 | 1 | 19.44
07498345055 | FRSHC6BL6 | FR,Cvr,Split Hinged,6x4,BL,6Ft | Optional split hinged cover for the channel FR6X4BL6. Creates radiused 3/4 (19mm) opening for easy access to add or remove cables. Snap-on hinge feature enables positioning of cover at angles between 30° and 90°. | FT | 1 | 36 | 6 | 1 | 21.06
07498385092 | FRSHC6YL6 | FR,Cvr,Split Hinged,6x4,YL,6Ft | Optional split hinged cover for the channel FR6X4YL6. Creates radiused 3/4 (19mm) opening for easy access to add or remove cables. Snap-on hinge feature enables positioning of cover at angles between 30° and 90°. | FT | 1 | 36 | 6 | 1 | 21.06
07498385941 | FRSLNKT12 | Accessory,1/2" Split Locking Nut Kit, Fi | Used to secure FiberRunner® mounting brackets anywhere along pre-installed threaded rod. Split nuts are opened, placed in desired position, closed and tightened. | PC | 1 | 1 | 1 | 1 | 26.26
61305623550 | FRSP12X3BL | FiberRunner Expanded Spill-Over for 24" |  | PC | 1 | 50 | 1 | 1 | 454.04
61305623551 | FRSP12X3YL | FiberRunner Expanded Spill-Over for 24" |  | PC | 1 | 1 | 1 | 1 | 499.44
61305676803 | FRSPJ2X2LBL | Spill-Over Junction Fitting with 2x2 Exi | The FiberRunner® 2x2 Spill-Over Junction Fitting is used in cable routing systems. It assembles onto 4x4, 6x4, 12x4, or 24x4 FiberRunner Channels. It mounts directly to the existing installation with no alteration required. | PC | 1 | 5 | 1 | 1 | 175.12
61305676440 | FRSPJ2X2LYL | Spill-Over Junction Fitting with 2x2 Exi | The FiberRunner® 2x2 Spill-Over Junction Fitting is used in cable routing systems. It assembles onto 2x2, 4x4, 6x4, 12x4, or 24x4 FiberRunner® Channels. It mounts directly to the existing installation with no alteration required. | PC | 1 | 10 | 1 | 1 | 175.12
61305676439 | FRSPJ4X4LBL | Spill-Over Junction Fitting with 4x4 Exi | The FiberRunner® 4x4 Spill-Over Junction is used to fully enclose 4x4, 6x4, 12x4, or 24x4 channels. | PC | 1 | 5 | 1 | 1 | 240.94
61305676438 | FRSPJ4X4LYL | Spill-Over Junction Fitting with 4x4 Exi | The FiberRunner® 4x4 Spill-Over Junction is used to fully enclose 4x4, 6x4, 12x4, or 24x4 channels. It mounts directly to the existing installation with no alteration required. | PC | 1 | 10 | 1 | 1 | 240.94
07498321898 | FRSPJC212BL | SpillOver,w/2x2ECvr.,12x4Channel,BL,EA | Used to fully enclose 12x4 channel in conjunction with the Spill-Over Junction FRSPJ2X2BL. Cover snaps onto the channel base. Hinged feature allows easy access to add or remove cables. | PC | 1 | 1 | 1 | 1 | 83.18
07498321900 | FRSPJC212YL | SpillOver,w/2x2ECvr.,12x4Channel,YL,EA | Used to fully enclose 12x4 channel in conjunction with the spill-over junction FRSPJ2X2YL. Cover snaps onto the channel base. Hinged feature allows easy access to add or remove cables. | PC | 1 | 1 | 1 | 1 | 83.18
61305676804 | FRSPJC24LBL | Spill-Over Junction with 2x2 Exit Cover, | The FiberRunner® Spill-Over Junction Cover is used to fully enclose 4x4 channel in conjunction with the FiberRunner® Spill-Over Junction FRSPJ2X2LBL. The cover snaps onto the channel base. The hinged feature provides easy access to add or remove cables. | PC | 1 | 5 | 1 | 1 | 67.54
61305676798 | FRSPJC24LYL | Spill-Over Junction with 2x2 Exit Cover, | The FiberRunner® Spill-Over Junction Cover is used to fully enclose 4x4 channel in conjunction with the FiberRunner® Spill-Over Junction FRSPJ2X2LYL. The cover snaps onto the channel base. The hinged feature provides easy access to add or remove cables. | PC | 1 | 10 | 1 | 1 | 78.1
61305676424 | FRSPJC26LBL | Spill-Over Junction with 2x2 Exit Cover, | The FiberRunner® Spill-Over Junction Cover is used to fully enclose 6x4 channel in conjunction with the FiberRunner® Spill-Over Junction FRSPJ2X2LBL. The cover snaps onto the channel base. The hinged feature provides easy access to add or remove cables. | PC | 1 | 1 | 1 | 1 | 78.1
61305676423 | FRSPJC26LYL | Spill-Over Junction with 2x2 Exit Cover, | The FiberRunner® Spill-Over Junction Cover is used to fully enclose a 6x4 channel in conjunction with the 2x2 spill-over junction. The spill-over junction cover snaps onto the channel base. It has a hinged feature that allows easy access to add or remove | PC | 1 | 10 | 1 | 1 | 78.1
61305676389 | FRSPJC412LBL | Spill-Over Junction with 4x4 Exit Cover | The FiberRunner® Spill-Over Junction Cover is used to fully enclose a 12x4 channel when used with the spill-over junction FRSPJ4X4LBL. | PC | 1 | 5 | 1 | 1 | 62.92
61305676388 | FRSPJC412LYL | Spill-Over Junction with 4x4 Exit Cover | The FiberRunner® Spill-Over Junction is used to fully enclose a 12x4 channel when used with the spill-over junction FRSPJ4X4LYL. | PC | 1 | 20 | 1 | 1 | 62.92
61305676805 | FRSPJC44LBL | Spill-Over Junction with 4x4 Exit Cover, | The FiberRunner® Spill-Over Junction Cover is used to fully enclose 4x4 channel in conjunction with the FiberRunner® Spill-Over Junction FRSPJ4X4LBL. The cover snaps onto the channel base. The hinged feature provides easy access to add or remove cables. | PC | 1 | 1 | 1 | 1 | 42.24
61305676799 | FRSPJC44LYL | Spill-Over Junction with 4x4 Exit Cover, | The FiberRunner® Cover is used to fully enclose 4x4 channel in conjunction with the FiberRunner® Spill-Over Junction FRSPJ4X4LYL. The cover snaps onto the channel base. The hinged feature provides easy access to add or remove cables. | PC | 1 | 10 | 1 | 1 | 42.24
61305676422 | FRSPJC46LBL | Spill-Over Junction with 4x4 Exit Cover, | The FiberRunner® Cover is used to fully enclose 6x4 channel in conjunction with the FiberRunner® Spill-Over Junction FRSPJ4X4LBL. The cover snaps onto the channel base. The hinged feature provides easy access to add or remove cables. | PC | 1 | 5 | 1 | 1 | 42.24
61305676421 | FRSPJC46LYL | Spill-Over Junction with 4x4 Exit Cover, | The FiberRunner® Cover is used to fully enclose 6x4 channel in conjunction with the FiberRunner® Spill-Over Junction FRSPJ4X4LYL. The cover snaps onto the channel base. The hinged feature provides easy access to add or remove cables. | PC | 1 | 10 | 1 | 1 | 42.24
07498337639 | FRSSM2 | FiberSlackManagementSpool,EA | The slack spool manager can be mounted in 12x4, 6x4, and 4x4 FiberRunner Channels and in 4x4 Fiber-Duct™ Channel to create an in-channel slack management. It can be deployed in a vertical or horizontal channel run and can withstand a 20 lb. load without p | PC | 1 | 1 | 1 | 1 | 66.38
07498307029 | FRSTRCBL | Strut Clip Kit, BL, EA | The Strut Clip Kit allows the FiberRunner® Channel or Wyr-Grid® Pathway to be attached directly to a standard 1.625 inch W strut structure. The kit contains two clips the hardware for assembly. | PC | 1 | 1 | 1 | 1 | 23.24
61305676379 | FRT12X4LBL | Fitting, Horizontal Tee, 12" x 4" (300mm | The FiberRunner® 12x4 Horizontal Tee creates a 90° horizontal branch from straight horizontal runs. The horizontal tee provides versatility due to multiple spillout options that include spill-over fittings and the vertical tee which accepts a three-sided | PC | 1 | 1 | 1 | 1 | 286.86
61305676378 | FRT12X4LYL | Fitting, Horizontal Tee, 12" x 4" (300mm | The FiberRunner® 12x4 Horizontal Tee creates a 90° horizontal branch from straight horizontal runs. The horizontal tee provides versatility due to multiple spillout options that include spill-over fittings and the vertical tee which accepts a three-sided | PC | 1 | 1 | 1 | 1 | 286.86
61305676815 | FRT12X4W4LBL | Fitting, Horz Tee with 4" x 4" Exit, 12" | The FiberRunner® 12x4 Horizontal Tee creates a 90° horizontal branch with a 4x4 exit from a straight horizontal run. The horizontal tee provides versatility due to multiple spillout options that include spill-over fittings and the vertical tee which accep | PC | 1 | 1 | 1 | 1 | 265.6
61305676812 | FRT12X4W4LYL | Fitting, Horz Tee with 4" x 4" Exit, 12" | The FiberRunner® 12x4 Horizontal Tee creates a 90° horizontal branch with a 4x4 exit from a straight horizontal run. The horizontal tee provides versatility due to multiple spillout options that include spill-over fittings and the vertical tee which accep | PC | 1 | 1 | 1 | 1 | 265.6
61305676403 | FRT12X4W6LBL | Fitting, Horz Tee with 6" x 4" Exit, 12" | The FiberRunner® 12x4 Horizontal Tee creates a 90° horizontal branch with a 6x4 exit from straight horizontal run. | PC | 1 | 1 | 1 | 1 | 265.6
61305676402 | FRT12X4W6LYL | Fitting, Horz Tee with 6" x 4" Exit, 12" | The FiberRunner® 12x4 Horizontal Tee creates a 90° horizontal branch with a 6x4 exit from straight horizontal run. | PC | 1 | 5 | 1 | 1 | 265.6
61305676813 | FRT24X4W12LYL | Fitting, Horizontal Tee, 24x4, (600mm x1 | The FiberRunner® 24x4 Horizontal Tee creates a 90° horizontal branch with a 12x4 exit from straight horizontal run. | PC | 1 | 5 | 1 | 1 | 619.24
61305676817 | FRT4X4LBL | Fitting, Horizontal Tee, 4" x 4" (100mm | The FiberRunner® 4x4 Horizontal Tee creates a 90° horizontal branch from a straight horizontal run. The horizontal tee provides versatility due to multiple spillout options that include spill-over fittings and the vertical tee which accepts a three-sided | PC | 1 | 5 | 1 | 1 | 155.62
61305676814 | FRT4X4LYL | Fitting, Horizontal Tee, 4" x 4" (100mm | The FiberRunner® 4x4 Horizontal Tee creates a 90° horizontal branch from straight horizontal runs. | PC | 1 | 5 | 1 | 1 | 155.62
61305676377 | FRT6X4LBL | Fitting, Horizontal Tee, 6" x 4" (150mm | The FiberRunner® 6x4 Horizontal Tee creates a 90° horizontal branch from straight horizontal runs. The horizontal tee provides versatility due to multiple spillout options that include spill-over fittings and the vertical tee which accepts a three-sided t | PC | 1 | 5 | 1 | 1 | 175.12
61305676376 | FRT6X4LYL | Fitting, Horizontal Tee, 6" x 4" (150mm | The FiberRunner® 6x4 Horizontal Tee creates a 90° horizontal branch from straight horizontal runs. The horizontal tee provides versatility due to multiple spillout options that include spill-over fittings and the vertical tee which accepts a three-sided t | PC | 1 | 10 | 1 | 1 | 175.12
07498385938 | FRTBKT-X | FR,T-Bolt Kit,1/4",PK10 | The FiberRunner® Channel T-Bolt Kit can be used for additional attachment when securing the FiberRunner® Channel to mounting brackets. | PC | 1 | 100 | 10 | 1 | 5.86
07498333216 | FRTBWG12BL | FR,Bracket,Trapeze,for12"W,Grid,BL,EA | The FiberRunner® QuikLock™ Threaded Rod Trapeze Bracket can be used to support a FiberRunner® 4x4 or 6x4 Channel. It can also be used above or below the 12 inch Wyr-Grid® Pathway using the same 0.5 inch (12.7mm) threaded rod used to support the bracket. T | PC | 1 | 10 | 1 | 1 | 64.76
07498333218 | FRTBWG18BL | FR,Bracket,Trapeze,for18"W,Grid,BL,EA | FiberRunner® QuikLock™ Threaded Rod Trapeze Bracket for Wyr-Grid® 18" (457mm) width. Used to support FiberRunner® 4x4, 6x4, and 12x4 Channel above or below the Wyr-Grid® 18" Pathway using the same 1/2" or 12mm threaded rod used to support the WGTB18BL bra | PC | 1 | 10 | 1 | 1 | 79.86
07498333219 | FRTBWG24BL | FR,Bracket,Trapeze,for24"W,Grid,BL,EA | FiberRunner® QuikLock™ Threaded Rod Trapeze Bracket for Wyr-Grid® 24" (610mm) width. Used to support FiberRunner® 4x4, 6x4, and 12x4 Channel above or below the Wyr-Grid® 24" Pathway using the same 1/2" or 12mm threaded rod used to support the WGTB24BL bra | PC | 1 | 10 | 1 | 1 | 94.98
07498333220 | FRTBWG30BL | FR,Bracket,Trapeze,for30"W,Grid,BL,EA | FiberRunner® QuikLock™ Threaded Rod Trapeze Bracket for Wyr-Grid® 30" (762mm) width. Used to support FiberRunner® 4x4, 6x4, 12x4, and 24x4 Channel above or below the Wyr-Grid® 30" Pathway using the same 1/2" or 12mm threaded rod used to support the WGTB30 | PC | 1 | 10 | 1 | 1 | 126.94
61305676825 | FRTCV24W12LBL | Cover, Horizontal Tee 24x4 (600mmx100mm) | The FiberRunner® 24x4 Horizontal Tee Cover creates openings for easy access to add or remove cables. | PC | 1 | 1 | 1 | 1 | 440.18
61305676822 | FRTCV24W12LYL | Cover, Horizontal Tee 24x4 (600mmx100mm) | The FiberRunner® 24x4 Horizontal Tee Cover creates openings for easy access to add or remove cables. | PC | 1 | 1 | 1 | 1 | 440.18
07498369998 | FRTEL4 | FR,Fitting,Adapter,4x4-4x4 system,BL,EA | Fitting that transitions from Telect's 4x4 WaveTrax System to 4x4 FiberRunner® System. Fitting has a black finish and is made from metal. Attachment hardware is included. | PC | 1 | 1 | 1 | 1 | 112.68
07498369997 | FRTEL6 | FR,Fitting,Adapter,6x4-6x4 system,BL,EA | Fitting that transitions from Telect's 6x4 WaveTrax System to 6x4 FiberRunner® System. Fitting has a black finish and is made from metal. Attachment hardware is included. | PC | 1 | 1 | 1 | 1 | 121.7
61305676393 | FRTR12X4LBL | Fitting, 3-Sided BRC Trumpet Spillout fo | The FiberRunner® Bend Radius Control Trumpet is used to limit the bend radius of the cable to 3 inches (76.2mm) when exiting from the 12x4 channel or a 12x4 horizontal tee. | PC | 1 | 1 | 1 | 1 | 101.48
61305676392 | FRTR12X4LYL | Fitting, 3-Sided BRC Trumpet Spillout fo | The FiberRunner® Bend Radius Control Trumpet is used to limit the bend radius of the cable to 3 inches (76.2mm) when exiting from the 12x4 channel or a 12x4 horizontal tee. | PC | 1 | 20 | 1 | 1 | 101.48
61305676826 | FRTR24X4LBL | Fitting, 3-Sided BRC Trumpet Spillout fo | The FiberRunner® Bend Radius Control Trumpet is used to limit the bend radius of the cable to 3 inches (76.2mm) when exiting from the 24x4 channel or a 24x4 horizontal tee. | PC | 1 | 1 | 1 | 1 | 308.34
61305676823 | FRTR24X4LYL | Fitting, 3-Sided BRC Trumpet Spillout fo | The FiberRunner® Bend Radius Control Trumpet is used to limit the bend radius of the cable to 3 inches (76.2mm) when exiting from the 24x4 channel or a 24x4 horizontal tee. | PC | 1 | 1 | 1 | 1 | 308.34
61305676827 | FRTR4X4LBL | Fitting, 3-Sided BRC Trumpet Spillout fo | The FiberRunner® Bend Radius Control Trumpet is used to limit the bend radius of the cable to 2 inches (50.4 mm) when exiting from the 4x4 channel or a 4x4 horizontal tee. | PC | 1 | 1 | 1 | 1 | 96.42
61305676824 | FRTR4X4LYL | Fitting, 3-Sided BRC Trumpet Spillout fo | The FiberRunner® Bend Radius Control Trumpet is used to limit the bend radius of the cable to 2 inches (50.4 mm) when exiting from the 4x4 channel or a 4x4 horizontal tee. | PC | 1 | 20 | 1 | 1 | 96.46
61305676387 | FRTR6X4LBL | Fitting, 3-Sided BRC Trumpet Spillout fo | The FiberRunner® Bend Radius Control Trumpet is used to limit the bend radius of the cable to 3 inches (76.2mm) when exiting from the 6x4 channel or a 6x4 horizontal tee. | PC | 1 | 1 | 1 | 1 | 76.82
61305676386 | FRTR6X4LYL | Fitting, 3-Sided BRC Trumpet Spillout fo | The FiberRunner® Bend Radius Control Trumpet is used to limit the bend radius of the cable to 3 inches (76.2mm) when exiting from the 6x4 channel or a 6x4 horizontal tee. | PC | 1 | 20 | 1 | 1 | 76.82
61305676407 | FRTSC12LBL | Split Cover, Horizontal Tee, 12" x 4" (3 | The FiberRunner® 12x4 Split Cover is optional for the horizontal tee fitting FRT12X4LBL. The snap-on feature allows the cover to be installed and removed with no tools required. The split cover creates a radiused 0.75 inch (19mm) opening for easy access t | PC | 1 | 1 | 1 | 1 | 203.92
61305676406 | FRTSC12LYL | Split Cover, Horizontal Tee, 12" x 4" (3 | The FiberRunner® 12x4 Split Cover is optional for the horizontal tee fitting FRT12X4LYL. The snap-on feature allows the cover to be installed and removed with no tools required. The split cover creates a radiused 0.75 inch (19mm) opening for easy access t | PC | 1 | 1 | 1 | 1 | 203.92
07498311821 | FRTSC12W4BL | FR,SplitCover,HorzTee,12x4Exit,BL,EA | Optional split cover for the horizontal tee with 4x4 exit fitting FRT12X4W6BL. Snap-on feature allows cover to be installed and removed with no tools required. Creates radiused 3/4 (19 mm) opening for easy access to add or remove cables. | PC | 1 | 1 | 1 | 1 | 171.64
07498311820 | FRTSC12W4YL | FR,SplitCover,HorzTee,12x4Exit,YL,EA | Optional split cover for the horizontal tee with 4x4 exit fitting FRT12X4W6YL. Snap-on feature allows cover to be installed and removed without tools. Creates radiused 3/4 (19mm) opening for easy access to add or remove cables. | PC | 1 | 1 | 1 | 1 | 171.64
61305676416 | FRTSC12W6LBL | Split Cover, Horizontal Tee with 6" x 4" | The FiberRunner® 6x4 Split Cover is optional for the horizontal tee with the 6x4 fitting FRT12X4W6LBL. The snap-on feature allows the cover to be installed and removed without tools. It creates a radiused 0.75 inch (19mm) opening for easy access to add or | PC | 1 | 1 | 1 | 1 | 188.8
61305676415 | FRTSC12W6LYL | Split Cover, Horizontal Tee with 6" x 4" | The FiberRunner® 6x4 Split Cover is optional for the horizontal tee with the 6x4 fitting FRT12X4W6LYL. The snap-on feature allows the cover to be installed and removed without tools. It creates a radiused 0.75 inch (19mm) opening for easy access to add or | PC | 1 | 5 | 1 | 1 | 188.8
61305676834 | FRTSC4LBL | Split Cover, Horizontal Tee, 4" x 4" (10 | The FiberRunner® 4x4 Horizontal Tee Split Cover is optional for the for the horizontal tee fitting FRT4X4LBL. The snap-on feature allows the cover to be installed and removed with no tools required. The split cover creates a radiused 0.75 inch (19mm) open | PC | 1 | 1 | 1 | 1 | 124.3
61305676836 | FRTSC4LYL | Split Cover, Horizontal Tee, 4" x 4" (10 | The FiberRunner® 4x4 Horizontal Tee Split Cover is optional for for the horizontal tee fitting FRT4X4LYL. The snap-on feature allows the cover to be installed and removed with no tools. The split cover creates a radiused 0.75 inch (19mm) opening for easy | PC | 1 | 5 | 1 | 1 | 124.3
61305676397 | FRTSC6LBL | Split Cover, Horizontal Tee, 6" x 4" (15 | The FiberRunner® 6x4 Split Cover is optional for the horizontal tee fitting FRT6X4LBL. The snap-on feature allows the cover to be installed and removed with no tools required. The split cover creates a radiused 0.75 inch (19mm) opening for easy access to | PC | 1 | 1 | 1 | 1 | 135.34
61305676396 | FRTSC6LYL | Split Cover, Horizontal Tee, 6" x 4" (15 | The FiberRunner® 6x4 Split Cover is optional for the horizontal tee fitting FRT6X4LYL. The snap-on feature allows the cover to be installed and removed with no tools. The split cover creates a radiused 0.75 inch (19mm) opening for easy access to add or re | PC | 1 | 10 | 1 | 1 | 135.34
07498345107 | FRUPS4X4BL | FR,Fitting,Up Spout,4x4,BL,EA | 4x4 Up Spout. Allows cable to be directed upward out of the channel deployed directly below racks and cabinets in underfloor installations. Provides 2in (50.8mm) bend radius. Snaps directly onto the channel and can be positioned to allow cables to be laid | PC | 1 | 1 | 1 | 1 | 160.94
07498384797 | FRUPS4X4YL | FR,Fitting,Up Spout,4x4,YL,EA | 4x4 Up Spout. Allows cable to be directed upward out of the channel deployed directly below racks and cabinets in underfloor installations. Provides 2in (50.8mm) bend radius. Snaps directly onto the channel and can be positioned to allow cables to be laid | PC | 1 | 1 | 1 | 1 | 160.94
07498345078 | FRUPS6X4BL | FR,Fitting,Up Spout,6x4,BL,EA | 6x4 Up Spout. Allows cable to be directed upward out of the channel deployed directly below racks and cabinets in underfloor installations. Provides 2in (50.8mm) bend radius. Snaps directly onto the channel and can be positioned to allow cables to be laid | PC | 1 | 1 | 1 | 1 | 160.94
07498384799 | FRUPS6X4YL | FR,Fitting,Up Spout,6x4,YL,EA | 6x4 Up Spout. Allows cable to be directed upward out of the channel deployed directly below racks and cabinets in underfloor installations. Provides 2in (50.8mm) bend radius. Snaps directly onto the channel and can be positioned to allow cables to be laid | PC | 1 | 1 | 1 | 1 | 160.94
61305676391 | FRVT12X4LBL | Fitting, Vertical Tee With Hinged Door, | The FiberRunner® 12x4 Vertical Tee creates a 90° vertical drop from a horizontal run. | PC | 1 | 1 | 1 | 1 | 262.9
61305676390 | FRVT12X4LYL | Fitting, Vertical Tee With Hinged Door, | The FiberRunner® 12x4 Vertical Tee creates a 90° vertical drop from a horizontal run. | PC | 1 | 10 | 1 | 1 | 262.9
61305676835 | FRVT4X4LBL | Fitting, Vertical Tee With Hinged Door, | The FiberRunner® 4x4 Vertical Tee creates a 90° vertical drop from a horizontal run. The vertical tee attaches to a 4x4 channel and/or fittings to create a 90° vertical drop from a horizontal run. The vertical tee fitting accepts a channel cover in conjun | PC | 1 | 1 | 1 | 1 | 190.52
61305676837 | FRVT4X4LYL | Fitting, Vertical Tee With Hinged Door, | The FiberRunner® 4x4 Vertical Tee creates a 90° vertical drop from a horizontal run. The vertical tee includes a hinged door. | PC | 1 | 10 | 1 | 1 | 190.52
61305676385 | FRVT6X4LBL | Fitting, Vertical Tee With Hinged Door, | The FiberRunner® 6x4 Vertical Tee creates a 90° vertical drop from a horizontal run. The vertical tee includes a hinged door. | PC | 1 | 5 | 1 | 1 | 212.54
61305676384 | FRVT6X4LYL | Fitting, Vertical Tee With Hinged Door, | The FiberRunner® 6x4 Vertical Tee creates a 90° vertical drop from a horizontal run. The vertical tee includes a hinged door. | PC | 1 | 10 | 1 | 1 | 212.54
07498386792 | FRWBS68 | FR,Fitting,Adapter,6x4-8x4,BL,EA | Fitting that transitions from Warren & Brown 8x4 Lightpaths System to 6x4 FiberRunner® System. Fitting has a black finish and is made from metal. Attachment hardware is included. | PC | 1 | 1 | 1 | 1 | 87.7
61305676846 | FRY126SCLBL | Fittting, Y-Reducer Split Cover, 12" x 4 | The FiberRunner® 12x4 Reducer Cover for the Y-reducer fitting allows the cover to be installed and removed with no tools required. It creates an opening for easy access to add or remove cables. | PC | 1 | 1 | 1 | 1 | 186.92
61305676843 | FRY126SCLYL | Fittting, Y-Reducer Split Cover, 12" x 4 | The FiberRunner® 12x4 Reducer Cover for the Y-reducer fitting allows the cover to be installed and removed with no tools required. It creates an opening for easy access to add or remove cables. | PC | 1 | 1 | 1 | 1 | 186.92
07498310143 | FS2ELQ1Q1NNM001 | OM4+ 2f 1.6mm PC LSZH PushPull LC/PushPu | OM4+ Sig Core 2-fiber 1.6mm jacket, patch cord, LSZH LC push-pull to LC push-pull, Ultra IL., 1m | PC | 1 | 10 | 1 | 1 | 56.92
07498310094 | FS2ELQ1Q1NNM002 | OM4+ 2f 1.6mm PC LSZH PushPull LC/PushPu | OM4+ Sig Core 2-fiber 1.6mm jacket, patch cord, LSZH LC push-pull to LC push-pull, Ultra IL., 2m | PC | 1 | 10 | 1 | 1 | 60.04
07498310095 | FS2ELQ1Q1NNM003 | OM4+ 2f 1.6mm PC LSZH PushPull LC/PushPu | OM4+ Sig Core 2-fiber 1.6mm jacket, patch cord, LSZH LC push-pull to LC push-pull, Ultra IL., 3m | PC | 1 | 10 | 1 | 1 | 63.16
07498310096 | FS2ELQ1Q1NNM004 | OM4+ 2f 1.6mm PC LSZH PushPull LC/PushPu | OM4+ Sig Core 2-fiber 1.6mm jacket, patch cord, LSZH LC push-pull to LC push-pull, Ultra IL., 4m | PC | 1 | 10 | 1 | 1 | 66.28
07498310145 | FS2ELQ1Q1NNM005 | OM4+ 2f 1.6mm PC LSZH PushPull LC/PushPu | OM4+ Sig Core 2-fiber 1.6mm jacket, patch cord, LSZH LC push-pull to LC push-pull, Ultra IL., 5m | PC | 1 | 10 | 1 | 1 | 69.4
07498310097 | FS2ELQ1Q1NNM006 | OM4+ 2f 1.6mm PC LSZH PushPull LC/PushPu | OM4+ Sig Core 2-fiber 1.6mm jacket, patch cord, LSZH LC push-pull to LC push-pull, Ultra IL., 6m | PC | 1 | 10 | 1 | 1 | 72.52
07498310098 | FS2ELQ1Q1NNM007 | OM4+ 2f 1.6mm PC LSZH PushPull LC/PushPu | OM4+ Sig Core 2-fiber 1.6mm jacket, patch cord, LSZH LC push-pull to LC push-pull, Ultra IL., 7m | PC | 1 | 10 | 1 | 1 | 75.64
07498310099 | FS2ELQ1Q1NNM008 | OM4+ 2f 1.6mm PC LSZH PushPull LC/PushPu | OM4+ Sig Core 2-fiber 1.6mm jacket, patch cord, LSZH LC push-pull to LC push-pull, Ultra IL., 8m | PC | 1 | 10 | 1 | 1 | 78.76
07498310101 | FS2ELQ1Q1NNM009 | OM4+ 2f 1.6mm PC LSZH PushPull LC/PushPu | OM4+ Sig Core 2-fiber 1.6mm jacket, patch cord, LSZH LC push-pull to LC push-pull, Ultra IL., 9m | PC | 1 | 10 | 1 | 1 | 81.88
07498310146 | FS2ELQ1Q1NNM010 | OM4+ 2f 1.6mm PC LSZH PushPull LC/PushPu | OM4+ Sig Core 2-fiber 1.6mm jacket, patch cord, LSZH LC push-pull to LC push-pull, Ultra IL., 10m | PC | 1 | 10 | 1 | 1 | 85
07498310103 | FS2ELQ1Q1NNM011 | OM4+ 2f 1.6mm PC LSZH PushPull LC/PushPu | OM4+ Sig Core 2-fiber 1.6mm jacket, patch cord, LSZH LC push-pull to LC push-pull, Ultra IL., 11m | PC | 1 | 1 | 1 | 1 | 88.12
07498310104 | FS2ELQ1Q1NNM012 | OM4+ 2f 1.6mm PC LSZH PushPull LC/PushPu | OM4+ Sig Core 2-fiber 1.6mm jacket, patch cord, LSZH LC push-pull to LC push-pull, Ultra IL., 12m | PC | 1 | 1 | 1 | 1 | 91.24
07498310106 | FS2ELQ1Q1NNM013 | OM4+ 2f 1.6mm PC LSZH PushPull LC/PushPu | OM4+ Sig Core 2-fiber 1.6mm jacket, patch cord, LSZH LC push-pull to LC push-pull, Ultra IL., 13m | PC | 1 | 1 | 1 | 1 | 94.36
07498310107 | FS2ELQ1Q1NNM014 | OM4+ 2f 1.6mm PC LSZH PushPull LC/PushPu | OM4+ Sig Core 2-fiber 1.6mm jacket, patch cord, LSZH LC push-pull to LC push-pull, Ultra IL., 14m | PC | 1 | 1 | 1 | 1 | 97.48
07498310111 | FS2ELQ1Q1NNM015 | OM4+ 2f 1.6mm PC LSZH PushPull LC/PushPu | OM4+ Sig Core 2-fiber 1.6mm jacket, patch cord, LSZH LC push-pull to LC push-pull, Ultra IL., 15m | PC | 1 | 10 | 1 | 1 | 100.6
07498310112 | FS2ELQ1Q1NNM016 | OM4+ 2f 1.6mm PC LSZH PushPull LC/PushPu | OM4+ Sig Core 2-fiber 1.6mm jacket, patch cord, LSZH LC push-pull to LC push-pull, Ultra IL., 16m | PC | 1 | 1 | 1 | 1 | 103.72
07498310113 | FS2ELQ1Q1NNM017 | OM4+ 2f 1.6mm PC LSZH PushPull LC/PushPu | OM4+ Sig Core 2-fiber 1.6mm jacket, patch cord, LSZH LC push-pull to LC push-pull, Ultra IL., 17m | PC | 1 | 1 | 1 | 1 | 106.84
07498310114 | FS2ELQ1Q1NNM018 | OM4+ 2f 1.6mm PC LSZH PushPull LC/PushPu | OM4+ Sig Core 2-fiber 1.6mm jacket, patch cord, LSZH LC push-pull to LC push-pull, Ultra IL., 18m | PC | 1 | 1 | 1 | 1 | 109.96
07498310138 | FS2ELQ1Q1NNM019 | OM4+ 2f 1.6mm PC LSZH PushPull LC/PushPu | OM4+ Sig Core 2-fiber 1.6mm jacket, patch cord, LSZH LC push-pull to LC push-pull, Ultra IL., 19m | PC | 1 | 1 | 1 | 1 | 113.08
07498310148 | FS2ELQ1Q1NNM020 | OM4+ 2f 1.6mm PC LSZH PushPull LC/PushPu | OM4+ Sig Core 2-fiber 1.6mm jacket, patch cord, LSZH LC push-pull to LC push-pull, Ultra IL., 20m | PC | 1 | 10 | 1 | 1 | 116.2
07498310139 | FS2ELQ1Q1NNM025 | OM4+ 2f 1.6mm PC LSZH PushPull LC/PushPu | OM4+ Sig Core 2-fiber 1.6mm jacket, patch cord, LSZH LC push-pull to LC push-pull, Ultra IL., 25m | PC | 1 | 10 | 1 | 1 | 131.8
07498310140 | FS2ELQ1Q1NNM030 | OM4+ 2f 1.6mm PC LSZH PushPull LC/PushPu | OM4+ Sig Core 2-fiber 1.6mm jacket, patch cord, LSZH LC push-pull to LC push-pull, Ultra IL., 30m | PC | 1 | 1 | 1 | 1 | 147.4
07498310141 | FS2ELQ1Q1NNM035 | OM4+ 2f 1.6mm PC LSZH PushPull LC/PushPu | OM4+ Sig Core 2-fiber 1.6mm jacket, patch cord, LSZH LC push-pull to LC push-pull, Ultra IL., 35m | PC | 1 | 1 | 1 | 1 | 163
07498310149 | FS2ERQ1Q1NNM001 | OM4+ 2f 1.6mm PC OFNR PushPull LC/PushPu | OM4+ Sig. Core 2-fiber, 1.6mm jacket patch cord, riser, LC push-pull to LC push-pull, Ultra IL, 1m | PC | 1 | 10 | 1 | 1 | 56.92
07498310150 | FS2ERQ1Q1NNM002 | OM4+ 2f 1.6mm PC OFNR PushPull LC/PushPu | OM4+ Sig. Core 2-fiber, 1.6mm jacket patch cord, riser, LC push-pull to LC push-pull, Ultra IL, 2m | PC | 1 | 10 | 1 | 1 | 60.04
07498310151 | FS2ERQ1Q1NNM003 | OM4+ 2f 1.6mm PC OFNR PushPull LC/PushPu | OM4+ Sig. Core 2-fiber, 1.6mm jacket patch cord, riser, LC push-pull to LC push-pull, Ultra IL, 3m | PC | 1 | 10 | 1 | 1 | 63.16
07498310152 | FS2ERQ1Q1NNM004 | OM4+ 2f 1.6mm PC OFNR PushPull LC/PushPu | OM4+ Sig. Core 2-fiber, 1.6mm jacket patch cord, riser, LC push-pull to LC push-pull, Ultra IL, 4m | PC | 1 | 10 | 1 | 1 | 66.28
07498310153 | FS2ERQ1Q1NNM005 | OM4+ 2f 1.6mm PC OFNR PushPull LC/PushPu | OM4+ Sig. Core 2-fiber, 1.6mm jacket patch cord, riser, LC push-pull to LC push-pull, Ultra IL, 5m | PC | 1 | 10 | 1 | 1 | 69.4
07498310154 | FS2ERQ1Q1NNM006 | OM4+ 2f 1.6mm PC OFNR PushPull LC/PushPu | OM4+ Sig. Core 2-fiber, 1.6mm jacket patch cord, riser, LC push-pull to LC push-pull, Ultra IL, 6m | PC | 1 | 10 | 1 | 1 | 72.52
07498310156 | FS2ERQ1Q1NNM007 | OM4+ 2f 1.6mm PC OFNR PushPull LC/PushPu | OM4+ Sig. Core 2-fiber, 1.6mm jacket patch cord, riser, LC push-pull to LC push-pull, Ultra IL, 7m | PC | 1 | 10 | 1 | 1 | 75.64
07498310178 | FS2ERQ1Q1NNM008 | OM4+ 2f 1.6mm PC OFNR PushPull LC/PushPu | OM4+ Sig. Core 2-fiber, 1.6mm jacket patch cord, riser, LC push-pull to LC push-pull, Ultra IL, 8m | PC | 1 | 10 | 1 | 1 | 78.76
07498310179 | FS2ERQ1Q1NNM009 | OM4+ 2f 1.6mm PC OFNR PushPull LC/PushPu | OM4+ Sig. Core 2-fiber, 1.6mm jacket patch cord, riser, LC push-pull to LC push-pull, Ultra IL, 9m | PC | 1 | 10 | 1 | 1 | 81.88
07498310181 | FS2ERQ1Q1NNM010 | OM4+ 2f 1.6mm PC OFNR PushPull LC/PushPu | OM4+ Sig. Core 2-fiber, 1.6mm jacket patch cord, riser, LC push-pull to LC push-pull, Ultra IL, 10m | PC | 1 | 10 | 1 | 1 | 85
07498310182 | FS2ERQ1Q1NNM011 | OM4+ 2f 1.6mm PC OFNR PushPull LC/PushPu | OM4+ Sig. Core 2-fiber, 1.6mm jacket patch cord, riser, LC push-pull to LC push-pull, Ultra IL, 11m | PC | 1 | 1 | 1 | 1 | 88.12
07498310183 | FS2ERQ1Q1NNM012 | OM4+ 2f 1.6mm PC OFNR PushPull LC/PushPu | OM4+ Sig. Core 2-fiber, 1.6mm jacket patch cord, riser, LC push-pull to LC push-pull, Ultra IL, 12m | PC | 1 | 1 | 1 | 1 | 91.24
07498310184 | FS2ERQ1Q1NNM013 | OM4+ 2f 1.6mm PC OFNR PushPull LC/PushPu | OM4+ Sig. Core 2-fiber, 1.6mm jacket patch cord, riser, LC push-pull to LC push-pull, Ultra IL, 13m | PC | 1 | 1 | 1 | 1 | 94.36
07498310185 | FS2ERQ1Q1NNM014 | OM4+ 2f 1.6mm PC OFNR PushPull LC/PushPu | OM4+ Sig. Core 2-fiber, 1.6mm jacket patch cord, riser, LC push-pull to LC push-pull, Ultra IL, 14m | PC | 1 | 1 | 1 | 1 | 97.48
07498310186 | FS2ERQ1Q1NNM015 | OM4+ 2f 1.6mm PC OFNR PushPull LC/PushPu | OM4+ Sig. Core 2-fiber, 1.6mm jacket patch cord, riser, LC push-pull to LC push-pull, Ultra IL, 15m | PC | 1 | 10 | 1 | 1 | 100.6
07498310187 | FS2ERQ1Q1NNM016 | OM4+ 2f 1.6mm PC OFNR PushPull LC/PushPu | OM4+ Sig. Core 2-fiber, 1.6mm jacket patch cord, riser, LC push-pull to LC push-pull, Ultra IL, 16m | PC | 1 | 1 | 1 | 1 | 103.72
07498310189 | FS2ERQ1Q1NNM017 | OM4+ 2f 1.6mm PC OFNR PushPull LC/PushPu | OM4+ Sig. Core 2-fiber, 1.6mm jacket patch cord, riser, LC push-pull to LC push-pull, Ultra IL, 17m | PC | 1 | 1 | 1 | 1 | 106.84
07498310191 | FS2ERQ1Q1NNM018 | OM4+ 2f 1.6mm PC OFNR PushPull LC/PushPu | OM4+ Sig. Core 2-fiber, 1.6mm jacket patch cord, riser, LC push-pull to LC push-pull, Ultra IL, 18m | PC | 1 | 1 | 1 | 1 | 109.96
07498310192 | FS2ERQ1Q1NNM019 | OM4+ 2f 1.6mm PC OFNR PushPull LC/PushPu | OM4+ Sig. Core 2-fiber, 1.6mm jacket patch cord, riser, LC push-pull to LC push-pull, Ultra IL, 19m | PC | 1 | 1 | 1 | 1 | 113.08
07498310194 | FS2ERQ1Q1NNM020 | OM4+ 2f 1.6mm PC OFNR PushPull LC/PushPu | OM4+ Sig. Core 2-fiber, 1.6mm jacket patch cord, riser, LC push-pull to LC push-pull, Ultra IL, 20m | PC | 1 | 10 | 1 | 1 | 116.2
07498310195 | FS2ERQ1Q1NNM025 | OM4+ 2f 1.6mm PC OFNR PushPull LC/PushPu | OM4+ Sig. Core 2-fiber, 1.6mm jacket patch cord, riser, LC push-pull to LC push-pull, Ultra IL, 25m | PC | 1 | 1 | 1 | 1 | 131.8
07498310196 | FS2ERQ1Q1NNM030 | OM4+ 2f 1.6mm PC OFNR PushPull LC/PushPu | OM4+ Sig. Core 2-fiber, 1.6mm jacket patch cord, riser, LC push-pull to LC push-pull, Ultra IL, 30m | PC | 1 | 1 | 1 | 1 | 147.4
07498310197 | FS2ERQ1Q1NNM035 | OM4+ 2f 1.6mm PC OFNR PushPull LC/PushPu | OM4+ Sig. Core 2-fiber, 1.6mm jacket patch cord, riser, LC push-pull to LC push-pull, Ultra IL, 35m | PC | 1 | 1 | 1 | 1 | 163
61305680617 | FS2RLU1U1NNM0.5 | OM4+ 2f 2mm PC LSZH LC Uniboot /LC Unibo | OM4+ Signature Core™ duplex fiber patch cord with a 2.0mm cable jacket. Low Smoke Zero Halogen (LSZH) rated, features LC Uniboot pull-boot connectors, and has Ultra Low insertion loss, 0.5 meters in length | PC | 1 | 10 | 10 | 1 | 58.56
61305680620 | FS2RLU1U1NNM001 | OM4+ 2f 2mm PC LSZH LC Uniboot /LC Unibo | OM4+ Signature Core™ duplex fiber patch cord with a 2.0mm cable jacket. Low Smoke Zero Halogen (LSZH) rated, features LC Uniboot pull-boot connectors, and has Ultra Low insertion loss, 001 meters in length | PC | 1 | 10 | 10 | 1 | 60.12
61305680621 | FS2RLU1U1NNM002 | OM4+ 2f 2mm PC LSZH LC Uniboot /LC Unibo | OM4+ Signature Core™ duplex fiber patch cord with a 2.0mm cable jacket. Low Smoke Zero Halogen (LSZH) rated, features LC Uniboot pull-boot connectors, and has Ultra Low insertion loss, 002 meters in length | PC | 1 | 10 | 10 | 1 | 63.24
61305680613 | FS2RLU1U1NNM003 | OM4+ 2f 2mm PC LSZH LC Uniboot /LC Unibo | OM4+ Signature Core™ duplex fiber patch cord with a 2.0mm cable jacket. Low Smoke Zero Halogen (LSZH) rated, features LC Uniboot pull-boot connectors, and has Ultra Low insertion loss, 003 meters in length | PC | 1 | 10 | 10 | 1 | 66.36
61305680684 | FS2RLU1U1NNM004 | OM4+ 2f 2mm PC LSZH LC Uniboot /LC Unibo | OM4+ Signature Core™ duplex fiber patch cord with a 2.0mm cable jacket. Low Smoke Zero Halogen (LSZH) rated, features LC Uniboot pull-boot connectors, and has Ultra Low insertion loss, 004 meters in length | PC | 1 | 10 | 10 | 1 | 69.48
61305680685 | FS2RLU1U1NNM005 | OM4+ 2f 2mm PC LSZH LC Uniboot /LC Unibo | OM4+ Signature Core™ duplex fiber patch cord with a 2.0mm cable jacket. Low Smoke Zero Halogen (LSZH) rated, features LC Uniboot pull-boot connectors, and has Ultra Low insertion loss, 005 meters in length | PC | 1 | 10 | 10 | 1 | 72.6
61305680686 | FS2RLU1U1NNM006 | OM4+ 2f 2mm PC LSZH LC Uniboot /LC Unibo | OM4+ Signature Core™ duplex fiber patch cord with a 2.0mm cable jacket. Low Smoke Zero Halogen (LSZH) rated, features LC Uniboot pull-boot connectors, and has Ultra Low insertion loss, 006 meters in length | PC | 1 | 10 | 10 | 1 | 75.72
61305680721 | FS2RLU1U1NNM007 | OM4+ 2f 2mm PC LSZH LC Uniboot /LC Unibo | OM4+ Signature Core™ duplex fiber patch cord with a 2.0mm cable jacket. Low Smoke Zero Halogen (LSZH) rated, features LC Uniboot pull-boot connectors, and has Ultra Low insertion loss, 007 meters in length | PC | 1 | 10 | 10 | 1 | 78.84
61305680723 | FS2RLU1U1NNM008 | OM4+ 2f 2mm PC LSZH LC Uniboot /LC Unibo | OM4+ Signature Core™ duplex fiber patch cord with a 2.0mm cable jacket. Low Smoke Zero Halogen (LSZH) rated, features LC Uniboot pull-boot connectors, and has Ultra Low insertion loss, 008 meters in length | PC | 1 | 10 | 10 | 1 | 81.96
61305680756 | FS2RLU1U1NNM009 | OM4+ 2f 2mm PC LSZH LC Uniboot /LC Unibo | OM4+ Signature Core™ duplex fiber patch cord with a 2.0mm cable jacket. Low Smoke Zero Halogen (LSZH) rated, features LC Uniboot pull-boot connectors, and has Ultra Low insertion loss, 009 meters in length | PC | 1 | 10 | 10 | 1 | 85.08
61305680757 | FS2RLU1U1NNM010 | OM4+ 2f 2mm PC LSZH LC Uniboot /LC Unibo | OM4+ Signature Core™ duplex fiber patch cord with a 2.0mm cable jacket. Low Smoke Zero Halogen (LSZH) rated, features LC Uniboot pull-boot connectors, and has Ultra Low insertion loss, 010 meters in length | PC | 1 | 10 | 10 | 1 | 88.2
61305680758 | FS2RLU1U1NNM011 | OM4+ 2f 2mm PC LSZH LC Uniboot /LC Unibo | OM4+ Signature Core™ duplex fiber patch cord with a 2.0mm cable jacket. Low Smoke Zero Halogen (LSZH) rated, features LC Uniboot pull-boot connectors, and has Ultra Low insertion loss, 011 meters in length | PC | 1 | 10 | 10 | 1 | 91.32
61305680759 | FS2RLU1U1NNM012 | OM4+ 2f 2mm PC LSZH LC Uniboot /LC Unibo | OM4+ Signature Core™ duplex fiber patch cord with a 2.0mm cable jacket. Low Smoke Zero Halogen (LSZH) rated, features LC Uniboot pull-boot connectors, and has Ultra Low insertion loss, 012 meters in length | PC | 1 | 10 | 10 | 1 | 94.44
61305680799 | FS2RLU1U1NNM013 | OM4+ 2f 2mm PC LSZH LC Uniboot /LC Unibo | OM4+ Signature Core™ duplex fiber patch cord with a 2.0mm cable jacket. Low Smoke Zero Halogen (LSZH) rated, features LC Uniboot pull-boot connectors, and has Ultra Low insertion loss, 013 meters in length | PC | 1 | 10 | 10 | 1 | 97.56
61305680800 | FS2RLU1U1NNM014 | OM4+ 2f 2mm PC LSZH LC Uniboot /LC Unibo | OM4+ Signature Core™ duplex fiber patch cord with a 2.0mm cable jacket. Low Smoke Zero Halogen (LSZH) rated, features LC Uniboot pull-boot connectors, and has Ultra Low insertion loss, 014 meters in length | PC | 1 | 10 | 10 | 1 | 100.68
61305680801 | FS2RLU1U1NNM015 | OM4+ 2f 2mm PC LSZH LC Uniboot /LC Unibo | OM4+ Signature Core™ duplex fiber patch cord with a 2.0mm cable jacket. Low Smoke Zero Halogen (LSZH) rated, features LC Uniboot pull-boot connectors, and has Ultra Low insertion loss, 015 meters in length | PC | 1 | 10 | 10 | 1 | 103.8
61305680802 | FS2RLU1U1NNM016 | OM4+ 2f 2mm PC LSZH LC Uniboot /LC Unibo | OM4+ Signature Core™ duplex fiber patch cord with a 2.0mm cable jacket. Low Smoke Zero Halogen (LSZH) rated, features LC Uniboot pull-boot connectors, and has Ultra Low insertion loss, 016 meters in length | PC | 1 | 10 | 10 | 1 | 106.92
61305680803 | FS2RLU1U1NNM017 | OM4+ 2f 2mm PC LSZH LC Uniboot /LC Unibo | OM4+ Signature Core™ duplex fiber patch cord with a 2.0mm cable jacket. Low Smoke Zero Halogen (LSZH) rated, features LC Uniboot pull-boot connectors, and has Ultra Low insertion loss, 017 meters in length | PC | 1 | 10 | 10 | 1 | 110.04
61305680804 | FS2RLU1U1NNM018 | OM4+ 2f 2mm PC LSZH LC Uniboot /LC Unibo | OM4+ Signature Core™ duplex fiber patch cord with a 2.0mm cable jacket. Low Smoke Zero Halogen (LSZH) rated, features LC Uniboot pull-boot connectors, and has Ultra Low insertion loss, 018 meters in length | PC | 1 | 10 | 10 | 1 | 113.16
61305680805 | FS2RLU1U1NNM019 | OM4+ 2f 2mm PC LSZH LC Uniboot /LC Unibo | OM4+ Signature Core™ duplex fiber patch cord with a 2.0mm cable jacket. Low Smoke Zero Halogen (LSZH) rated, features LC Uniboot pull-boot connectors, and has Ultra Low insertion loss, 019 meters in length | PC | 1 | 10 | 10 | 1 | 116.28
61305680806 | FS2RLU1U1NNM020 | OM4+ 2f 2mm PC LSZH LC Uniboot /LC Unibo | OM4+ Signature Core™ duplex fiber patch cord with a 2.0mm cable jacket. Low Smoke Zero Halogen (LSZH) rated, features LC Uniboot pull-boot connectors, and has Ultra Low insertion loss, 020 meters in length | PC | 1 | 10 | 10 | 1 | 119.4
61305680883 | FS2RLU1U1NNM021 | OM4+ 2f 2mm PC LSZH LC Uniboot /LC Unibo | OM4+ Signature Core™ duplex fiber patch cord with a 2.0mm cable jacket. Low Smoke Zero Halogen (LSZH) rated, features LC Uniboot pull-boot connectors, and has Ultra Low insertion loss, 021 meters in length | PC | 1 | 10 | 10 | 1 | 122.52
61305680884 | FS2RLU1U1NNM022 | OM4+ 2f 2mm PC LSZH LC Uniboot /LC Unibo | OM4+ Signature Core™ duplex fiber patch cord with a 2.0mm cable jacket. Low Smoke Zero Halogen (LSZH) rated, features LC Uniboot pull-boot connectors, and has Ultra Low insertion loss, 022 meters in length | PC | 1 | 10 | 10 | 1 | 125.64
61305680885 | FS2RLU1U1NNM023 | OM4+ 2f 2mm PC LSZH LC Uniboot /LC Unibo | OM4+ Signature Core™ duplex fiber patch cord with a 2.0mm cable jacket. Low Smoke Zero Halogen (LSZH) rated, features LC Uniboot pull-boot connectors, and has Ultra Low insertion loss, 023 meters in length | PC | 1 | 10 | 10 | 1 | 128.76
61305680886 | FS2RLU1U1NNM024 | OM4+ 2f 2mm PC LSZH LC Uniboot /LC Unibo | OM4+ Signature Core™ duplex fiber patch cord with a 2.0mm cable jacket. Low Smoke Zero Halogen (LSZH) rated, features LC Uniboot pull-boot connectors, and has Ultra Low insertion loss, 024 meters in length | PC | 1 | 10 | 10 | 1 | 131.88
61305680887 | FS2RLU1U1NNM025 | OM4+ 2f 2mm PC LSZH LC Uniboot /LC Unibo | OM4+ Signature Core™ duplex fiber patch cord with a 2.0mm cable jacket. Low Smoke Zero Halogen (LSZH) rated, features LC Uniboot pull-boot connectors, and has Ultra Low insertion loss, 025 meters in length | PC | 1 | 10 | 10 | 1 | 135
61305680888 | FS2RLU1U1NNM026 | OM4+ 2f 2mm PC LSZH LC Uniboot /LC Unibo | OM4+ Signature Core™ duplex fiber patch cord with a 2.0mm cable jacket. Low Smoke Zero Halogen (LSZH) rated, features LC Uniboot pull-boot connectors, and has Ultra Low insertion loss, 026 meters in length | PC | 1 | 10 | 10 | 1 | 138.12
61305680889 | FS2RLU1U1NNM027 | OM4+ 2f 2mm PC LSZH LC Uniboot /LC Unibo | OM4+ Signature Core™ duplex fiber patch cord with a 2.0mm cable jacket. Low Smoke Zero Halogen (LSZH) rated, features LC Uniboot pull-boot connectors, and has Ultra Low insertion loss, 027 meters in length | PC | 1 | 10 | 10 | 1 | 141.24
61305680890 | FS2RLU1U1NNM028 | OM4+ 2f 2mm PC LSZH LC Uniboot /LC Unibo | OM4+ Signature Core™ duplex fiber patch cord with a 2.0mm cable jacket. Low Smoke Zero Halogen (LSZH) rated, features LC Uniboot pull-boot connectors, and has Ultra Low insertion loss, 028 meters in length | PC | 1 | 10 | 10 | 1 | 144.36
61305680891 | FS2RLU1U1NNM029 | OM4+ 2f 2mm PC LSZH LC Uniboot /LC Unibo | OM4+ Signature Core™ duplex fiber patch cord with a 2.0mm cable jacket. Low Smoke Zero Halogen (LSZH) rated, features LC Uniboot pull-boot connectors, and has Ultra Low insertion loss, 029 meters in length | PC | 1 | 10 | 10 | 1 | 147.48
61305680892 | FS2RLU1U1NNM030 | OM4+ 2f 2mm PC LSZH LC Uniboot /LC Unibo | OM4+ Signature Core™ duplex fiber patch cord with a 2.0mm cable jacket. Low Smoke Zero Halogen (LSZH) rated, features LC Uniboot pull-boot connectors, and has Ultra Low insertion loss, 030 meters in length | PC | 1 | 10 | 10 | 1 | 150.6
61305680893 | FS2RLU1U1NNM031 | OM4+ 2f 2mm PC LSZH LC Uniboot /LC Unibo | OM4+ Signature Core™ duplex fiber patch cord with a 2.0mm cable jacket. Low Smoke Zero Halogen (LSZH) rated, features LC Uniboot pull-boot connectors, and has Ultra Low insertion loss, 031 meters in length | PC | 1 | 10 | 10 | 1 | 153.72
61305680894 | FS2RLU1U1NNM032 | OM4+ 2f 2mm PC LSZH LC Uniboot /LC Unibo | OM4+ Signature Core™ duplex fiber patch cord with a 2.0mm cable jacket. Low Smoke Zero Halogen (LSZH) rated, features LC Uniboot pull-boot connectors, and has Ultra Low insertion loss, 032 meters in length | PC | 1 | 10 | 10 | 1 | 156.84
61305680895 | FS2RLU1U1NNM033 | OM4+ 2f 2mm PC LSZH LC Uniboot /LC Unibo | OM4+ Signature Core™ duplex fiber patch cord with a 2.0mm cable jacket. Low Smoke Zero Halogen (LSZH) rated, features LC Uniboot pull-boot connectors, and has Ultra Low insertion loss, 033 meters in length | PC | 1 | 10 | 10 | 1 | 159.96
61305680896 | FS2RLU1U1NNM034 | OM4+ 2f 2mm PC LSZH LC Uniboot /LC Unibo | OM4+ Signature Core™ duplex fiber patch cord with a 2.0mm cable jacket. Low Smoke Zero Halogen (LSZH) rated, features LC Uniboot pull-boot connectors, and has Ultra Low insertion loss, 034 meters in length | PC | 1 | 10 | 10 | 1 | 163.08
61305680897 | FS2RLU1U1NNM035 | OM4+ 2f 2mm PC LSZH LC Uniboot /LC Unibo | OM4+ Signature Core™ duplex fiber patch cord with a 2.0mm cable jacket. Low Smoke Zero Halogen (LSZH) rated, features LC Uniboot pull-boot connectors, and has Ultra Low insertion loss, 035 meters in length | PC | 1 | 10 | 10 | 1 | 166.2
61305680972 | FS2RLU1U1NNM036 | OM4+ 2f 2mm PC LSZH LC Uniboot /LC Unibo | OM4+ Signature Core™ duplex fiber patch cord with a 2.0mm cable jacket. Low Smoke Zero Halogen (LSZH) rated, features LC Uniboot pull-boot connectors, and has Ultra Low insertion loss, 036 meters in length | PC | 1 | 10 | 10 | 1 | 169.32
61305680973 | FS2RLU1U1NNM037 | OM4+ 2f 2mm PC LSZH LC Uniboot /LC Unibo | OM4+ Signature Core™ duplex fiber patch cord with a 2.0mm cable jacket. Low Smoke Zero Halogen (LSZH) rated, features LC Uniboot pull-boot connectors, and has Ultra Low insertion loss, 037 meters in length | PC | 1 | 10 | 10 | 1 | 172.44
61305680974 | FS2RLU1U1NNM038 | OM4+ 2f 2mm PC LSZH LC Uniboot /LC Unibo | OM4+ Signature Core™ duplex fiber patch cord with a 2.0mm cable jacket. Low Smoke Zero Halogen (LSZH) rated, features LC Uniboot pull-boot connectors, and has Ultra Low insertion loss, 038 meters in length | PC | 1 | 10 | 10 | 1 | 175.56
61305680975 | FS2RLU1U1NNM039 | OM4+ 2f 2mm PC LSZH LC Uniboot /LC Unibo | OM4+ Signature Core™ duplex fiber patch cord with a 2.0mm cable jacket. Low Smoke Zero Halogen (LSZH) rated, features LC Uniboot pull-boot connectors, and has Ultra Low insertion loss, 039 meters in length | PC | 1 | 10 | 10 | 1 | 178.68
61305680976 | FS2RLU1U1NNM040 | OM4+ 2f 2mm PC LSZH LC Uniboot /LC Unibo | OM4+ Signature Core™ duplex fiber patch cord with a 2.0mm cable jacket. Low Smoke Zero Halogen (LSZH) rated, features LC Uniboot pull-boot connectors, and has Ultra Low insertion loss, 040 meters in length | PC | 1 | 10 | 10 | 1 | 181.8
61305680977 | FS2RLU1U1NNM041 | OM4+ 2f 2mm PC LSZH LC Uniboot /LC Unibo | OM4+ Signature Core™ duplex fiber patch cord with a 2.0mm cable jacket. Low Smoke Zero Halogen (LSZH) rated, features LC Uniboot pull-boot connectors, and has Ultra Low insertion loss, 041 meters in length | PC | 1 | 10 | 10 | 1 | 184.92
61305680978 | FS2RLU1U1NNM042 | OM4+ 2f 2mm PC LSZH LC Uniboot /LC Unibo | OM4+ Signature Core™ duplex fiber patch cord with a 2.0mm cable jacket. Low Smoke Zero Halogen (LSZH) rated, features LC Uniboot pull-boot connectors, and has Ultra Low insertion loss, 042 meters in length | PC | 1 | 10 | 10 | 1 | 188.04
61305680979 | FS2RLU1U1NNM043 | OM4+ 2f 2mm PC LSZH LC Uniboot /LC Unibo | OM4+ Signature Core™ duplex fiber patch cord with a 2.0mm cable jacket. Low Smoke Zero Halogen (LSZH) rated, features LC Uniboot pull-boot connectors, and has Ultra Low insertion loss, 043 meters in length | PC | 1 | 10 | 10 | 1 | 191.16
61305680980 | FS2RLU1U1NNM044 | OM4+ 2f 2mm PC LSZH LC Uniboot /LC Unibo | OM4+ Signature Core™ duplex fiber patch cord with a 2.0mm cable jacket. Low Smoke Zero Halogen (LSZH) rated, features LC Uniboot pull-boot connectors, and has Ultra Low insertion loss, 044 meters in length | PC | 1 | 10 | 10 | 1 | 194.28
61305680981 | FS2RLU1U1NNM045 | OM4+ 2f 2mm PC LSZH LC Uniboot /LC Unibo | OM4+ Signature Core™ duplex fiber patch cord with a 2.0mm cable jacket. Low Smoke Zero Halogen (LSZH) rated, features LC Uniboot pull-boot connectors, and has Ultra Low insertion loss, 045 meters in length | PC | 1 | 10 | 10 | 1 | 197.4
61305680982 | FS2RLU1U1NNM046 | OM4+ 2f 2mm PC LSZH LC Uniboot /LC Unibo | OM4+ Signature Core™ duplex fiber patch cord with a 2.0mm cable jacket. Low Smoke Zero Halogen (LSZH) rated, features LC Uniboot pull-boot connectors, and has Ultra Low insertion loss, 046 meters in length | PC | 1 | 10 | 10 | 1 | 200.52
61305680983 | FS2RLU1U1NNM047 | OM4+ 2f 2mm PC LSZH LC Uniboot /LC Unibo | OM4+ Signature Core™ duplex fiber patch cord with a 2.0mm cable jacket. Low Smoke Zero Halogen (LSZH) rated, features LC Uniboot pull-boot connectors, and has Ultra Low insertion loss, 047 meters in length | PC | 1 | 10 | 10 | 1 | 203.64
61305680984 | FS2RLU1U1NNM048 | OM4+ 2f 2mm PC LSZH LC Uniboot /LC Unibo | OM4+ Signature Core™ duplex fiber patch cord with a 2.0mm cable jacket. Low Smoke Zero Halogen (LSZH) rated, features LC Uniboot pull-boot connectors, and has Ultra Low insertion loss, 048 meters in length | PC | 1 | 10 | 10 | 1 | 206.76
61305680985 | FS2RLU1U1NNM049 | OM4+ 2f 2mm PC LSZH LC Uniboot /LC Unibo | OM4+ Signature Core™ duplex fiber patch cord with a 2.0mm cable jacket. Low Smoke Zero Halogen (LSZH) rated, features LC Uniboot pull-boot connectors, and has Ultra Low insertion loss, 049 meters in length | PC | 1 | 10 | 10 | 1 | 209.88
61305680986 | FS2RLU1U1NNM050 | OM4+ 2f 2mm PC LSZH LC Uniboot /LC Unibo | OM4+ Signature Core™ duplex fiber patch cord with a 2.0mm cable jacket. Low Smoke Zero Halogen (LSZH) rated, features LC Uniboot pull-boot connectors, and has Ultra Low insertion loss, 050 meters in length | PC | 1 | 10 | 10 | 1 | 213
61305680618 | FS2RLU1U1NNM1.5 | OM4+ 2f 2mm PC LSZH LC Uniboot /LC Unibo | OM4+ Signature Core™ duplex fiber patch cord with a 2.0mm cable jacket. Low Smoke Zero Halogen (LSZH) rated, features LC Uniboot pull-boot connectors, and has Ultra Low insertion loss, 1.5 meters in length | PC | 1 | 10 | 10 | 1 | 61.68
61305680619 | FS2RLU1U1NNM2.5 | OM4+ 2f 2mm PC LSZH LC Uniboot /LC Unibo | OM4+ Signature Core™ duplex fiber patch cord with a 2.0mm cable jacket. Low Smoke Zero Halogen (LSZH) rated, features LC Uniboot pull-boot connectors, and has Ultra Low insertion loss, 2.5 meters in length | PC | 1 | 10 | 10 | 1 | 64.8
61305680681 | FS2RLU1U1NNM3.5 | OM4+ 2f 2mm PC LSZH LC Uniboot /LC Unibo | OM4+ Signature Core™ duplex fiber patch cord with a 2.0mm cable jacket. Low Smoke Zero Halogen (LSZH) rated, features LC Uniboot pull-boot connectors, and has Ultra Low insertion loss, 3.5 meters in length | PC | 1 | 10 | 10 | 1 | 67.92
61305680682 | FS2RLU1U1NNM4.5 | OM4+ 2f 2mm PC LSZH LC Uniboot /LC Unibo | OM4+ Signature Core™ duplex fiber patch cord with a 2.0mm cable jacket. Low Smoke Zero Halogen (LSZH) rated, features LC Uniboot pull-boot connectors, and has Ultra Low insertion loss, 4.5 meters in length | PC | 1 | 10 | 10 | 1 | 71.04
61305680683 | FS2RLU1U1NNM5.5 | OM4+ 2f 2mm PC LSZH LC Uniboot /LC Unibo | OM4+ Signature Core™ duplex fiber patch cord with a 2.0mm cable jacket. Low Smoke Zero Halogen (LSZH) rated, features LC Uniboot pull-boot connectors, and has Ultra Low insertion loss, 5.5 meters in length | PC | 1 | 10 | 10 | 1 | 74.16
61305680722 | FS2RLU1U1NNM6.5 | OM4+ 2f 2mm PC LSZH LC Uniboot /LC Unibo | OM4+ Signature Core™ duplex fiber patch cord with a 2.0mm cable jacket. Low Smoke Zero Halogen (LSZH) rated, features LC Uniboot pull-boot connectors, and has Ultra Low insertion loss, 6.5 meters in length | PC | 1 | 10 | 10 | 1 | 77.28
61305680724 | FS2RLU1U1NNM7.5 | OM4+ 2f 2mm PC LSZH LC Uniboot /LC Unibo | OM4+ Signature Core™ duplex fiber patch cord with a 2.0mm cable jacket. Low Smoke Zero Halogen (LSZH) rated, features LC Uniboot pull-boot connectors, and has Ultra Low insertion loss, 7.5 meters in length | PC | 1 | 10 | 10 | 1 | 80.4
61305680754 | FS2RLU1U1NNM8.5 | OM4+ 2f 2mm PC LSZH LC Uniboot /LC Unibo | OM4+ Signature Core™ duplex fiber patch cord with a 2.0mm cable jacket. Low Smoke Zero Halogen (LSZH) rated, features LC Uniboot pull-boot connectors, and has Ultra Low insertion loss, 8.5 meters in length | PC | 1 | 10 | 10 | 1 | 83.52
61305680755 | FS2RLU1U1NNM9.5 | OM4+ 2f 2mm PC LSZH LC Uniboot /LC Unibo | OM4+ Signature Core™ duplex fiber patch cord with a 2.0mm cable jacket. Low Smoke Zero Halogen (LSZH) rated, features LC Uniboot pull-boot connectors, and has Ultra Low insertion loss, 9.5 meters in length | PC | 1 | 10 | 10 | 1 | 86.64
61305680606 | FS2RPU1U1NNF001 | OM4+ 2f 2mm PC OFNP LC Uniboot /LC Unibo | OM4+ Signature Core™ duplex fiber patch cord with a 2.0mm cable jacket. Plenum (OFNP) rated, features LC Uniboot pull-boot connectors, and has Ultra Low insertion loss, 001 feet in length | PC | 1 | 10 | 10 | 1 | 57.96
61305680607 | FS2RPU1U1NNF002 | OM4+ 2f 2mm PC OFNP LC Uniboot /LC Unibo | OM4+ Signature Core™ duplex fiber patch cord with a 2.0mm cable jacket. Plenum (OFNP) rated, features LC Uniboot pull-boot connectors, and has Ultra Low insertion loss, 002 feet in length | PC | 1 | 10 | 10 | 1 | 58.9
61305680608 | FS2RPU1U1NNF003 | OM4+ 2f 2mm PC OFNP LC Uniboot /LC Unibo | OM4+ Signature Core™ duplex fiber patch cord with a 2.0mm cable jacket. Plenum (OFNP) rated, features LC Uniboot pull-boot connectors, and has Ultra Low insertion loss, 003 feet in length | PC | 1 | 10 | 10 | 1 | 59.86
61305680609 | FS2RPU1U1NNF004 | OM4+ 2f 2mm PC OFNP LC Uniboot /LC Unibo | OM4+ Signature Core™ duplex fiber patch cord with a 2.0mm cable jacket. Plenum (OFNP) rated, features LC Uniboot pull-boot connectors, and has Ultra Low insertion loss, 004 feet in length | PC | 1 | 10 | 10 | 1 | 60.8
61305680610 | FS2RPU1U1NNF005 | OM4+ 2f 2mm PC OFNP LC Uniboot /LC Unibo | OM4+ Signature Core™ duplex fiber patch cord with a 2.0mm cable jacket. Plenum (OFNP) rated, features LC Uniboot pull-boot connectors, and has Ultra Low insertion loss, 005 feet in length | PC | 1 | 10 | 10 | 1 | 61.76
61305680611 | FS2RPU1U1NNF006 | OM4+ 2f 2mm PC OFNP LC Uniboot /LC Unibo | OM4+ Signature Core™ duplex fiber patch cord with a 2.0mm cable jacket. Plenum (OFNP) rated, features LC Uniboot pull-boot connectors, and has Ultra Low insertion loss, 006 feet in length | PC | 1 | 10 | 10 | 1 | 62.7
61305680612 | FS2RPU1U1NNF007 | OM4+ 2f 2mm PC OFNP LC Uniboot /LC Unibo | OM4+ Signature Core™ duplex fiber patch cord with a 2.0mm cable jacket. Plenum (OFNP) rated, features LC Uniboot pull-boot connectors, and has Ultra Low insertion loss, 007 feet in length | PC | 1 | 10 | 10 | 1 | 63.66
61305680614 | FS2RPU1U1NNF008 | OM4+ 2f 2mm PC OFNP LC Uniboot /LC Unibo | OM4+ Signature Core™ duplex fiber patch cord with a 2.0mm cable jacket. Plenum (OFNP) rated, features LC Uniboot pull-boot connectors, and has Ultra Low insertion loss, 008 feet in length | PC | 1 | 10 | 10 | 1 | 64.6
61305680615 | FS2RPU1U1NNF009 | OM4+ 2f 2mm PC OFNP LC Uniboot /LC Unibo | OM4+ Signature Core™ duplex fiber patch cord with a 2.0mm cable jacket. Plenum (OFNP) rated, features LC Uniboot pull-boot connectors, and has Ultra Low insertion loss, 009 feet in length | PC | 1 | 10 | 10 | 1 | 65.56
61305680616 | FS2RPU1U1NNF010 | OM4+ 2f 2mm PC OFNP LC Uniboot /LC Unibo | OM4+ Signature Core™ duplex fiber patch cord with a 2.0mm cable jacket. Plenum (OFNP) rated, features LC Uniboot pull-boot connectors, and has Ultra Low insertion loss, 010 feet in length | PC | 1 | 10 | 10 | 1 | 66.5
61305680671 | FS2RPU1U1NNF011 | OM4+ 2f 2mm PC OFNP LC Uniboot /LC Unibo | OM4+ Signature Core™ duplex fiber patch cord with a 2.0mm cable jacket. Plenum (OFNP) rated, features LC Uniboot pull-boot connectors, and has Ultra Low insertion loss, 011 feet in length | PC | 1 | 10 | 10 | 1 | 67.46
61305680672 | FS2RPU1U1NNF012 | OM4+ 2f 2mm PC OFNP LC Uniboot /LC Unibo | OM4+ Signature Core™ duplex fiber patch cord with a 2.0mm cable jacket. Plenum (OFNP) rated, features LC Uniboot pull-boot connectors, and has Ultra Low insertion loss, 012 feet in length | PC | 1 | 10 | 10 | 1 | 68.42
61305680673 | FS2RPU1U1NNF013 | OM4+ 2f 2mm PC OFNP LC Uniboot /LC Unibo | OM4+ Signature Core™ duplex fiber patch cord with a 2.0mm cable jacket. Plenum (OFNP) rated, features LC Uniboot pull-boot connectors, and has Ultra Low insertion loss, 013 feet in length | PC | 1 | 10 | 10 | 1 | 69.36
61305680674 | FS2RPU1U1NNF014 | OM4+ 2f 2mm PC OFNP LC Uniboot /LC Unibo | OM4+ Signature Core™ duplex fiber patch cord with a 2.0mm cable jacket. Plenum (OFNP) rated, features LC Uniboot pull-boot connectors, and has Ultra Low insertion loss, 014 feet in length | PC | 1 | 10 | 10 | 1 | 70.32
61305680675 | FS2RPU1U1NNF015 | OM4+ 2f 2mm PC OFNP LC Uniboot /LC Unibo | OM4+ Signature Core™ duplex fiber patch cord with a 2.0mm cable jacket. Plenum (OFNP) rated, features LC Uniboot pull-boot connectors, and has Ultra Low insertion loss, 015 feet in length | PC | 1 | 10 | 10 | 1 | 71.26
61305680676 | FS2RPU1U1NNF016 | OM4+ 2f 2mm PC OFNP LC Uniboot /LC Unibo | OM4+ Signature Core™ duplex fiber patch cord with a 2.0mm cable jacket. Plenum (OFNP) rated, features LC Uniboot pull-boot connectors, and has Ultra Low insertion loss, 016 feet in length | PC | 1 | 10 | 10 | 1 | 72.22
61305680677 | FS2RPU1U1NNF017 | OM4+ 2f 2mm PC OFNP LC Uniboot /LC Unibo | OM4+ Signature Core™ duplex fiber patch cord with a 2.0mm cable jacket. Plenum (OFNP) rated, features LC Uniboot pull-boot connectors, and has Ultra Low insertion loss, 017 feet in length | PC | 1 | 10 | 10 | 1 | 73.16
61305680678 | FS2RPU1U1NNF018 | OM4+ 2f 2mm PC OFNP LC Uniboot /LC Unibo | OM4+ Signature Core™ duplex fiber patch cord with a 2.0mm cable jacket. Plenum (OFNP) rated, features LC Uniboot pull-boot connectors, and has Ultra Low insertion loss, 018 feet in length | PC | 1 | 10 | 10 | 1 | 74.12
61305680679 | FS2RPU1U1NNF019 | OM4+ 2f 2mm PC OFNP LC Uniboot /LC Unibo | OM4+ Signature Core™ duplex fiber patch cord with a 2.0mm cable jacket. Plenum (OFNP) rated, features LC Uniboot pull-boot connectors, and has Ultra Low insertion loss, 019 feet in length | PC | 1 | 10 | 10 | 1 | 75.06
61305680680 | FS2RPU1U1NNF020 | OM4+ 2f 2mm PC OFNP LC Uniboot /LC Unibo | OM4+ Signature Core™ duplex fiber patch cord with a 2.0mm cable jacket. Plenum (OFNP) rated, features LC Uniboot pull-boot connectors, and has Ultra Low insertion loss, 020 feet in length | PC | 1 | 10 | 10 | 1 | 76.02
61305680716 | FS2RPU1U1NNF021 | OM4+ 2f 2mm PC OFNP LC Uniboot /LC Unibo | OM4+ Signature Core™ duplex fiber patch cord with a 2.0mm cable jacket. Plenum (OFNP) rated, features LC Uniboot pull-boot connectors, and has Ultra Low insertion loss, 021 feet in length | PC | 1 | 10 | 10 | 1 | 76.96
61305680717 | FS2RPU1U1NNF022 | OM4+ 2f 2mm PC OFNP LC Uniboot /LC Unibo | OM4+ Signature Core™ duplex fiber patch cord with a 2.0mm cable jacket. Plenum (OFNP) rated, features LC Uniboot pull-boot connectors, and has Ultra Low insertion loss, 022 feet in length | PC | 1 | 10 | 10 | 1 | 77.92
61305680718 | FS2RPU1U1NNF023 | OM4+ 2f 2mm PC OFNP LC Uniboot /LC Unibo | OM4+ Signature Core™ duplex fiber patch cord with a 2.0mm cable jacket. Plenum (OFNP) rated, features LC Uniboot pull-boot connectors, and has Ultra Low insertion loss, 023 feet in length | PC | 1 | 10 | 10 | 1 | 78.88
61305680719 | FS2RPU1U1NNF024 | OM4+ 2f 2mm PC OFNP LC Uniboot /LC Unibo | OM4+ Signature Core™ duplex fiber patch cord with a 2.0mm cable jacket. Plenum (OFNP) rated, features LC Uniboot pull-boot connectors, and has Ultra Low insertion loss, 024 feet in length | PC | 1 | 10 | 10 | 1 | 79.82
61305680720 | FS2RPU1U1NNF025 | OM4+ 2f 2mm PC OFNP LC Uniboot /LC Unibo | OM4+ Signature Core™ duplex fiber patch cord with a 2.0mm cable jacket. Plenum (OFNP) rated, features LC Uniboot pull-boot connectors, and has Ultra Low insertion loss, 025 feet in length | PC | 1 | 10 | 10 | 1 | 80.78
61305680600 | FS2RPU1U1NNM0.5 | OM4+ 2f 2mm PC OFNP LC Uniboot /LC Unibo | OM4+ Signature Core™ duplex fiber patch cord with a 2.0mm cable jacket. Plenum (OFNP) rated, features LC Uniboot pull-boot connectors, and has Ultra Low insertion loss, 0.5 meters in length | PC | 1 | 10 | 10 | 1 | 58.56
61305680603 | FS2RPU1U1NNM001 | OM4+ 2f 2mm PC OFNP LC Uniboot /LC Unibo | OM4+ Signature Core™ duplex fiber patch cord with a 2.0mm cable jacket. Plenum (OFNP) rated, features LC Uniboot pull-boot connectors, and has Ultra Low insertion loss, 001 meters in length | PC | 1 | 10 | 10 | 1 | 60.12
61305680604 | FS2RPU1U1NNM002 | OM4+ 2f 2mm PC OFNP LC Uniboot /LC Unibo | OM4+ Signature Core™ duplex fiber patch cord with a 2.0mm cable jacket. Plenum (OFNP) rated, features LC Uniboot pull-boot connectors, and has Ultra Low insertion loss, 002 meters in length | PC | 1 | 10 | 10 | 1 | 63.24
61305680605 | FS2RPU1U1NNM003 | OM4+ 2f 2mm PC OFNP LC Uniboot /LC Unibo | OM4+ Signature Core™ duplex fiber patch cord with a 2.0mm cable jacket. Plenum (OFNP) rated, features LC Uniboot pull-boot connectors, and has Ultra Low insertion loss, 003 meters in length | PC | 1 | 10 | 10 | 1 | 66.36
61305680668 | FS2RPU1U1NNM004 | OM4+ 2f 2mm PC OFNP LC Uniboot /LC Unibo | OM4+ Signature Core™ duplex fiber patch cord with a 2.0mm cable jacket. Plenum (OFNP) rated, features LC Uniboot pull-boot connectors, and has Ultra Low insertion loss, 004 meters in length | PC | 1 | 10 | 10 | 1 | 69.48
61305680669 | FS2RPU1U1NNM005 | OM4+ 2f 2mm PC OFNP LC Uniboot /LC Unibo | OM4+ Signature Core™ duplex fiber patch cord with a 2.0mm cable jacket. Plenum (OFNP) rated, features LC Uniboot pull-boot connectors, and has Ultra Low insertion loss, 005 meters in length | PC | 1 | 10 | 10 | 1 | 72.6
61305680670 | FS2RPU1U1NNM006 | OM4+ 2f 2mm PC OFNP LC Uniboot /LC Unibo | OM4+ Signature Core™ duplex fiber patch cord with a 2.0mm cable jacket. Plenum (OFNP) rated, features LC Uniboot pull-boot connectors, and has Ultra Low insertion loss, 006 meters in length | PC | 1 | 10 | 10 | 1 | 75.72
61305680714 | FS2RPU1U1NNM007 | OM4+ 2f 2mm PC OFNP LC Uniboot /LC Unibo | OM4+ Signature Core™ duplex fiber patch cord with a 2.0mm cable jacket. Plenum (OFNP) rated, features LC Uniboot pull-boot connectors, and has Ultra Low insertion loss, 007 meters in length | PC | 1 | 10 | 10 | 1 | 78.84
61305680715 | FS2RPU1U1NNM008 | OM4+ 2f 2mm PC OFNP LC Uniboot /LC Unibo | OM4+ Signature Core™ duplex fiber patch cord with a 2.0mm cable jacket. Plenum (OFNP) rated, features LC Uniboot pull-boot connectors, and has Ultra Low insertion loss, 008 meters in length | PC | 1 | 10 | 10 | 1 | 81.96
61305680750 | FS2RPU1U1NNM009 | OM4+ 2f 2mm PC OFNP LC Uniboot /LC Unibo | OM4+ Signature Core™ duplex fiber patch cord with a 2.0mm cable jacket. Plenum (OFNP) rated, features LC Uniboot pull-boot connectors, and has Ultra Low insertion loss, 009 meters in length | PC | 1 | 10 | 10 | 1 | 85.08
61305680751 | FS2RPU1U1NNM010 | OM4+ 2f 2mm PC OFNP LC Uniboot /LC Unibo | OM4+ Signature Core™ duplex fiber patch cord with a 2.0mm cable jacket. Plenum (OFNP) rated, features LC Uniboot pull-boot connectors, and has Ultra Low insertion loss, 010 meters in length | PC | 1 | 10 | 10 | 1 | 88.2
61305680752 | FS2RPU1U1NNM011 | OM4+ 2f 2mm PC OFNP LC Uniboot /LC Unibo | OM4+ Signature Core™ duplex fiber patch cord with a 2.0mm cable jacket. Plenum (OFNP) rated, features LC Uniboot pull-boot connectors, and has Ultra Low insertion loss, 011 meters in length | PC | 1 | 10 | 10 | 1 | 91.32
61305680753 | FS2RPU1U1NNM012 | OM4+ 2f 2mm PC OFNP LC Uniboot /LC Unibo | OM4+ Signature Core™ duplex fiber patch cord with a 2.0mm cable jacket. Plenum (OFNP) rated, features LC Uniboot pull-boot connectors, and has Ultra Low insertion loss, 012 meters in length | PC | 1 | 10 | 10 | 1 | 94.44
61305680791 | FS2RPU1U1NNM013 | OM4+ 2f 2mm PC OFNP LC Uniboot /LC Unibo | OM4+ Signature Core™ duplex fiber patch cord with a 2.0mm cable jacket. Plenum (OFNP) rated, features LC Uniboot pull-boot connectors, and has Ultra Low insertion loss, 013 meters in length | PC | 1 | 10 | 10 | 1 | 97.56
61305680792 | FS2RPU1U1NNM014 | OM4+ 2f 2mm PC OFNP LC Uniboot /LC Unibo | OM4+ Signature Core™ duplex fiber patch cord with a 2.0mm cable jacket. Plenum (OFNP) rated, features LC Uniboot pull-boot connectors, and has Ultra Low insertion loss, 014 meters in length | PC | 1 | 10 | 10 | 1 | 100.68
61305680793 | FS2RPU1U1NNM015 | OM4+ 2f 2mm PC OFNP LC Uniboot /LC Unibo | OM4+ Signature Core™ duplex fiber patch cord with a 2.0mm cable jacket. Plenum (OFNP) rated, features LC Uniboot pull-boot connectors, and has Ultra Low insertion loss, 015 meters in length | PC | 1 | 10 | 10 | 1 | 103.8
61305680794 | FS2RPU1U1NNM016 | OM4+ 2f 2mm PC OFNP LC Uniboot /LC Unibo | OM4+ Signature Core™ duplex fiber patch cord with a 2.0mm cable jacket. Plenum (OFNP) rated, features LC Uniboot pull-boot connectors, and has Ultra Low insertion loss, 016 meters in length | PC | 1 | 10 | 10 | 1 | 106.92
61305680795 | FS2RPU1U1NNM017 | OM4+ 2f 2mm PC OFNP LC Uniboot /LC Unibo | OM4+ Signature Core™ duplex fiber patch cord with a 2.0mm cable jacket. Plenum (OFNP) rated, features LC Uniboot pull-boot connectors, and has Ultra Low insertion loss, 017 meters in length | PC | 1 | 10 | 10 | 1 | 110.04
61305680796 | FS2RPU1U1NNM018 | OM4+ 2f 2mm PC OFNP LC Uniboot /LC Unibo | OM4+ Signature Core™ duplex fiber patch cord with a 2.0mm cable jacket. Plenum (OFNP) rated, features LC Uniboot pull-boot connectors, and has Ultra Low insertion loss, 018 meters in length | PC | 1 | 10 | 10 | 1 | 113.16
61305680797 | FS2RPU1U1NNM019 | OM4+ 2f 2mm PC OFNP LC Uniboot /LC Unibo | OM4+ Signature Core™ duplex fiber patch cord with a 2.0mm cable jacket. Plenum (OFNP) rated, features LC Uniboot pull-boot connectors, and has Ultra Low insertion loss, 019 meters in length | PC | 1 | 10 | 10 | 1 | 116.28
61305680798 | FS2RPU1U1NNM020 | OM4+ 2f 2mm PC OFNP LC Uniboot /LC Unibo | OM4+ Signature Core™ duplex fiber patch cord with a 2.0mm cable jacket. Plenum (OFNP) rated, features LC Uniboot pull-boot connectors, and has Ultra Low insertion loss, 020 meters in length | PC | 1 | 10 | 10 | 1 | 119.4
61305680868 | FS2RPU1U1NNM021 | OM4+ 2f 2mm PC OFNP LC Uniboot /LC Unibo | OM4+ Signature Core™ duplex fiber patch cord with a 2.0mm cable jacket. Plenum (OFNP) rated, features LC Uniboot pull-boot connectors, and has Ultra Low insertion loss, 021 meters in length | PC | 1 | 10 | 10 | 1 | 122.52
61305680869 | FS2RPU1U1NNM022 | OM4+ 2f 2mm PC OFNP LC Uniboot /LC Unibo | OM4+ Signature Core™ duplex fiber patch cord with a 2.0mm cable jacket. Plenum (OFNP) rated, features LC Uniboot pull-boot connectors, and has Ultra Low insertion loss, 022 meters in length | PC | 1 | 10 | 10 | 1 | 125.64
61305680870 | FS2RPU1U1NNM023 | OM4+ 2f 2mm PC OFNP LC Uniboot /LC Unibo | OM4+ Signature Core™ duplex fiber patch cord with a 2.0mm cable jacket. Plenum (OFNP) rated, features LC Uniboot pull-boot connectors, and has Ultra Low insertion loss, 023 meters in length | PC | 1 | 10 | 10 | 1 | 128.76
61305680871 | FS2RPU1U1NNM024 | OM4+ 2f 2mm PC OFNP LC Uniboot /LC Unibo | OM4+ Signature Core™ duplex fiber patch cord with a 2.0mm cable jacket. Plenum (OFNP) rated, features LC Uniboot pull-boot connectors, and has Ultra Low insertion loss, 024 meters in length | PC | 1 | 10 | 10 | 1 | 131.88
61305680872 | FS2RPU1U1NNM025 | OM4+ 2f 2mm PC OFNP LC Uniboot /LC Unibo | OM4+ Signature Core™ duplex fiber patch cord with a 2.0mm cable jacket. Plenum (OFNP) rated, features LC Uniboot pull-boot connectors, and has Ultra Low insertion loss, 025 meters in length | PC | 1 | 10 | 10 | 1 | 135
61305680873 | FS2RPU1U1NNM026 | OM4+ 2f 2mm PC OFNP LC Uniboot /LC Unibo | OM4+ Signature Core™ duplex fiber patch cord with a 2.0mm cable jacket. Plenum (OFNP) rated, features LC Uniboot pull-boot connectors, and has Ultra Low insertion loss, 026 meters in length | PC | 1 | 10 | 10 | 1 | 138.12
61305680874 | FS2RPU1U1NNM027 | OM4+ 2f 2mm PC OFNP LC Uniboot /LC Unibo | OM4+ Signature Core™ duplex fiber patch cord with a 2.0mm cable jacket. Plenum (OFNP) rated, features LC Uniboot pull-boot connectors, and has Ultra Low insertion loss, 027 meters in length | PC | 1 | 10 | 10 | 1 | 141.24
61305680875 | FS2RPU1U1NNM028 | OM4+ 2f 2mm PC OFNP LC Uniboot /LC Unibo | OM4+ Signature Core™ duplex fiber patch cord with a 2.0mm cable jacket. Plenum (OFNP) rated, features LC Uniboot pull-boot connectors, and has Ultra Low insertion loss, 028 meters in length | PC | 1 | 10 | 10 | 1 | 144.36
61305680876 | FS2RPU1U1NNM029 | OM4+ 2f 2mm PC OFNP LC Uniboot /LC Unibo | OM4+ Signature Core™ duplex fiber patch cord with a 2.0mm cable jacket. Plenum (OFNP) rated, features LC Uniboot pull-boot connectors, and has Ultra Low insertion loss, 029 meters in length | PC | 1 | 10 | 10 | 1 | 147.48
61305680877 | FS2RPU1U1NNM030 | OM4+ 2f 2mm PC OFNP LC Uniboot /LC Unibo | OM4+ Signature Core™ duplex fiber patch cord with a 2.0mm cable jacket. Plenum (OFNP) rated, features LC Uniboot pull-boot connectors, and has Ultra Low insertion loss, 030 meters in length | PC | 1 | 10 | 10 | 1 | 150.6
61305680878 | FS2RPU1U1NNM031 | OM4+ 2f 2mm PC OFNP LC Uniboot /LC Unibo | OM4+ Signature Core™ duplex fiber patch cord with a 2.0mm cable jacket. Plenum (OFNP) rated, features LC Uniboot pull-boot connectors, and has Ultra Low insertion loss, 031 meters in length | PC | 1 | 10 | 10 | 1 | 153.72
61305680879 | FS2RPU1U1NNM032 | OM4+ 2f 2mm PC OFNP LC Uniboot /LC Unibo | OM4+ Signature Core™ duplex fiber patch cord with a 2.0mm cable jacket. Plenum (OFNP) rated, features LC Uniboot pull-boot connectors, and has Ultra Low insertion loss, 032 meters in length | PC | 1 | 10 | 10 | 1 | 156.84
61305680880 | FS2RPU1U1NNM033 | OM4+ 2f 2mm PC OFNP LC Uniboot /LC Unibo | OM4+ Signature Core™ duplex fiber patch cord with a 2.0mm cable jacket. Plenum (OFNP) rated, features LC Uniboot pull-boot connectors, and has Ultra Low insertion loss, 033 meters in length | PC | 1 | 10 | 10 | 1 | 159.96
61305680881 | FS2RPU1U1NNM034 | OM4+ 2f 2mm PC OFNP LC Uniboot /LC Unibo | OM4+ Signature Core™ duplex fiber patch cord with a 2.0mm cable jacket. Plenum (OFNP) rated, features LC Uniboot pull-boot connectors, and has Ultra Low insertion loss, 034 meters in length | PC | 1 | 10 | 10 | 1 | 163.08
61305680882 | FS2RPU1U1NNM035 | OM4+ 2f 2mm PC OFNP LC Uniboot /LC Unibo | OM4+ Signature Core™ duplex fiber patch cord with a 2.0mm cable jacket. Plenum (OFNP) rated, features LC Uniboot pull-boot connectors, and has Ultra Low insertion loss, 035 meters in length | PC | 1 | 10 | 10 | 1 | 166.2
61305680957 | FS2RPU1U1NNM036 | OM4+ 2f 2mm PC OFNP LC Uniboot /LC Unibo | OM4+ Signature Core™ duplex fiber patch cord with a 2.0mm cable jacket. Plenum (OFNP) rated, features LC Uniboot pull-boot connectors, and has Ultra Low insertion loss, 036 meters in length | PC | 1 | 10 | 10 | 1 | 169.32
61305680958 | FS2RPU1U1NNM037 | OM4+ 2f 2mm PC OFNP LC Uniboot /LC Unibo | OM4+ Signature Core™ duplex fiber patch cord with a 2.0mm cable jacket. Plenum (OFNP) rated, features LC Uniboot pull-boot connectors, and has Ultra Low insertion loss, 037 meters in length | PC | 1 | 10 | 10 | 1 | 172.44
61305680959 | FS2RPU1U1NNM038 | OM4+ 2f 2mm PC OFNP LC Uniboot /LC Unibo | OM4+ Signature Core™ duplex fiber patch cord with a 2.0mm cable jacket. Plenum (OFNP) rated, features LC Uniboot pull-boot connectors, and has Ultra Low insertion loss, 038 meters in length | PC | 1 | 10 | 10 | 1 | 175.56
61305680960 | FS2RPU1U1NNM039 | OM4+ 2f 2mm PC OFNP LC Uniboot /LC Unibo | OM4+ Signature Core™ duplex fiber patch cord with a 2.0mm cable jacket. Plenum (OFNP) rated, features LC Uniboot pull-boot connectors, and has Ultra Low insertion loss, 039 meters in length | PC | 1 | 10 | 10 | 1 | 178.68
61305680961 | FS2RPU1U1NNM040 | OM4+ 2f 2mm PC OFNP LC Uniboot /LC Unibo | OM4+ Signature Core™ duplex fiber patch cord with a 2.0mm cable jacket. Plenum (OFNP) rated, features LC Uniboot pull-boot connectors, and has Ultra Low insertion loss, 040 meters in length | PC | 1 | 10 | 10 | 1 | 181.8
61305680962 | FS2RPU1U1NNM041 | OM4+ 2f 2mm PC OFNP LC Uniboot /LC Unibo | OM4+ Signature Core™ duplex fiber patch cord with a 2.0mm cable jacket. Plenum (OFNP) rated, features LC Uniboot pull-boot connectors, and has Ultra Low insertion loss, 041 meters in length | PC | 1 | 10 | 10 | 1 | 184.92
61305680963 | FS2RPU1U1NNM042 | OM4+ 2f 2mm PC OFNP LC Uniboot /LC Unibo | OM4+ Signature Core™ duplex fiber patch cord with a 2.0mm cable jacket. Plenum (OFNP) rated, features LC Uniboot pull-boot connectors, and has Ultra Low insertion loss, 042 meters in length | PC | 1 | 10 | 10 | 1 | 188.04
61305680964 | FS2RPU1U1NNM043 | OM4+ 2f 2mm PC OFNP LC Uniboot /LC Unibo | OM4+ Signature Core™ duplex fiber patch cord with a 2.0mm cable jacket. Plenum (OFNP) rated, features LC Uniboot pull-boot connectors, and has Ultra Low insertion loss, 043 meters in length | PC | 1 | 10 | 10 | 1 | 191.16
61305680965 | FS2RPU1U1NNM044 | OM4+ 2f 2mm PC OFNP LC Uniboot /LC Unibo | OM4+ Signature Core™ duplex fiber patch cord with a 2.0mm cable jacket. Plenum (OFNP) rated, features LC Uniboot pull-boot connectors, and has Ultra Low insertion loss, 044 meters in length | PC | 1 | 10 | 10 | 1 | 194.28
61305680966 | FS2RPU1U1NNM045 | OM4+ 2f 2mm PC OFNP LC Uniboot /LC Unibo | OM4+ Signature Core™ duplex fiber patch cord with a 2.0mm cable jacket. Plenum (OFNP) rated, features LC Uniboot pull-boot connectors, and has Ultra Low insertion loss, 045 meters in length | PC | 1 | 10 | 10 | 1 | 197.4
61305680967 | FS2RPU1U1NNM046 | OM4+ 2f 2mm PC OFNP LC Uniboot /LC Unibo | OM4+ Signature Core™ duplex fiber patch cord with a 2.0mm cable jacket. Plenum (OFNP) rated, features LC Uniboot pull-boot connectors, and has Ultra Low insertion loss, 046 meters in length | PC | 1 | 10 | 10 | 1 | 200.52
61305680968 | FS2RPU1U1NNM047 | OM4+ 2f 2mm PC OFNP LC Uniboot /LC Unibo | OM4+ Signature Core™ duplex fiber patch cord with a 2.0mm cable jacket. Plenum (OFNP) rated, features LC Uniboot pull-boot connectors, and has Ultra Low insertion loss, 047 meters in length | PC | 1 | 10 | 10 | 1 | 203.64
61305680969 | FS2RPU1U1NNM048 | OM4+ 2f 2mm PC OFNP LC Uniboot /LC Unibo | OM4+ Signature Core™ duplex fiber patch cord with a 2.0mm cable jacket. Plenum (OFNP) rated, features LC Uniboot pull-boot connectors, and has Ultra Low insertion loss, 048 meters in length | PC | 1 | 10 | 10 | 1 | 206.76
61305680970 | FS2RPU1U1NNM049 | OM4+ 2f 2mm PC OFNP LC Uniboot /LC Unibo | OM4+ Signature Core™ duplex fiber patch cord with a 2.0mm cable jacket. Plenum (OFNP) rated, features LC Uniboot pull-boot connectors, and has Ultra Low insertion loss, 049 meters in length | PC | 1 | 10 | 10 | 1 | 209.88
61305680971 | FS2RPU1U1NNM050 | OM4+ 2f 2mm PC OFNP LC Uniboot /LC Unibo | OM4+ Signature Core™ duplex fiber patch cord with a 2.0mm cable jacket. Plenum (OFNP) rated, features LC Uniboot pull-boot connectors, and has Ultra Low insertion loss, 050 meters in length | PC | 1 | 10 | 10 | 1 | 213
61305680601 | FS2RPU1U1NNM1.5 | OM4+ 2f 2mm PC OFNP LC Uniboot /LC Unibo | OM4+ Signature Core™ duplex fiber patch cord with a 2.0mm cable jacket. Plenum (OFNP) rated, features LC Uniboot pull-boot connectors, and has Ultra Low insertion loss, 1.5 meters in length | PC | 1 | 10 | 10 | 1 | 61.68
61305680602 | FS2RPU1U1NNM2.5 | OM4+ 2f 2mm PC OFNP LC Uniboot /LC Unibo | OM4+ Signature Core™ duplex fiber patch cord with a 2.0mm cable jacket. Plenum (OFNP) rated, features LC Uniboot pull-boot connectors, and has Ultra Low insertion loss, 2.5 meters in length | PC | 1 | 10 | 10 | 1 | 64.8
61305680665 | FS2RPU1U1NNM3.5 | OM4+ 2f 2mm PC OFNP LC Uniboot /LC Unibo | OM4+ Signature Core™ duplex fiber patch cord with a 2.0mm cable jacket. Plenum (OFNP) rated, features LC Uniboot pull-boot connectors, and has Ultra Low insertion loss, 3.5 meters in length | PC | 1 | 10 | 10 | 1 | 67.92
61305680666 | FS2RPU1U1NNM4.5 | OM4+ 2f 2mm PC OFNP LC Uniboot /LC Unibo | OM4+ Signature Core™ duplex fiber patch cord with a 2.0mm cable jacket. Plenum (OFNP) rated, features LC Uniboot pull-boot connectors, and has Ultra Low insertion loss, 4.5 meters in length | PC | 1 | 10 | 10 | 1 | 71.04
61305680667 | FS2RPU1U1NNM5.5 | OM4+ 2f 2mm PC OFNP LC Uniboot /LC Unibo | OM4+ Signature Core™ duplex fiber patch cord with a 2.0mm cable jacket. Plenum (OFNP) rated, features LC Uniboot pull-boot connectors, and has Ultra Low insertion loss, 5.5 meters in length | PC | 1 | 10 | 10 | 1 | 74.16
61305680712 | FS2RPU1U1NNM6.5 | OM4+ 2f 2mm PC OFNP LC Uniboot /LC Unibo | OM4+ Signature Core™ duplex fiber patch cord with a 2.0mm cable jacket. Plenum (OFNP) rated, features LC Uniboot pull-boot connectors, and has Ultra Low insertion loss, 6.5 meters in length | PC | 1 | 10 | 10 | 1 | 77.28
61305680713 | FS2RPU1U1NNM7.5 | OM4+ 2f 2mm PC OFNP LC Uniboot /LC Unibo | OM4+ Signature Core™ duplex fiber patch cord with a 2.0mm cable jacket. Plenum (OFNP) rated, features LC Uniboot pull-boot connectors, and has Ultra Low insertion loss, 7.5 meters in length | PC | 1 | 10 | 10 | 1 | 80.4
61305680748 | FS2RPU1U1NNM8.5 | OM4+ 2f 2mm PC OFNP LC Uniboot /LC Unibo | OM4+ Signature Core™ duplex fiber patch cord with a 2.0mm cable jacket. Plenum (OFNP) rated, features LC Uniboot pull-boot connectors, and has Ultra Low insertion loss, 8.5 meters in length | PC | 1 | 10 | 10 | 1 | 83.52
61305680749 | FS2RPU1U1NNM9.5 | OM4+ 2f 2mm PC OFNP LC Uniboot /LC Unibo | OM4+ Signature Core™ duplex fiber patch cord with a 2.0mm cable jacket. Plenum (OFNP) rated, features LC Uniboot pull-boot connectors, and has Ultra Low insertion loss, 9.5 meters in length | PC | 1 | 10 | 10 | 1 | 86.64
07498334498 | FSC24 | SpliceChip24Position,EA | This fiber splice holder accommodates and protects up to 24 fusion splices. It comes with labels, clear cover, and adhesive mount and can be used with any Panduit ® Opticom® Enclosure. | PC | 1 | 10 | 1 | 1 | 10.5
61305625547 | FSC2DMC5BL | OptiCam® 50µm OM2 SC Duplex Fiber Opti | SC2 OM2 900μm multimode duplex fiber optic connector. Black Boot. For use with OCTT2 OptiCam fiber termination tool. | PC | 1 | 10 | 1 | 1 | 51.54
61305625548 | FSC2DMC6EI | OptiCam® 62.5µm OM1 SC Duplex Fiber Op | SC2 OM1 900μm multimode duplex fiber optic connector. Ivory Boot. For use with OCTT2 OptiCam fiber termination tool. | PC | 1 | 10 | 1 | 1 | 51.52
61305625546 | FSC2DMCXAQ | OptiCam® 50µm OM3/OM4 SC Duplex Fiber | The OptiCam® SC Fiber Optic Connector is a multimode 50/125μm OM3/OM4/OM5 duplex fiber connector, intended for 900-micron tight-buffered fiber installation. Field termination can be done in about two minutes using the OptiCam 2 Termination Tool. The pre-p | PC | 1 | 10 | 1 | 1 | 59.6
61305625549 | FSC2DSCBU | OptiCam® 9µm OS1/OS2 SC Simplex Fiber | SC2 OM1 900μm singlemode duplex fiber optic connector. Blue Boot. For use with OCTT2 OptiCam fiber termination tool. | PC | 1 | 10 | 1 | 1 | 61.22
61305625638 | FSC2MC5BL | OptiCam® 50µm OM2 SC Simplex Fiber Opt | The OptiCam® SC Fiber Optic Connector is a multimode 50/125μm OM2 fiber connector, intended for 900-micron tight-buffered fiber installation. Field termination can be done in about two minutes using the OptiCam 2 Termination Tool. The pre-polished fiber e | PC | 1 | 10 | 1 | 1 | 23.96
61305625641 | FSC2MC5BL-C | OptiCam® 50µm OM2 SC Simplex Fiber Opt | SC2 OM2 900μm multimode simplex fiber optic connector. Black Boot (100 pack). For use with OCTT2 OptiCam fiber termination tool. | PC | 1 | 100 | 100 | 1 | 22.76
61305625639 | FSC2MC6EI | OptiCam® 62.5µm OM1 SC Simplex Fiber O | The OptiCam® SC Fiber Optic Connector is a multimode 62.5/125μm OM1 fiber connector, intended for 900-micron tight-buffered fiber installation. Field termination can be done in about two minutes using the OptiCam 2 Termination Tool. The pre-polished fiber | PC | 1 | 10 | 1 | 1 | 23.96
61305625642 | FSC2MC6EI-C | OptiCam® 62.5µm OM1 SC Simplex Fiber O | SC2 OM1 900μm multimode simplex fiber optic connector. Ivory Boot (100 pack). For use with OCTT2 OptiCam fiber termination tool. | PC | 1 | 100 | 100 | 1 | 22.76
61305625636 | FSC2MCXAQ | OptiCam® 50µm OM3/OM4 SC Simplex Fiber | The OptiCam® SC Fiber Optic Connector is a multimode 50/125μm OM3/OM4/OM5 simplex fiber connector, intended for 900-micron tight-buffered fiber installation. Field termination can be done in about two minutes using the OptiCam 2 Termination Tool. The pre- | PC | 1 | 10 | 1 | 1 | 26.48
61305625637 | FSC2MCXAQ-C | OptiCam® 50µm OM3/OM4 SC Simplex Fiber | SC2 OM3/OM4 900μm multimode simplex fiber optic connector. Aqua Boot (100 pack). For use with OCTT2 OptiCam fiber termination tool. | PC | 1 | 100 | 100 | 1 | 25.14
61305625640 | FSC2SCBU | OptiCam® 9µm OS1/OS2 SC Simplex Fiber | The OptiCam® SC Fiber Optic Connector is a singlemode 9/125μm OS1/OS2 fiber connector, intended for 900-micron tight-buffered fiber installation. Field termination can be done in about two minutes using the OptiCam 2 Termination Tool. The pre-polished fib | PC | 1 | 10 | 1 | 1 | 27.2
61305625643 | FSC2SCBU-C | OptiCam® 9µm OS1/OS2 SC Simplex Fiber | SC2 OS2 900μm singlemode simplex fiber optic connector. Blue Boot (100 pack). For use with OCTT2 OptiCam fiber termination tool. | PC | 1 | 100 | 100 | 1 | 25.86
07498339190 | FSCBT2BU-X | SC Pot & Polish Boot for OS2 | SC Boot for Pot & Polish Connectors; 1.6mm/2.0mm; Blue | PC | 1 | 100 | 10 | 1 | .4
07498339194 | FSCBT3BU-X | LC OptiCam Boot for OS2 | LC Boot for Pre-Polished OptiCam Connectors; 3.0mm; Blue | PC | 1 | 100 | 10 | 1 | .4
07498312682 | FSCBT900AQ-X | SC Pot & Polish Boot for OM3/4 | SC Boot for Pot & Polish Connectors; 900um; Aqua | PC | 1 | 100 | 10 | 1 | .4
07498342232 | FSCC | SC Cradles for OptiCam Termination Tool | Tool cradles for SC OptiCam® Connectors (two per package). | PC | 1 | 10 | 1 | 1 | 23.8
61305625614 | FSCC2 | Fiber SC Cradle for OCTT2 |  | PC | 1 | 1 | 1 | 1 | 22.72
07498357421 | FSCCLIP-L | SC,Duplex,Clip,PK50 | SC duplex clip for duplexing two simplex Panduit SC multimode or singlemode connectors. | PC | 1 | 50 | 50 | 1 | 2.42
07498344422 | FSCDM | SC Dplx Conn, Pot & Polish for OM1/2 | Field Polish SC Duplex Pot & Polish Style OM1/OM2 Connector, Electric Ivory Housing with 3.0mm Red, Black Boot | PC | 1 | 10 | 1 | 1 | 29.76
07498312726 | FSCDM5BL | SC Splx Conn, Pot & Polish for OM2 | Field Polish SC Simplex Pot & Polish Style OM2 Connector, Electric Ivory Housing with 3.0mm Red, Black Boot | PC | 1 | 10 | 1 | 1 | 28.42
07498364499 | FSCDVR | Screwdriver - Fiber | Screwdriver. | PC | 1 | 50 | 1 | 1 | 11.42
07498312725 | FSCM2.05BL | SC Splx Conn, Pot & Polish for OM2 | Field Polish SC Simplex Pot & Polish Style OM2 Connector, Electric Ivory Housing with 900um/3.0mm Black Boots | PC | 1 | 10 | 1 | 1 | 14.1
07498357732 | FSCM2.0BL | SC Splx Conn, Pot & Polish for OM2 | Field Polish SC Simplex Pot & Polish Style OM2 Connector, Electric Ivory Housing with 900um/3.0mm Black Boots | PC | 1 | 10 | 1 | 1 | 14.1
07498312724 | FSCM5BL | SC Splx Conn, Pot & Polish for OM2/3/4 | Field Polish SC Simplex Pot & Polish Style OM2/OM3/OM4 Connector, Black Housing with 900um/3.0mm Black Boots | PC | 1 | 10 | 1 | 1 | 14.2
07498383267 | FSCMBL | SC Splx Conn, Pot & Polish for OM1 | Field Polish SC Simplex Pot & Polish Style OM1 Connector, Electric Ivory Housing with 900um/3.0mm Black Boots | PC | 1 | 10 | 1 | 1 | 14.2
07498383266 | FSCMRD | SC Splx Conn, Pot & Polish for OM1 | Field Polish SC Simplex Pot & Polish Style OM1 Connector, Electric Ivory Housing with 900um/3.0mm Red Boots | PC | 1 | 10 | 1 | 1 | 13.52
07498304912 | FSCOPEY | Microscope 200X | Fiber inspection microscope (200X). | PC | 1 | 1 | 1 | 1 | 530.56
07498300452 | FSCP606Y | 6-Fiber,OM1,MM,PLEM,In/Out,CentCbl,EA | 62.5um OM1 6 Fiber Indoor-Outdoor Central Tube Cable, Plenum (OFNP), 250um Fibers | MF | 1000 | 1640 | 1 | 1 | 2477.56
07498300453 | FSCP612Y | 12-Fiber,OM1,MM,PLEM,In/Out,CentCbl,EA | 62.5um OM1 12 Fiber Indoor-Outdoor Central Tube Cable, Plenum (OFNP), 250um Fibers | MF | 1000 | 1640 | 1 | 1 | 3357.52
07498300450 | FSCP906Y | 6-Fiber,OS2,SM,PLEM,In/Out,CentCbl,EA | 9um OS2 6 Fiber Indoor-Outdoor Central Tube Cable, Plenum (OFNP), 250um Fibers | MF | 1000 | 1640 | 1 | 1 | 1248.5
07498300451 | FSCP912Y | 12-Fiber,OS2,SM,PLEM,In/Out,CentCbl,EA | This 12 fiber indoor outdoor central tube cable is OS2, Plenum (OFNP) rated and features 250µm fibers. | MF | 1000 | 150 | 1 | 1 | 1353.48
07498304919 | FSCR606Y | 6-Fiber,OM1,MM,Risr,In/Out,CentralCbl,EA | 62.5um OM1 6 Fiber Indoor-Outdoor Central Tube Cable, Riser (OFNR), 250um Fibers | MF | 1000 | 1640 | 1 | 1 | 1945
07498304920 | FSCR612Y | 12-Fiber,OM1,MM,Risr,In/Out,CentCbl,EA | 62.5um OM1 12 Fiber Indoor-Outdoor Central Tube Cable, Riser (OFNR), 250um Fibers | MF | 1000 | 1640 | 1 | 1 | 2825
07498304923 | FSCR906Y | 6-Fiber,OS2,SM,Risr,In/Out,CentralCbl,EA | 9um OS2 6 Fiber Indoor-Outdoor Central Tube Cable, Riser (OFNR), 250um Fibers | MF | 1000 | 150 | 1 | 1 | 686.62
07498304924 | FSCR912Y | 12-Fiber,OS2,SM,Risr,In/Out,CentCbl,EA | This 12 fiber indoor outdoor central tube cable is OS2, Riser (OFNR) rated and features 250µm fibers. | MF | 1000 | 150 | 1 | 1 | 769.74
07498337629 | FSCRIBE | CarbideScribe,EA | Carbide scribe. | PC | 1 | 1 | 1 | 1 | 319.58
07498357733 | FSCS2.0BU | SC Singlemode Simpl Connector for 1.6-20 | SC singlemode simplex fiber optic connector for 1.6mm – 2.0mm jacketed cable or 900µm buffered fiber installation. | PC | 1 | 10 | 1 | 1 | 23.02
61305657403 | FSCS2/9SOCA9AG | Fiber SC-APC Splice-On Connector for 250 | Fiber SC-APC Splice-On Connector for 250/900um Fiber, 9um Singlemode | PC | 1 | 10 | 10 | 1 | 35.92
61305657404 | FSCS2/9SOCPXAQ | Fiber SC-PC Splice-On Connector for 250/ | Fiber SC-PC Splice-On Connector for 250/900um Fiber, 50um Multimode | PC | 1 | 10 | 10 | 1 | 32.26
61305657402 | FSCS2/9SOCU9BU | Fiber SC-UPC Splice-On Connector for 250 | Fiber SC-UPC Splice-On Connector for 250/900um Fiber, 9um Singlemode | PC | 1 | 10 | 10 | 1 | 32.26
07498383819 | FSCSBU | SC Splx Conn, Pot & Polish for OS2 | Field Polish SC Simplex Pot & Polish Style OS2 Connector, Blue Housing with 900um/3.0mm Blue Boots | PC | 1 | 10 | 1 | 1 | 24.16
61305639694 | FSDL906 | Fiber Ind Dist Cable LSZH OS2 6 Fibers | 9um OS2 6 Fiber Indoor Distribution Cable, LSZH, 900um Buffered Fibers | MF | 1000 | 1640 | 1 | 1 | 2171.6
61305639703 | FSDL912 | Fiber Ind Dist Cable LSZH OS2 12 Fibers | 9um OS2 12 Fiber Indoor Distribution Cable, LSZH, 900um Buffered Fibers | MF | 1000 | 1640 | 1 | 1 | 2878.28
61305666861 | FSDL924 | 9um OS2 24 Fiber Indoor Distribution Cab | 9um OS2 24 Fiber Indoor Distribution Cable, LSZH, 900um Buffered Fibers | MF | 1000 | 1640 | 1 | 1 | 4302.8
07498304937 | FSDP906Y | Fiber Ind Dist Cable OFNP OS2 6 Fibers | 9um OS2 6 Fiber Indoor Distribution Cable, Plenum (OFNP), 900um Buffered Fibers | MF | 1000 | 1640 | 1 | 1 | 1102.4
07498304939 | FSDP912Y | Fiber Ind Dist Cable OFNP OS2 12 Fibers | This 12 Fiber Indoor Distribution Cable is OS2, Plenum (OFNP) rated and features 900um buffered fibers. | MF | 1000 | 150 | 1 | 1 | 1393.6
61305626169 | FSDP91AY | FSDP91AY | 9um OS2 144 Fiber Indoor Distribution Cable, Plenum (OFNP), 900um Buffered Fibers | MF | 1000 | 1640 | 1 | 1 | 27546.76
07498304940 | FSDP924Y | Fiber Ind Dist Cable OFNP OS2 24 Fibers | This 24 Fiber Indoor Distribution Cable is OS2, Plenum (OFNP) rated and features 900um buffered fibers. | MF | 1000 | 150 | 1 | 1 | 2409.62
07498304942 | FSDP948Y | Fiber Ind Dist Cable OFNP OS2 48 Fibers | 9um OS2 48 Fiber Indoor Distribution Cable, Plenum (OFNP), 900um Buffered Fibers | MF | 1000 | 1640 | 1 | 1 | 6841.4
61305626159 | FSDP972Y | FSDP972Y | 9um OS2 72 Fiber Indoor Distribution Cable, Plenum (OFNP), 900um Buffered Fibers | MF | 1000 | 1640 | 1 | 1 | 11976.72
61305626168 | FSDP996Y | FSDP996Y | 9um OS2 96 Fiber Indoor Distribution Cable, Plenum (OFNP), 900um Buffered Fibers | MF | 1000 | 1640 | 1 | 1 | 18663.94
07498304956 | FSDR906Y | Fiber Ind Dist Cable OFNR OS2 6 Fibers | 9um OS2 6 Fiber Indoor Distribution Cable, Riser (OFNR), 900um Buffered Fibers | MF | 1000 | 1640 | 1 | 1 | 936
07498304958 | FSDR912Y | Fiber Ind Dist Cable OFNR OS2 12 Fibers | 9um OS2 12 Fiber Indoor Distribution Cable, Riser (OFNR), 900um Buffered Fibers | MF | 1000 | 150 | 1 | 1 | 1185.6
07498304959 | FSDR924Y | Fiber Ind Dist Cable OFNR OS2 24 Fibers | 9um OS2 24 Fiber Indoor Distribution Cable, Riser (OFNR), 900um Buffered Fibers | MF | 1000 | 150 | 1 | 1 | 2065.84
07498304961 | FSDR948Y | Fiber Ind Dist Cable OFNR OS2 48 Fibers | 9um OS2 48 Fiber Indoor Distribution Cable, Riser (OFNR), 900um Buffered Fibers | MF | 1000 | 1640 | 1 | 1 | 6052.8
61305680117 | FSDR972Y | FSDR972Y | 72 Strand Fiber 50/125um (OS2) Single Mode Riser 900um Tight Buffer Distribution Cable | MF | 1000 | 1640 | 1 | 1 | 10133.62
61305626251 | FSDR996Y | 9um OS2 96 Fiber Indoor Distribution Cab | 9um OS2 96 Fiber Indoor Distribution Cable, Riser (OFNR), 900um Buffered Fibers | MF | 1000 | 1640 | 1 | 1 | 15745.7
61305676526 | FSDRA02Y | 9um (G.657.A1) OS2 2 Fiber Indoor Distri | 9um (G.657.A1) OS2 2 Fiber Indoor Distribution Cable, Riser (OFNR), 900um Buffered Fibers | MF | 1000 | 1640 | 1 | 1 | 540.8
07498300449 | FSGP606Y | 6-Fiber,OM1,MM,PLEM,Interlocking,AL | 62.5um OM1 6 Fiber Indoor-Outdoor Armored Central Tube Cable, Plenum (OFCP), 250um Fibers | MF | 1000 | 1640 | 1 | 1 | 6450.6
07498390454 | FSGP612Y | 12-Fiber,OM1,MM,PLEM,Interlocking,AL | 62.5um OM1 12 Fiber Indoor-Outdoor Armored Central Tube Cable, Plenum (OFCP), 250um Fibers | MF | 1000 | 1640 | 1 | 1 | 7080.46
07498300446 | FSGP906Y | 6-Fiber,OS2,SM,PLEM,Interlocking,AL | 9um OS2 6 Fiber Indoor-Outdoor Armored Central Tube Cable, Plenum (OFCP), 250um Fibers | MF | 1000 | 1640 | 1 | 1 | 5925.7
07498300448 | FSGP912Y | 12-Fiber,OS2,SM,PLEM,Interlocking,AL | 9um OS2 12 Fiber Indoor-Outdoor Armored Central Tube Cable, Plenum (OFCP), 250um Fibers | MF | 1000 | 1640 | 1 | 1 | 6030.66
07498304994 | FSGR606Y | 6-Fiber,OM1,MM,Riser,I/O,Cable | 62.5um OM1 6 Fiber Indoor-Outdoor Armored Central Tube Cable, Riser (OFCR), 250um Fibers | MF | 1000 | 1640 | 1 | 1 | 4941.52
07498304995 | FSGR612Y | 12-Fiber,OM1,MM,Riser,I/O,Cable | 62.5um OM1 12 Fiber Indoor-Outdoor Armored Central Tube Cable, Riser (OFCR), 250um Fibers | MF | 1000 | 1640 | 1 | 1 | 5571.38
07498304998 | FSGR906Y | 6-Fiber,OS2,SM,Riser,ARM,I/O,Cable | 9um OS2 6 Fiber Indoor-Outdoor Armored Central Tube Cable, Riser (OFCR), 250um Fibers | MF | 1000 | 1640 | 1 | 1 | 4416.64
07498304999 | FSGR912Y | 12-Fiber,OS2,SM,Riser,ARM,I/O,Cable | 9um OS2 12 Fiber Indoor-Outdoor Armored Central Tube Cable, Riser (OFCR), 250um Fibers | MF | 1000 | 1640 | 1 | 1 | 4521.6
61305676521 | FSHRB02-02S12A | Indoor-Outdoor Hybrid Fiber Cable, Riser | Indoor-Outdoor Hybrid Powered Fiber Cable, Riser, 2 900μm Buffered Simplex Fibers, G.657.A2/B2, 2x12 AWG solid conductors | MF | 1000 | 1000 | 1 | 1 | 5700
61305676523 | FSHRB12-04S12C | Indoor-Outdoor Hybrid Fiber Cable, Riser | Indoor-Outdoor Hybrid Powered Fiber Cable, Riser, 12 250μm Fibers, G.657.A2/B2, 4x12 AWG solid conductors | MF | 1000 | 1000 | 1 | 1 | 10600
61305676524 | FSHRB12-06S12C | Indoor-Outdoor Hybrid Fiber Cable, Riser | Indoor-Outdoor Hybrid Powered Fiber Cable, Riser, 12 250μm Fibers, G.657.A2/B2, 6x12 AWG solid conductors | MF | 1000 | 1000 | 1 | 1 | 10800
07498305007 | FSIP902Y | Fiber Ind 29mm Cable OFNP OS2 2 Fibers | 9um OS2 2 Fiber Indoor 2.9mm Duplex (Zipcord) Cable, Plenum (OFNP), 900um Buffered Fibers | MF | 1000 | 1640 | 1 | 1 | 547.54
07498305016 | FSIR902Y | Fiber Ind 29mm Cable OFNR OS2 2 Fibers | 9um OS2 2 Fiber Indoor 2.9mm Duplex (Zipcord) Cable, Riser (OFNR), 900um Buffered Fibers | MF | 1000 | 1640 | 1 | 1 | 459.9
61305676525 | FSIRA01Y | 9um (G.657.A1) OS2 1 Fiber Indoor Distri | 9um (G.657.A1) OS2 1 Fiber Indoor Distribution Cable, Riser (OFNR), 900um Buffered Fiber | MF | 1000 | 1640 | 1 | 1 | 374.4
61305675965 | FSJD906 | FSJD906 | 9um OS2 6 Fibers, Indoor/Outdoor DDJ cable, Riser (OFNR-LS), LSZH | MF | 1000 | 3280 | 1 | 1 | 3039.47
61305675966 | FSJD912 | FSJD912 | The Dielectric Double Jacketed (DDJ) Fiber Cable is constructed of Kevlar re-enforced double jacketing. The material helps to eliminate the need for additional conduit or pathway installation and provides a smaller crush resistant pathway for improved des | MF | 1000 | 3280 | 1 | 1 | 3118.23
61305675967 | FSJD924 | 9um OS2 24 Fibers, Indoor/Outdoor DDJ ca | 9um OS2 24 Fibers, Indoor/Outdoor DDJ cable, Riser (OFNR-LS), LSZH | MF | 1000 | 3280 | 1 | 1 | 3307.18
61305678674 | FSJD948 | FSJD948 | 9um OS2 48 Fibers, Indoor/Outdoor DDJ cable, Riser (OFNR-LS), LSZH | MF | 1000 | 3280 | 1 | 1 | 5149.78
07498383803 | FSKP606 | 6-Fiber,OM1,MM,PLEM,I/O,Cable | 62.5um OM1 6 Fiber Indoor-Outdoor Tight Buffered Cable, Plenum (OFNP), 900um Buffered Fibers | MF | 1000 | 1640 | 1 | 1 | 1921.32
07498383964 | FSKP612 | 12-Fiber,OM1,MM,PLEM,I/O,Cable | 62.5um OM1 12 Fiber Indoor-Outdoor Tight Buffered Cable, Plenum (OFNP), 900um Buffered Fibers | MF | 1000 | 1640 | 1 | 1 | 2867.12
07498383807 | FSKP906 | 6-Fiber,OS2,SM,PLEM,I/O,Cable | 9um OS2 6 Fiber Indoor-Outdoor Tight Buffered Cable, Plenum (OFNP), 900um Buffered Fibers | MF | 1000 | 1640 | 1 | 1 | 1123.2
07498384009 | FSKP912 | 12-Fiber,OS2,SM,PLEM,I/O,Cable | 9um OS2 12 Fiber Indoor-Outdoor Tight Buffered Cable, Plenum (OFNP), 900um Buffered Fibers | MF | 1000 | 150 | 1 | 1 | 1476.8
07498384763 | FSKP924 | 24-Fiber,OS2,SM,PLEM,I/O,Cable | 9um OS2 24 Fiber Indoor-Outdoor Tight Buffered Cable, Plenum (OFNP), 900um Buffered Fibers | MF | 1000 | 1640 | 1 | 1 | 3360.02
07498384061 | FSKP948 | 48-Fiber,OS2,SM,PLEM,I/O,Cable | 9um OS2 48 Fiber Indoor-Outdoor Tight Buffered Cable, Plenum (OFNP), 900um Buffered Fibers | MF | 1000 | 1640 | 1 | 1 | 9697.98
07498384445 | FSKP972 | 72-Fiber,OS2,SM,PLEM,I/O,Cable | 9um OS2 72 Fiber Indoor-Outdoor Tight Buffered Cable, Plenum (OFNP), 900um Buffered Fibers | MF | 1000 | 1640 | 1 | 1 | 17072.08
07498384072 | FSKP996 | 96-Fiber,OS2,SM,PLEM,I/O,Cable | 9um OS2 96 Fiber Indoor-Outdoor Tight Buffered Cable, Plenum (OFNP), 900um Buffered Fibers | MF | 1000 | 1640 | 1 | 1 | 26731.6
07498383925 | FSKR606 | 6-Fiber,OM1,MM,Riser,I/O,Cable | 62.5um OM1 6 Fiber Indoor-Outdoor Tight Buffered Cable, Riser (OFNR), 900um Buffered Fibers | MF | 1000 | 1640 | 1 | 1 | 1434.06
07498383927 | FSKR612 | 12-Fiber,OM1,MM,Riser,I/O,Cable | 62.5um OM1 12 Fiber Indoor-Outdoor Tight Buffered Cable, Riser (OFNR), 900um Buffered Fibers | MF | 1000 | 1640 | 1 | 1 | 2251.9
07498383938 | FSKR906 | 6-Fiber,OS2,SM,Riser,I/O,Cable | 9um OS2 6 Fiber Indoor-Outdoor Tight Buffered Cable, Riser (OFNR), 900um Buffered Fibers | MF | 1000 | 1640 | 1 | 1 | 852.8
07498383942 | FSKR912 | 12-Fiber,OS2,SM,Riser,I/O,Cable | 9um OS2 12 Fiber Indoor-Outdoor Tight Buffered Cable, Riser (OFNR), 900um Buffered Fibers | MF | 1000 | 1640 | 1 | 1 | 1268.8
07498384111 | FSKR91A | 144-Fiber,OS2,SM,Riser,I/O,Cable | 9um OS2 144 Fiber Indoor-Outdoor Tight Buffered Cable, Riser (OFNR), 900um Buffered Fibers | MF | 1000 | 1640 | 1 | 1 | 25792.36
07498384775 | FSKR924 | 24-Fiber,OS2,SM,Riser,I/O,Cable | 9um OS2 24 Fiber Indoor-Outdoor Tight Buffered Cable, Riser (OFNR), 900um Buffered Fibers | MF | 1000 | 1640 | 1 | 1 | 2269.36
07498384038 | FSKR948 | 48-Fiber,OS2,SM,Riser,I/O,Cable | 9um OS2 48 Fiber Indoor-Outdoor Tight Buffered Cable, Riser (OFNR), 900um Buffered Fibers | MF | 1000 | 1640 | 1 | 1 | 6419.86
07498384071 | FSKR972 | 72-Fiber,OS2,SM,Riser,I/O,Cable | 9um OS2 72 Fiber Indoor-Outdoor Tight Buffered Cable, Riser (OFNR), 900um Buffered Fibers | MF | 1000 | 1640 | 1 | 1 | 11224.82
07498384106 | FSKR996 | 96-Fiber,OS2,SM,Riser,I/O,Cable | 9um OS2 96 Fiber Indoor-Outdoor Tight Buffered Cable, Riser (OFNR), 900um Buffered Fibers | MF | 1000 | 1640 | 1 | 1 | 17473.46
07498384215 | FSLP606 | 6-Fiber,OM1,MM,Interlocking AL,ARM Cable | 62.5um OM1 6 Fiber Indoor-Outdoor Armored Tight Buffer Cable, Plenum (OFCP), 900um Buffered Fibers | MF | 1000 | 1640 | 1 | 1 | 4886.52
07498384284 | FSLP612 | 12-Fiber,OM1,MM,Interlocking,AL,Cable | 62.5um OM1 12 Fiber Indoor-Outdoor Armored Tight Buffer Cable, Plenum (OFCP), 900um Buffered Fibers | MF | 1000 | 1640 | 1 | 1 | 6367.74
07498384243 | FSLP906 | 6-Fiber,OS2,SM,Interlocking AL,ARM Cable | 9um OS2 6 Fiber Indoor-Outdoor Armored Tight Buffer Cable, Plenum (OFCP), 900um Buffered Fibers | MF | 1000 | 1640 | 1 | 1 | 4361.64
07498384319 | FSLP912 | 12-Fiber,OS2,SM,P,Interlocking,AL,Cable | 9um OS2 12 Fiber Indoor-Outdoor Armored Tight Buffer Cable, Plenum (OFCP), 900um Buffered Fibers | MF | 1000 | 1640 | 1 | 1 | 5317.94
07498384325 | FSLP924 | 24-Fiber,OS2,SM,P,Interlocking,AL,Cable | 9um OS2 24 Fiber Indoor-Outdoor Armored Tight Buffer Cable, Plenum (OFCP), 900um Buffered Fibers | MF | 1000 | 1640 | 1 | 1 | 7119.6
07498384384 | FSLP948 | 48-Fiber,OS2,SM,P,Interlocking,AL,Cable | 9um OS2 48 Fiber Indoor-Outdoor Armored Tight Buffer Cable, Plenum (OFCP), 900um Buffered Fibers | MF | 1000 | 1640 | 1 | 1 | 15715.3
07498384409 | FSLP972 | 72-Fiber,OS2,SM,P,Interlocking,AL,Cable | 9um OS2 72 Fiber Indoor-Outdoor Armored Tight Buffer Cable, Plenum (OFCP), 900um Buffered Fibers | MF | 1000 | 1640 | 1 | 1 | 22543.02
07498384430 | FSLP996 | 96-Fiber,OS2,SM,P,Interlocking,AL,Cable | 9um OS2 96 Fiber Indoor-Outdoor Armored Tight Buffer Cable, Plenum (OFCP), 900um Buffered Fibers | MF | 1000 | 1640 | 1 | 1 | 31476.24
07498384185 | FSLR606 | 6-Fiber,OM1,MM,Interlocking AL,ARM Cable | 62.5um OM1 6 Fiber Indoor-Outdoor Armored Tight Buffer Cable, Riser (OFCR), 900um Buffered Fibers | MF | 1000 | 1640 | 1 | 1 | 3904.22
07498384247 | FSLR612 | 12-Fiber,OM1,MM,R,Interlocking,AL,Cable | 62.5um OM1 12 Fiber Indoor-Outdoor Armored Tight Buffer Cable, Riser (OFCR), 900um Buffered Fibers | MF | 1000 | 1640 | 1 | 1 | 5188.98
07498384209 | FSLR906 | 6-Fiber,OS2,SM,R,Interlocking,AL,Cable | 9um OS2 6 Fiber Indoor-Outdoor Armored Tight Buffer Cable, Riser (OFCR), 900um Buffered Fibers | MF | 1000 | 1640 | 1 | 1 | 3379.34
07498384277 | FSLR912 | 12-Fiber,OS2,SM,R,Interlocking,AL,Cable | 9um OS2 12 Fiber Indoor-Outdoor Armored Tight Buffer Cable, Riser (OFCR), 900um Buffered Fibers | MF | 1000 | 1640 | 1 | 1 | 4139.18
07498384444 | FSLR91A | 144-Fiber,OS2,SM,R,Interlocking,AL,Cable | 9um OS2 144 Fiber Indoor-Outdoor Armored Tight Buffer Cable, Riser (OFCR), 900um Buffered Fibers | MF | 1000 | 1640 | 1 | 1 | 31988.64
07498384279 | FSLR924 | 24-Fiber,OS2,SM,R,Interlocking,AL,Cable | 9um OS2 24 Fiber Indoor-Outdoor Armored Tight Buffer Cable, Riser (OFCR), 900um Buffered Fibers | MF | 1000 | 1640 | 1 | 1 | 5573.5
07498384399 | FSLR948 | 48-Fiber,OS2,SM,R,Interlocking,AL,Cable | 9um OS2 48 Fiber Indoor-Outdoor Armored Tight Buffer Cable, Riser (OFCR), 900um Buffered Fibers | MF | 1000 | 1640 | 1 | 1 | 12282.5
07498384417 | FSLR972 | 72-Fiber,OS2,SM,R,Interlocking,AL,Cable | 9um OS2 72 Fiber Indoor-Outdoor Armored Tight Buffer Cable, Riser (OFCR), 900um Buffered Fibers | MF | 1000 | 1640 | 1 | 1 | 17631.5
07498384441 | FSLR996 | 96-Fiber,OS2,SM,R,Interlocking,AL,Cable | 9um OS2 96 Fiber Indoor-Outdoor Armored Tight Buffer Cable, Riser (OFCR), 900um Buffered Fibers | MF | 1000 | 1640 | 1 | 1 | 24600.12
07498378773 | FSMP624Y | 24-Fiber,OM1,MM,P,I/O,ARM,Strand Cable | 62.5um OM1 24 Fiber Indoor-Outdoor Armored Stranded Cable, Plenum (OFCP), 250um Fibers | MF | 1000 | 1640 | 1 | 1 | 12156.08
07498378770 | FSMP91AY | 144-Fiber,OS2,SM,PLEM,I/O,Cable | 9um OS2 144 Fiber Indoor-Outdoor Armored Stranded Cable, Plenum (OFCP), 250um Fibers | MF | 1000 | 1640 | 1 | 1 | 22784.26
07498378765 | FSMP924Y | 24-Fiber,OS2,SM,P,I/O,ARM,Strand Cable | 9um OS2 24 Fiber Indoor-Outdoor Armored Stranded Cable, Plenum (OFCP), 250um Fibers | MF | 1000 | 1640 | 1 | 1 | 10056.5
07498378767 | FSMP948Y | 48-Fiber,OS2,SM,P,I/O,ARM,Strand Cable | 9um OS2 48 Fiber Indoor-Outdoor Armored Stranded Cable, Plenum (OFCP), 250um Fibers | MF | 1000 | 1640 | 1 | 1 | 10476.42
07498378768 | FSMP972Y | 72-Fiber,OS2,SM,P,I/O,ARM,Strand Cable | 9um OS2 72 Fiber Indoor-Outdoor Armored Stranded Cable, Plenum (OFCP), 250um Fibers | MF | 1000 | 1640 | 1 | 1 | 12502.42
07498378769 | FSMP996Y | 96-Fiber,OS2,SM,P,I/O,ARM,Strand Cable | 9um OS2 96 Fiber Indoor-Outdoor Armored Stranded Cable, Plenum (OFCP), 250um Fibers | MF | 1000 | 1640 | 1 | 1 | 16791.3
07498305041 | FSMR624Y | 24-Fiber,OM1,MM,R,I/O,ARM,Strand Cable | 62.5um OM1 24 Fiber Indoor-Outdoor Armored Stranded Cable, Riser (OFCR), 250um Fibers | MF | 1000 | 1640 | 1 | 1 | 7728.46
07498305049 | FSMR924Y | 24-Fiber,OS2,SM,R,I/O,ARM,Strand Cable | 9um OS2 24 Fiber Indoor-Outdoor Armored Stranded Cable, Riser (OFCR), 250um Fibers | MF | 1000 | 1640 | 1 | 1 | 5628.88
07498305051 | FSMR948Y | 48-Fiber,OS2,SM,R,I/O,ARM,Strand Cable | 9um OS2 48 Fiber Indoor-Outdoor Armored Stranded Cable, Riser (OFCR), 250um Fibers | MF | 1000 | 1640 | 1 | 1 | 6048.8
61305666843 | FSNL924Y | 9um OS2 24 Fiber Indoor-Outdoor Stranded | 9um OS2 24 Fiber Indoor-Outdoor Stranded Tube Cable, LSZH, 250um Fibers | MF | 1000 | 1640 | 1 | 1 | 5593.62
61305666844 | FSNL948Y | 9um OS2 48 Fiber Indoor-Outdoor Stranded | 9um OS2 48 Fiber Indoor-Outdoor Stranded Tube Cable, LSZH, 250um Fibers | MF | 1000 | 1640 | 1 | 1 | 7831.1
07498378736 | FSNP91AY | 144-Fiber,OS2,SM,PLEM,I/O,Strand,Cable | 9um OS2 144 Fiber Indoor-Outdoor Stranded Tube Cable, Plenum (OFNP), 250um Fibers | MF | 1000 | 1640 | 1 | 1 | 11349.92
07498378718 | FSNP924Y | 24-Fiber,OS2,SM,PLEM,I/O,Strand,Cable | This 24 fiber indoor/outdoor stranded tube cable is OS2, Plenum (OFNP) rated and features 250µm fibers. | MF | 1000 | 1640 | 1 | 1 | 4619.08
07498378723 | FSNP948Y | 48-Fiber,OS2,SM,PLEM,I/O,Strand,Cable | 9um OS2 48 Fiber Indoor-Outdoor Stranded Tube Cable, Plenum (OFNP), 250um Fibers | MF | 1000 | 150 | 1 | 1 | 5039
07498378725 | FSNP972Y | 72-Fiber,OS2,SM,PLEM,I/O,Strand,Cable | 9um OS2 72 Fiber Indoor-Outdoor Stranded Tube Cable, Plenum (OFNP), 250um Fibers | MF | 1000 | 1640 | 1 | 1 | 6158.78
07498378730 | FSNP996Y | 96-Fiber,OS2,SM,PLEM,I/O,Strand,Cable | 9um OS2 96 Fiber Indoor-Outdoor Stranded Tube Cable, Plenum (OFNP), 250um Fibers | MF | 1000 | 1640 | 1 | 1 | 8264.6
07498305072 | FSNR91AY | 144-Fiber,OS2,SM,Cable,Riser,I/O,Cable | 9um OS2 144 Fiber Indoor-Outdoor Stranded Tube Cable, Riser (OFNR), 250um Fibers | MF | 1000 | 1640 | 1 | 1 | 6934.7
07498305073 | FSNR924Y | 24-Fiber,OS2,SM,Cable,R,I/O,Strand,Cable | 9um OS2 24 Fiber Indoor-Outdoor Stranded Tube Cable, Riser (OFNR), 250um Fibers | MF | 1000 | 1640 | 1 | 1 | 2175.92
07498305075 | FSNR948Y | 48-Fiber,OS2,SM,Cable,R,I/O,Strand,Cable | 9um OS2 48 Fiber Indoor-Outdoor Stranded Tube Cable, Riser (OFNR), 250um Fibers | MF | 1000 | 1640 | 1 | 1 | 2939.42
07498305076 | FSNR972Y | 72-Fiber,OS2,SM,Cable,R,I/O,Strand,Cable | 9um OS2 72 Fiber Indoor-Outdoor Stranded Tube Cable, Riser (OFNR), 250um Fibers | MF | 1000 | 1640 | 1 | 1 | 3709.26
07498305077 | FSNR996Y | 96-Fiber,OS2,SM,Cable,R,I/O,Strand,Cable | 9um OS2 96 Fiber Indoor-Outdoor Stranded Tube Cable, Riser (OFNR), 250um Fibers | MF | 1000 | 1640 | 1 | 1 | 4972.14
61305636921 | FSPCVR | PREMIUM FIBER CLEAVER | Precision fiber optic cleave tool with rotary blade for 7mm and 10mm cleaves. | PC | 1 | 1 | 1 | 1 | 4021.46
07498305094 | FSPP906Y | Fiber Ind Armd Cable OFCP OS2 6 Fibers | 9um OS2 6 Fiber Indoor Armored Cable, Plenum (OFCP), 900um Buffered Fibers | MF | 1000 | 150 | 1 | 1 | 2798.56
07498305095 | FSPP912Y | Fiber Ind Armd Cable OFCP OS2 12 Fibers | This 12 fiber indoor armored cable is OS2, Plenum (OFNP) rated and features 900µm buffered fibers. | MF | 1000 | 150 | 1 | 1 | 3421.58
07498305096 | FSPP91AY | Fiber Ind Armd Cable OFCP OS2 144 Fibers | 9um OS2 144 Fiber Indoor Armored Cable, Plenum (OFCP), 900um Buffered Fibers | MF | 1000 | 1640 | 1 | 1 | 34980.54
07498305097 | FSPP924Y | Fiber Ind Armd Cable OFCP OS2 24 Fibers | This 24 fiber indoor armored cable is OS2, Plenum (OFNP) rated and features 900µm buffered fibers. | MF | 1000 | 150 | 1 | 1 | 4747.46
07498305099 | FSPP948Y | Fiber Ind Armd Cable OFCP OS2 48 Fibers | 9um OS2 48 Fiber Indoor Armored Cable, Plenum (OFCP), 900um Buffered Fibers | MF | 1000 | 1640 | 1 | 1 | 13444.22
07498305100 | FSPP972Y | Fiber Ind Armd Cable OFCP OS2 72 Fibers | 9um OS2 72 Fiber Indoor Armored Cable, Plenum (OFCP), 900um Buffered Fibers | MF | 1000 | 1640 | 1 | 1 | 19293.66
07498305101 | FSPP996Y | Fiber Ind Armd Cable OFCP OS2 96 Fibers | 9um OS2 96 Fiber Indoor Armored Cable, Plenum (OFCP), 900um Buffered Fibers | MF | 1000 | 1640 | 1 | 1 | 26927.14
07498305118 | FSPR906Y | Fiber Ind Armd Cable OFCR OS2 6 Fibers | 9um OS2 6 Fiber Indoor Armored Cable, Riser (OFCR), 900um Buffered Fibers | MF | 1000 | 1640 | 1 | 1 | 2745.6
07498305119 | FSPR912Y | Fiber Ind Armd Cable OFCR OS2 12 Fibers | 9um OS2 12 Fiber Indoor Armored Cable, Riser (OFCR), 900um Buffered Fibers | MF | 1000 | 150 | 1 | 1 | 2949.42
07498305121 | FSPR924Y | Fiber Ind Armd Cable OFCR OS2 24 Fibers | 9um OS2 24 Fiber Indoor Armored Cable, Riser (OFCR), 900um Buffered Fibers | MF | 1000 | 1640 | 1 | 1 | 4786.7
07498305123 | FSPR948Y | Fiber Ind Armd Cable OFCR OS2 48 Fibers | 9um OS2 48 Fiber Indoor Armored Cable, Riser (OFCR), 900um Buffered Fibers | MF | 1000 | 1640 | 1 | 1 | 10535.54
61305658307 | FST144R | Tray For Ribbon Fiber Splicing | Tray For Ribbon Fiber Splicing | PC | 1 | 1 | 1 | 1 | 143.34
07498386819 | FST24 | FbrSpltray,24MECHOrFusionSpl,EA | The fiber splice tray kit is for up to 24 mechanical or fusion splices or 144 ribbon fusion splices. It fits in Panduit FRME3 and FRME4 rack mount enclosures and stacks up to three high using FST24H3 stacking unit. | PC | 1 | 1 | 1 | 1 | 139.46
07498391407 | FST24H3 | SpltrayHLDR,usew/FST24Spltray,EA | Fiber stacking holder for FST24 fiber splice tray with built in fiber spooling. Holds and secures one to three splice trays with Panduit Tak-Ty Cable Ties. Mounting hardware included. For use with FRME3 and FRME4 rack mount enclosures. | PC | 1 | 1 | 1 | 1 | 118.16
07498358192 | FST24S | FbrSpltray24SplShortVersion,EA | Fiber splice tray kit for up to 24 mechanical or fusion splices or 144 ribbon fusion splices. Fits in Panduit FMT and FMD Series Enclosures. Stack up to 4 high using FSTHED stacking unit in Opticom Rack Mount FMT Trays or FMD Drawers. Dimensions: 0.37H x | PC | 1 | 1 | 1 | 1 | 135.38
61305625927 | FST2MC5BL | Fiber ST2 Smplx MM Conn OM2 900um,EA | ST2 OM2 900μm multimode simplex fiber optic connector. Black Boot. For use with OCTT2 OptiCam fiber termination tool. | PC | 1 | 10 | 1 | 1 | 23.96
61305625928 | FST2MC6EI | Fiber ST2 Smplx MM Conn OM1 900um,EA | The OptiCam® ST Fiber Optic Connector is a multimode 62.5/125μm OM1 fiber connector, intended for 900-micron tight-buffered fiber installation. Field termination can be done in about two minutes using the OptiCam 2 Termination Tool. The pre-polished fiber | PC | 1 | 10 | 1 | 1 | 23.96
61305631583 | FST2MCXAQ | OptiCam® 50µm OM3/OM4 ST Simplex Fiber | ST2 OM3/OM4 900μm multimode simplex fiber optic connector. Aqua Boot. For use with OCTT2 OptiCam fiber termination tool. | PC | 1 | 10 | 1 | 1 | 27.12
61305625929 | FST2SCBU | Fiber ST2 Smplx SM Conn OM1 900um,EA | The OptiCam® ST Fiber Optic Connector is a singlemode 9/125μm OS1/OS2 fiber connector, intended for 900-micron tight-buffered fiber installation. Field termination can be done in about two minutes using the OptiCam 2 Termination Tool. The pre-polished fib | PC | 1 | 10 | 1 | 1 | 27.2
61305658306 | FST48 | HD Fusion Splice Tray Kit | HD Fusion Splice Tray Kit | PC | 1 | 1 | 1 | 1 | 126.14
07498364893 | FST6 | FiberSpliceTray6"152mm,EA | The fiber splice tray kit is for up to twelve mechanical or fusion splices. It fits in Panduit FMT, FWME4, and FWME8 series enclosures and stacks up to four high using FSTHE stacking unit in rack mount enclosures or using FST6H4 stacking unit in wall moun | PC | 1 | 1 | 1 | 1 | 76.72
07498391284 | FST6H4 | FiberSpliceTrayHolder,EA | Fiber stacking holder for FST6 fiber splice tray with built in fiber spooling. Holds and secures 1-4 splice trays (FST6) with Panduit Tak-Ty Cable Ties. Mount with existing enclosure hardware. For use in FWME4 and FWME8 wall mount enclosures. | PC | 1 | 1 | 1 | 1 | 82.9
07498342234 | FSTC | ST Cradles for OptiCam Termination Tool | Tool cradles for ST OptiCam® Connectors (two per package). | PC | 1 | 10 | 1 | 1 | 23.8
61305625615 | FSTC2 | Fiber ST Cradle for OCTT2 |  | PC | 1 | 1 | 1 | 1 | 22.72
07498378336 | FSTHE | SpliceTrayHolder,EA | Fiber stacking holder for FST6 fiber splice tray. Holds and secures one to four splice trays (FST6) with Panduit Tak-Ty Cable Ties. Mount with included adhesive strips or mounting screws. | PC | 1 | 1 | 1 | 1 | 26.08
07498358768 | FSTHED | Fiber Splice Tray Holder, EA | Stacking holder for FST24S fiber splice tray with built in fiber spooling. Holds and secures 1-4 splice trays (FST24S) with Panduit Tak-Ty cable ties. Mounting hardware included. For use with FMT1, FMT2, FMD1, or FMD2 rack mount trays and drawers. Dimens | PC | 1 | 1 | 1 | 1 | 112.62
07498383137 | FSTHS | FiberSpliceTrayHolder,usedwithFSTK,EA | Fiber stacking holder for FSTK fiber splice tray with built-in fiber spooling. Holds and secures one/two splice tray(s) with Panduit Tak-Ty Cable Ties. Mount with existing enclosure hardware. For use in FWME2 wall mount enclosure. | PC | 1 | 1 | 1 | 1 | 60.28
07498383139 | FSTK | FbrSpltray,6MECHOrFusionSpl,EA | The fiber splice tray kit is for up to six mechanical or fusion splices and stacks up to two high using FSTHS stacking holder. It is for use in the FWME2 wall mount enclosure. | PC | 1 | 1 | 1 | 1 | 60.86
07498385511 | FSTMABL | ST Splx Conn, Pot & Polish for OM1/2 | Field Polish ST Simplex Pot & Polish Style OM1/OM2 Connector, Housing with 900um/3.0mm Black Boots | PC | 1 | 10 | 1 | 1 | 9.3
07498385512 | FSTMARD | ST Splx Conn, Pot & Polish for OM1 | Field Polish ST Simplex Pot & Polish Style OM1 Connector, with 900um/3.0mm Red Boots | PC | 1 | 10 | 1 | 1 | 8.86
07498381280 | FSTN906 | Fiber OSP ST Cable OS2 6 Fibers | 9um OS2 6 Fiber Outside Plant Non-Armored Cable, Non-Rated, 250um Fibers | MF | 1000 | 3280 | 1 | 1 | 558.02
07498381281 | FSTN912 | Fiber OSP ST Cable OS2 12 Fibers | This 12 fiber outside plant non-armored cable is OS2, non-rated and features 250µm fibers. | MF | 1000 | 150 | 1 | 1 | 641.12
07498381287 | FSTN91A | Fiber OSP ST Cable OS2 144 Fibers | 9um OS2 144 Fiber Outside Plant Non-Armored Cable, Non-Rated, 250um Fibers | MF | 1000 | 3280 | 1 | 1 | 3965.2
07498381282 | FSTN924 | Fiber OSP ST Cable OS2 24 Fibers | 9um OS2 24 Fiber Outside Plant Non-Armored Cable, Non-Rated, 250um Fibers | MF | 1000 | 3280 | 1 | 1 | 880.74
07498381284 | FSTN948 | Fiber OSP ST Cable OS2 48 Fibers | 9um OS2 48 Fiber Outside Plant Non-Armored Cable, Non-Rated, 250um Fibers | MF | 1000 | 3280 | 1 | 1 | 1439.72
07498381285 | FSTN972 | Fiber OSP ST Cable OS2 72 Fibers | 9um OS2 72 Fiber Outside Plant Non-Armored Cable, Non-Rated, 250um Fibers | MF | 1000 | 3280 | 1 | 1 | 1959.6
07498381286 | FSTN996 | Fiber OSP ST Cable OS2 96 Fibers | 9um OS2 96 Fiber Outside Plant Non-Armored Cable, Non-Rated, 250um Fibers | MF | 1000 | 3280 | 1 | 1 | 2429.52
07498370328 | FSTRL5N5NKNM001 | OM4+SigCore,12-Fiber,LSZH,1M | OM4+ Signature Core 50/125µm, 12 fiber, interconnect cable assembly, low smoke zero halogen rated, MPO female to MPO female, Method A, Ultra IL with no pulling eye, Aqua, 1 meter | PC | 1 | 1 | 1 | 1 | 537.98
07498370329 | FSTRL5N5NKNM003 | OM4+SigCore,12-Fiber,LSZH,3M | OM4+ Signature Core 50/125µm, 12 fiber, interconnect cable assembly, low smoke zero halogen rated, MPO female to MPO female, Method A, Ultra IL with no pulling eye, Aqua, 3 meters | PC | 1 | 1 | 1 | 1 | 567.2
07498370330 | FSTRL5N5NKNM005 | OM4+SigCore,12-Fiber,LSZH,5M | OM4+ Signature Core 50/125µm, 12 fiber, interconnect cable assembly, low smoke zero halogen rated, MPO female to MPO female, Method A, Ultra IL with no pulling eye, Aqua, 5 meters | PC | 1 | 1 | 1 | 1 | 596.38
07498370331 | FSTRL5N5NKNM010 | OM4+SigCore,12-Fiber,LSZH,10M | OM4+ Signature Core 50/125µm, 12 fiber, interconnect cable assembly, low smoke zero halogen rated, MPO female to MPO female, Method A, Ultra IL with no pulling eye, Aqua, 10 meters | PC | 1 | 1 | 1 | 1 | 669.42
07498370333 | FSTRL5N5NKNM015 | OM4+SigCore,12-Fiber,LSZH,15M | OM4+ Signature Core 50/125µm, 12 fiber, interconnect cable assembly, low smoke zero halogen rated, MPO female to MPO female, Method A, Ultra IL with no pulling eye, Aqua, 15 meters | PC | 1 | 1 | 1 | 1 | 742.44
07498370334 | FSTRL5N5NKNM020 | OM4+SigCore,12-Fiber,LSZH,20M | OM4+ Signature Core 50/125µm, 12 fiber, interconnect cable assembly, low smoke zero halogen rated, MPO female to MPO female, Method A, Ultra IL with no pulling eye, Aqua, 20 meters | PC | 1 | 1 | 1 | 1 | 815.46
07498370335 | FSTRL5N5NKNM025 | OM4+SigCore,12-Fiber,LSZH,25M | OM4+ Signature Core 50/125µm, 12 fiber, interconnect cable assembly, low smoke zero halogen rated, MPO female to MPO female, Method A, Ultra IL with no pulling eye, Aqua, 25 meters | PC | 1 | 1 | 1 | 1 | 888.5
07498370336 | FSTRL5N5NKNM030 | OM4+SigCore,12-Fiber,LSZH,30M | OM4+ Signature Core 50/125µm, 12 fiber, interconnect cable assembly, low smoke zero halogen rated, MPO female to MPO female, Method A, Ultra IL with no pulling eye, Aqua, 30 meters | PC | 1 | 1 | 1 | 1 | 961.5
07498370337 | FSTRL5N5NKNM035 | OM4+SigCore,12-Fiber,LSZH,35M | OM4+ Signature Core 50/125µm, 12 fiber, interconnect cable assembly, low smoke zero halogen rated, MPO female to MPO female, Method A, Ultra IL with no pulling eye, Aqua, 35 meters | PC | 1 | 1 | 1 | 1 | 1034.52
07498370338 | FSTRL5N5NKNM040 | OM4+SigCore,12-Fiber,LSZH,40M | OM4+ Signature Core 50/125µm, 12 fiber, interconnect cable assembly, low smoke zero halogen rated, MPO female to MPO female, Method A, Ultra IL with no pulling eye, Aqua, 40 meters | PC | 1 | 1 | 1 | 1 | 1107.56
07498370339 | FSTRL5N5NKNM045 | OM4+SigCore,12-Fiber,LSZH,45M | OM4+ Signature Core 50/125µm, 12 fiber, interconnect cable assembly, low smoke zero halogen rated, MPO female to MPO female, Method A, Ultra IL with no pulling eye, Aqua, 45 meters | PC | 1 | 1 | 1 | 1 | 1180.58
07498370340 | FSTRL5N5NKNM050 | OM4+SigCore,12-Fiber,LSZH,50M | OM4+ Signature Core 50/125µm, 12 fiber, interconnect cable assembly, low smoke zero halogen rated, MPO female to MPO female, Method A, Ultra IL with no pulling eye, Aqua, 50 meters | PC | 1 | 1 | 1 | 1 | 1253.6
61305629768 | FSTRL7N7NKNM001 | OM4+ 12f Interconnect LSZH PanMPO F/PanM |  | PC | 1 | 1 | 1 | 1 | 539.32
61305629767 | FSTRL7N7NKNM002 | OM4+ 12f Interconnect LSZH PanMPO F/PanM |  | PC | 1 | 1 | 1 | 1 | 555.2
61305629766 | FSTRL7N7NKNM005 | OM4+ 12f Interconnect LSZH PanMPO F/PanM |  | PC | 1 | 1 | 1 | 1 | 602.84
61305629765 | FSTRL7N7NKNM007 | OM4+ 12f Interconnect LSZH PanMPO F/PanM |  | PC | 1 | 1 | 1 | 1 | 634.62
61305629764 | FSTRL7N7NKNM010 | OM4+ 12f Interconnect LSZH PanMPO F/PanM |  | PC | 1 | 1 | 1 | 1 | 682.3
61305629763 | FSTRL7N7NKNM015 | OM4+ 12f Interconnect LSZH PanMPO F/PanM |  | PC | 1 | 1 | 1 | 1 | 761.74
61305629762 | FSTRL7N7NKNM020 | OM4+ 12f Interconnect LSZH PanMPO F/PanM |  | PC | 1 | 1 | 1 | 1 | 841.18
61305629761 | FSTRL7N7NKNM025 | OM4+ 12f Interconnect LSZH PanMPO F/PanM |  | PC | 1 | 1 | 1 | 1 | 920.6
07498370313 | FSTRP5N5NKNM001 | OM4+SigCore,12-Fiber,PLEM,1M | OM4+ Signature Core 50/125µm, 12 fiber, interconnect cable assembly, plenum rated, MPO female to MPO female, Method A, Ultra IL with no pulling eye, Aqua, 1 meter | PC | 1 | 1 | 1 | 1 | 537.98
07498370314 | FSTRP5N5NKNM003 | OM4+SigCore,12-Fiber,PLEM,3M | OM4+ Signature Core 50/125µm, 12 fiber, interconnect cable assembly, plenum rated, MPO female to MPO female, Method A, Ultra IL with no pulling eye, Aqua, 3 meters | PC | 1 | 1 | 1 | 1 | 567.2
07498370315 | FSTRP5N5NKNM005 | OM4+SigCore,12-Fiber,PLEM,5M | OM4+ Signature Core 50/125µm, 12 fiber, interconnect cable assembly, plenum rated, MPO female to MPO female, Method A, Ultra IL with no pulling eye, Aqua, 5 meters | PC | 1 | 1 | 1 | 1 | 596.38
07498370316 | FSTRP5N5NKNM010 | OM4+SigCore,12-Fiber,PLEM,10M | OM4+ Signature Core 50/125µm, 12 fiber, interconnect cable assembly, plenum rated, MPO female to MPO female, Method A, Ultra IL with no pulling eye, Aqua, 10 meters | PC | 1 | 1 | 1 | 1 | 669.42
07498370317 | FSTRP5N5NKNM015 | OM4+SigCore,12-Fiber,PLEM,15M | OM4+ Signature Core 50/125µm, 12 fiber, interconnect cable assembly, plenum rated, MPO female to MPO female, Method A, Ultra IL with no pulling eye, Aqua, 15 meters | PC | 1 | 1 | 1 | 1 | 742.44
07498370318 | FSTRP5N5NKNM020 | OM4+SigCore,12-Fiber,PLEM,20M | OM4+ Signature Core 50/125µm, 12 fiber, interconnect cable assembly, plenum rated, MPO female to MPO female, Method A, Ultra IL with no pulling eye, Aqua, 20 meters | PC | 1 | 1 | 1 | 1 | 815.46
07498370319 | FSTRP5N5NKNM025 | OM4+SigCore,12-Fiber,PLEM,25M | OM4+ Signature Core 50/125µm, 12 fiber, interconnect cable assembly, plenum rated, MPO female to MPO female, Method A, Ultra IL with no pulling eye, Aqua, 25 meters | PC | 1 | 1 | 1 | 1 | 888.5
07498370321 | FSTRP5N5NKNM030 | OM4+SigCore,12-Fiber,PLEM,30M | OM4+ Signature Core 50/125µm, 12 fiber, interconnect cable assembly, plenum rated, MPO female to MPO female, Method A, Ultra IL with no pulling eye, Aqua, 30 meters | PC | 1 | 1 | 1 | 1 | 961.5
07498370322 | FSTRP5N5NKNM035 | OM4+SigCore,12-Fiber,PLEM,35M | OM4+ Signature Core 50/125µm, 12 fiber, interconnect cable assembly, plenum rated, MPO female to MPO female, Method A, Ultra IL with no pulling eye, Aqua, 35 meters | PC | 1 | 1 | 1 | 1 | 1034.52
07498370324 | FSTRP5N5NKNM040 | OM4+SigCore,12-Fiber,PLEM,40M | OM4+ Signature Core 50/125µm, 12 fiber, interconnect cable assembly, plenum rated, MPO female to MPO female, Method A, Ultra IL with no pulling eye, Aqua, 40 meters | PC | 1 | 1 | 1 | 1 | 1107.56
07498370326 | FSTRP5N5NKNM045 | OM4+SigCore,12-Fiber,PLEM,45M | OM4+ Signature Core 50/125µm, 12 fiber, interconnect cable assembly, plenum rated, MPO female to MPO female, Method A, Ultra IL with no pulling eye, Aqua, 45 meters | PC | 1 | 1 | 1 | 1 | 1180.58
07498370327 | FSTRP5N5NKNM050 | OM4+SigCore,12-Fiber,PLEM,50M | OM4+ Signature Core 50/125µm, 12 fiber, interconnect cable assembly, plenum rated, MPO female to MPO female, Method A, Ultra IL with no pulling eye, Aqua, 50 meters | PC | 1 | 1 | 1 | 1 | 1253.6
61305629760 | FSTRP7N7NKNF015 | OM4+ 12f Interconnect OFNP PanMPO F/PanM |  | PC | 1 | 1 | 1 | 1 | 599.74
61305629759 | FSTRP7N7NKNF020 | OM4+ 12f Interconnect OFNP PanMPO F/PanM |  | PC | 1 | 1 | 1 | 1 | 625.18
61305629758 | FSTRP7N7NKNF025 | OM4+ 12f Interconnect OFNP PanMPO F/PanM |  | PC | 1 | 1 | 1 | 1 | 650.64
61305629757 | FSTRP7N7NLNF080 | OM4+ 12f Interconnect OFNP PanMPO F/PanM |  | PC | 1 | 1 | 1 | 1 | 930.5
07498385513 | FSTSABU | ST Splx Conn, Pot & Polish for OS2 | Field Polish ST Simplex Pot & Polish Style OS2 Connector, with 900um/3.0mm Blue Boots | PC | 1 | 10 | 1 | 1 | 23.62
61305663222 | FSUYP7373KAF015 | OM4+ 24f Trunk OFNP PanMPO F/PanMPO F 18 |  | PC | 1 | 1 | 1 | 1 | 1434.88
61305663228 | FSUYP7373KAF020 | OM4+ 24f Trunk OFNP PanMPO F/PanMPO F 18 |  | PC | 1 | 1 | 1 | 1 | 1488.22
61305663229 | FSUYP7373KAF025 | OM4+ 24f Trunk OFNP PanMPO F/PanMPO F 18 |  | PC | 1 | 1 | 1 | 1 | 1541.6
61305663230 | FSUYP7373KAF030 | OM4+ 24f Trunk OFNP PanMPO F/PanMPO F 18 |  | PC | 1 | 1 | 1 | 1 | 1594.92
61305663231 | FSUYP7373KAF035 | OM4+ 24f Trunk OFNP PanMPO F/PanMPO F 18 |  | PC | 1 | 1 | 1 | 1 | 1648.28
61305663232 | FSUYP7373KAF040 | OM4+ 24f Trunk OFNP PanMPO F/PanMPO F 18 |  | PC | 1 | 1 | 1 | 1 | 1701.6
61305663233 | FSUYP7373KAF045 | OM4+ 24f Trunk OFNP PanMPO F/PanMPO F 18 |  | PC | 1 | 1 | 1 | 1 | 1754.96
61305663234 | FSUYP7373KAF050 | OM4+ 24f Trunk OFNP PanMPO F/PanMPO F 18 |  | PC | 1 | 1 | 1 | 1 | 1808.32
61305663235 | FSUYP7373KAF055 | OM4+ 24f Trunk OFNP PanMPO F/PanMPO F 18 |  | PC | 1 | 1 | 1 | 1 | 1861.66
61305663236 | FSUYP7373KAF060 | OM4+ 24f Trunk OFNP PanMPO F/PanMPO F 18 |  | PC | 1 | 1 | 1 | 1 | 1915.02
61305663237 | FSUYP7373KAF065 | OM4+ 24f Trunk OFNP PanMPO F/PanMPO F 18 |  | PC | 1 | 1 | 1 | 1 | 1968.34
61305663238 | FSUYP7373KAF070 | OM4+ 24f Trunk OFNP PanMPO F/PanMPO F 18 |  | PC | 1 | 1 | 1 | 1 | 2021.7
61305663239 | FSUYP7373KAF075 | OM4+ 24f Trunk OFNP PanMPO F/PanMPO F 18 |  | PC | 1 | 1 | 1 | 1 | 2075.04
61305663240 | FSUYP7373KAF080 | OM4+ 24f Trunk OFNP PanMPO F/PanMPO F 18 |  | PC | 1 | 1 | 1 | 1 | 2128.38
61305663241 | FSUYP7373KAF085 | OM4+ 24f Trunk OFNP PanMPO F/PanMPO F 18 |  | PC | 1 | 1 | 1 | 1 | 2181.74
61305663242 | FSUYP7373KAF090 | OM4+ 24f Trunk OFNP PanMPO F/PanMPO F 18 |  | PC | 1 | 1 | 1 | 1 | 2235.08
61305663243 | FSUYP7373KAF095 | OM4+ 24f Trunk OFNP PanMPO F/PanMPO F 18 |  | PC | 1 | 1 | 1 | 1 | 2288.44
61305663244 | FSUYP7373KAF100 | OM4+ 24f Trunk OFNP PanMPO F/PanMPO F 18 |  | PC | 1 | 1 | 1 | 1 | 2341.76
61305663223 | FSUYP7373KAF105 | OM4+ 24f Trunk OFNP PanMPO F/PanMPO F 18 |  | PC | 1 | 1 | 1 | 1 | 2395.12
61305663245 | FSUYP7373KAF110 | OM4+ 24f Trunk OFNP PanMPO F/PanMPO F 18 |  | PC | 1 | 1 | 1 | 1 | 2448.48
61305663246 | FSUYP7373KAF115 | OM4+ 24f Trunk OFNP PanMPO F/PanMPO F 18 |  | PC | 1 | 1 | 1 | 1 | 2501.8
61305663247 | FSUYP7373KAF120 | OM4+ 24f Trunk OFNP PanMPO F/PanMPO F 18 |  | PC | 1 | 1 | 1 | 1 | 2555.16
61305663248 | FSUYP7373KAF125 | OM4+ 24f Trunk OFNP PanMPO F/PanMPO F 18 |  | PC | 1 | 1 | 1 | 1 | 2608.5
61305663249 | FSUYP7373KAF130 | OM4+ 24f Trunk OFNP PanMPO F/PanMPO F 18 |  | PC | 1 | 1 | 1 | 1 | 2661.86
61305663250 | FSUYP7373KAF135 | OM4+ 24f Trunk OFNP PanMPO F/PanMPO F 18 |  | PC | 1 | 1 | 1 | 1 | 2715.2
61305663251 | FSUYP7373KAF140 | OM4+ 24f Trunk OFNP PanMPO F/PanMPO F 18 |  | PC | 1 | 1 | 1 | 1 | 2768.54
61305663252 | FSUYP7373KAF145 | OM4+ 24f Trunk OFNP PanMPO F/PanMPO F 18 |  | PC | 1 | 1 | 1 | 1 | 2821.9
61305663253 | FSUYP7373KAF150 | OM4+ 24f Trunk OFNP PanMPO F/PanMPO F 18 |  | PC | 1 | 1 | 1 | 1 | 2875.22
61305663254 | FSUYP7373KAF155 | OM4+ 24f Trunk OFNP PanMPO F/PanMPO F 18 |  | PC | 1 | 1 | 1 | 1 | 2928.6
61305663255 | FSUYP7373KAF160 | OM4+ 24f Trunk OFNP PanMPO F/PanMPO F 18 |  | PC | 1 | 1 | 1 | 1 | 2981.92
61305663256 | FSUYP7373KAF165 | OM4+ 24f Trunk OFNP PanMPO F/PanMPO F 18 |  | PC | 1 | 1 | 1 | 1 | 3035.28
61305663257 | FSUYP7373KAF170 | OM4+ 24f Trunk OFNP PanMPO F/PanMPO F 18 |  | PC | 1 | 1 | 1 | 1 | 3088.62
61305663258 | FSUYP7373KAF175 | OM4+ 24f Trunk OFNP PanMPO F/PanMPO F 18 |  | PC | 1 | 1 | 1 | 1 | 3141.96
61305663259 | FSUYP7373KAF180 | OM4+ 24f Trunk OFNP PanMPO F/PanMPO F 18 |  | PC | 1 | 1 | 1 | 1 | 3195.32
61305663260 | FSUYP7373KAF185 | OM4+ 24f Trunk OFNP PanMPO F/PanMPO F 18 |  | PC | 1 | 1 | 1 | 1 | 3248.64
61305663261 | FSUYP7373KAF190 | OM4+ 24f Trunk OFNP PanMPO F/PanMPO F 18 |  | PC | 1 | 1 | 1 | 1 | 3302.02
61305663262 | FSUYP7373KAF195 | OM4+ 24f Trunk OFNP PanMPO F/PanMPO F 18 |  | PC | 1 | 1 | 1 | 1 | 3355.36
61305663263 | FSUYP7373KAF200 | OM4+ 24f Trunk OFNP PanMPO F/PanMPO F 18 |  | PC | 1 | 1 | 1 | 1 | 3408.7
61305663264 | FSUYP7373KAF205 | OM4+ 24f Trunk OFNP PanMPO F/PanMPO F 18 |  | PC | 1 | 1 | 1 | 1 | 3462.06
61305663265 | FSUYP7373KAF210 | OM4+ 24f Trunk OFNP PanMPO F/PanMPO F 18 |  | PC | 1 | 1 | 1 | 1 | 3515.38
61305663266 | FSUYP7373KAF215 | OM4+ 24f Trunk OFNP PanMPO F/PanMPO F 18 |  | PC | 1 | 1 | 1 | 1 | 3568.74
61305663267 | FSUYP7373KAF220 | OM4+ 24f Trunk OFNP PanMPO F/PanMPO F 18 |  | PC | 1 | 1 | 1 | 1 | 3622.1
61305663268 | FSUYP7373KAF225 | OM4+ 24f Trunk OFNP PanMPO F/PanMPO F 18 |  | PC | 1 | 1 | 1 | 1 | 3675.44
61305663269 | FSUYP7373KAF230 | OM4+ 24f Trunk OFNP PanMPO F/PanMPO F 18 |  | PC | 1 | 1 | 1 | 1 | 3728.78
61305663270 | FSUYP7373KAF235 | OM4+ 24f Trunk OFNP PanMPO F/PanMPO F 18 |  | PC | 1 | 1 | 1 | 1 | 3782.12
61305663271 | FSUYP7373KAF240 | OM4+ 24f Trunk OFNP PanMPO F/PanMPO F 18 |  | PC | 1 | 1 | 1 | 1 | 3835.48
61305663272 | FSUYP7373KAF245 | OM4+ 24f Trunk OFNP PanMPO F/PanMPO F 18 |  | PC | 1 | 1 | 1 | 1 | 3888.8
61305663273 | FSUYP7373KAF250 | OM4+ 24f Trunk OFNP PanMPO F/PanMPO F 18 |  | PC | 1 | 1 | 1 | 1 | 3942.16
61305663224 | FSUYP7373KAF255 | OM4+ 24f Trunk OFNP PanMPO F/PanMPO F 18 |  | PC | 1 | 1 | 1 | 1 | 3995.52
61305663274 | FSUYP7373KAF260 | OM4+ 24f Trunk OFNP PanMPO F/PanMPO F 18 |  | PC | 1 | 1 | 1 | 1 | 4048.86
61305663275 | FSUYP7373KAF265 | OM4+ 24f Trunk OFNP PanMPO F/PanMPO F 18 |  | PC | 1 | 1 | 1 | 1 | 4102.2
61305663277 | FSUYP7373KAF270 | OM4+ 24f Trunk OFNP PanMPO F/PanMPO F 18 |  | PC | 1 | 1 | 1 | 1 | 4155.54
61305663278 | FSUYP7373KAF275 | OM4+ 24f Trunk OFNP PanMPO F/PanMPO F 18 |  | PC | 1 | 1 | 1 | 1 | 4208.9
61305663279 | FSUYP7373KAF280 | OM4+ 24f Trunk OFNP PanMPO F/PanMPO F 18 |  | PC | 1 | 1 | 1 | 1 | 4262.24
61305663280 | FSUYP7373KAF285 | OM4+ 24f Trunk OFNP PanMPO F/PanMPO F 18 |  | PC | 1 | 1 | 1 | 1 | 4315.6
61305663281 | FSUYP7373KAF290 | OM4+ 24f Trunk OFNP PanMPO F/PanMPO F 18 |  | PC | 1 | 1 | 1 | 1 | 4368.94
61305663282 | FSUYP7373KAF295 | OM4+ 24f Trunk OFNP PanMPO F/PanMPO F 18 |  | PC | 1 | 1 | 1 | 1 | 4422.28
61305663276 | FSUYP7373KAF300 | OM4+ 24f Trunk OFNP PanMPO F/PanMPO F 18 |  | PC | 1 | 1 | 1 | 1 | 4475.62
07498364486 | FSWB-C | Cleaning Swabs, PK100 | Cleaning swabs. | C | 100 | 1000 | 100 | 1 | 37.82
07498381322 | FSWN606 | Fiber OSP SASJ Cable OM1 6 Fibers | 62.5um OM1 6 Fiber Outside Plant Armored (Single Armor, Single Jacket) Cable, Non-Rated, 250um Fibers | MF | 1000 | 3280 | 1 | 1 | 1529.7
07498381323 | FSWN612 | Fiber OSP SASJ Cable OM1 12 Fibers | 62.5um OM1 12 Fiber Outside Plant Armored (Single Armor, Single Jacket) Cable, Non-Rated, 250um Fibers | MF | 1000 | 3280 | 1 | 1 | 2159.58
07498381314 | FSWN906 | Fiber OSP SASJ Cable OS2 6 Fibers | 9um OS2 6 Fiber Outside Plant Armored (Single Armor, Single Jacket) Cable, Non-Rated, 250um Fibers | MF | 1000 | 150 | 1 | 1 | 734.28
07498381315 | FSWN912 | Fiber OSP SASJ Cable OS2 12 Fibers | This 12 fiber outside plant armored (single armor, single jacket) cable is OS2, non-rated and features 250µm fibers. | MF | 1000 | 150 | 1 | 1 | 811
07498381321 | FSWN91A | Fiber OSP SASJ Cable OS2 144 Fibers | 9um OS2 144 Fiber Outside Plant Armored (Single Armor, Single Jacket) Cable, Non-Rated, 250um Fibers | MF | 1000 | 3280 | 1 | 1 | 4453.66
07498381316 | FSWN924 | Fiber OSP SASJ Cable OS2 24 Fibers | This 24 fiber outside plant armored (single armor, single jacket) cable is OS2, non-rated and features 250µm fibers. | MF | 1000 | 150 | 1 | 1 | 964.44
07498381318 | FSWN948 | Fiber OSP SASJ Cable OS2 48 Fibers | This 48 fiber outside plant armored (single armor, single jacket) Cable is OS2, non-rated and features 250µm fibers. | MF | 1000 | 3280 | 1 | 1 | 1377.24
07498381319 | FSWN972 | Fiber OSP SASJ Cable OS2 72 Fibers | 9um OS2 72 Fiber Outside Plant Armored (Single Armor, Single Jacket) Cable, Non-Rated, 250um Fibers | MF | 1000 | 3280 | 1 | 1 | 2194.06
07498381320 | FSWN996 | Fiber OSP SASJ Cable OS2 96 Fibers | 9um OS2 96 Fiber Outside Plant Armored (Single Armor, Single Jacket) Cable, Non-Rated, 250um Fibers | MF | 1000 | 3280 | 1 | 1 | 2664.24
07498364478 | FSYR-X | Syringe&NeedleTips,PK10 | Syringes with needle tips. | PC | 1 | 50 | 10 | 1 | 6.52
61305676848 | FT2X2LBL | Fitting, Horizontal Tee, 2" x 2" (50mm x | The FiberRunner® 2x2 Horizontal Tee creates a 90° horizontal branch from straight horizontal runs. The horizontal tee provides versatility due to multiple spillout options that include spill-over fittings and the vertical tee which accepts a three-sided t | PC | 1 | 1 | 1 | 1 | 150.16
61305676845 | FT2X2LYL | Fitting, Horizontal Tee, 2" x 2" (50mm x | The FiberRunner® 2x2 Horizontal Tee creates a 90° horizontal branch from straight horizontal runs. The horizontal tee provides versatility due to multiple spillout options that include spill-over fittings and the vertical tee which accepts a three-sided t | PC | 1 | 10 | 1 | 1 | 150.16
61305676849 | FTR2X2LBL | Fitting, 3-Sided BRC Trumpet Spillout fo | The FiberRunner® Bend Radius Control Trumpet is used to limit the bend radius of the cable to 2 inches (50.8mm) when exiting from the 2x2 channel or a 2x2 horizontal tee. | PC | 1 | 1 | 1 | 1 | 63.04
61305676851 | FTR2X2LYL | Fitting, 3-Sided BRC Trumpet Spillout fo | The FiberRunner® Bend Radius Control Trumpet is used to limit the bend radius of the cable to 2 inches (50.8mm) when exiting from the 2x2 channel or a 2x2 horizontal tee. | PC | 1 | 20 | 1 | 1 | 63.02
61305676434 | FTR4X4LBL | Fitting, 3-Sided Vertical Tee Trumpet Sp | The FiberRunner® 3-Sided Vertical Tee Trumpet Spillout Fitting is used in cable routing systems to limit the bend radius of the cable to 2 inches (50.8mm) when exiting from a 4x4 or 6x4 FiberRunner vertical tee. | PC | 1 | 1 | 1 | 1 | 159.16
61305676433 | FTR4X4LYL | Fitting, 3-Sided Vertical Tee Trumpet Sp | The FiberRunner® 3-Sided Vertical Tee Trumpet Spillout Fitting is used in cable routing systems to limit the bend radius of the cable to 2 inches (50.8mm) when exiting from a 4x4 or 6x4 FiberRunner® Vertical Tee. | PC | 1 | 10 | 1 | 1 | 159.16
07498362530 | FTRBE12 | FD,Bracket,Existing1/2"Rod,2x2-4x4,EA | Used for supporting the 2x2 and 4x4 Fiber-Duct™ Systems from existing threaded rod installations. Bracket is secured to threaded rod with two split nuts. Contains hardware for attaching to threaded rods and hardware for mounting channel to bracket. For 1/ | PC | 1 | 10 | 1 | 1 | 44.7
07498362531 | FTRBE58 | FD,Bracket,Existing5/8"Rod,2x2-4x4,EA | Used for supporting the 2x2 and 4x4 Fiber-Duct™ Systems from existing threaded rod installations. Bracket is secured to threaded rod with two split nuts. Contains hardware for attaching to threaded rods and hardware for mounting channel to bracket. For 5/ | PC | 1 | 1 | 1 | 1 | 44.7
07498362532 | FTRBN12 | FD,Bracket,New1/2"Rod,2x2-4x4,EA | The FiberRunner® New Threaded Rod Bracket is used to support the 2x2 and 4x4 FiberRunner® Systems from new threaded rod installations. It is designed to be used for a 0.50 inch threaded rod. The new threaded rod bracket includes hardware to attach the thr | PC | 1 | 20 | 1 | 1 | 20.02
07498362533 | FTRBN58 | FD,Bracket,New5/8"Rod,2x2-4x4,EA | Used for supporting the 2x2 and 4x4 Fiber-Duct™ Systems from new threaded rod installations. Bracket is secured to threaded rod with two nuts. Contains hardware for attaching to threaded rods and hardware for mounting channel to bracket. For 5/8" Threaded | PC | 1 | 10 | 1 | 1 | 20.02
07498364496 | FTWZR | Tweezer, EA | Tweezers. | PC | 1 | 10 | 1 | 1 | 33.8
07498362539 | FUSB | Underfloor,Pedestal,Fiber Duct,EA | Used to support the 2x2 and 4x4 Fiber-Duct™ Systems by attaching to underfloor pedestal (not included). Use on pedestals up to 1" in diameter. Bracket contains hardware to attach to pedestal and hardware for mounting channel to bracket. | PC | 1 | 10 | 1 | 1 | 33.4
07498305131 | FVFLPC-1.25SMY | VisualFaultLocatorSM,1.25mmUnivPC,EA | Patch cord for all OptiCam® 1.25mm ferrule connectors (LC). | PC | 1 | 10 | 1 | 1 | 98.22
07498305132 | FVFLPC-2.5SMY | VisualFaultLocatorSM,2.50mmUnivPC,EA | Patch cord for all OptiCam® 2.5mm ferrule connectors (SC & ST). | PC | 1 | 10 | 1 | 1 | 98.22
07498305130 | FVFLPCY | 2.50mm Patch Cord For FVFL or FVFLKIT | Patch cord for all Opti-Crimp® Connectors (1 meter long). | PC | 1 | 10 | 1 | 1 | 172.62
61305676850 | FVTHD2X2LBL | Fitting, Vertical Tee With Hinged Door, | The FiberRunner® 2x2 Vertical Tee creates a 90° vertical drop from a horizontal run. The vertical tee attaches to a 2x2 channel and/or fittings to create a 90° vertical drop from a horizontal run. The vertical tee fitting accepts a channel cover in conjun | PC | 1 | 1 | 1 | 1 | 124.88
61305676852 | FVTHD2X2LYL | Fitting, Vertical Tee With Hinged Door, | The FiberRunner® 2x2 Vertical Tee creates a 90° vertical drop from a horizontal run. The vertical tee attaches to a 2x2 channel and/or fittings to create a 90° vertical drop from a horizontal run. The vertical tee fitting accepts a channel cover in conjun | PC | 1 | 10 | 1 | 1 | 124.88
61305634245 | FW2ELQ1Q1NNM001 | OM5+ Sig Core 2f 1.6mm PC LSZH PushPull | OM5 2f 1.6mm PC LSZH PushPull LC/PushPull LC Std Polarity Ult Perf 1m | PC | 1 | 10 | 1 | 1 | 56.8
61305634246 | FW2ELQ1Q1NNM002 | OM5+ Sig Core 2f 1.6mm PC LSZH PushPull | OM5 2f 1.6mm PC LSZH PushPull LC/PushPull LC Std Polarity Ult Perf 2m | PC | 1 | 10 | 1 | 1 | 59.8
61305634247 | FW2ELQ1Q1NNM003 | OM5+ Sig Core 2f 1.6mm PC LSZH PushPull | OM5 2f 1.6mm PC LSZH PushPull LC/PushPull LC Std Polarity Ult Perf 3m | PC | 1 | 10 | 1 | 1 | 62.8
61305634261 | FW2ELQ1Q1NNM004 | OM5+ Sig Core 2f 1.6mm PC LSZH PushPull | OM5 2f 1.6mm PC LSZH PushPull LC/PushPull LC Std Polarity Ult Perf 4m | PC | 1 | 10 | 1 | 1 | 65.8
61305634262 | FW2ELQ1Q1NNM005 | OM5+ Sig Core 2f 1.6mm PC LSZH PushPull | OM5 2f 1.6mm PC LSZH PushPull LC/PushPull LC Std Polarity Ult Perf 5m | PC | 1 | 10 | 1 | 1 | 68.8
61305634263 | FW2ELQ1Q1NNM006 | OM5+ Sig Core 2f 1.6mm PC LSZH PushPull | OM5 2f 1.6mm PC LSZH PushPull LC/PushPull LC Std Polarity Ult Perf 7m, 6 meters. | PC | 1 | 10 | 1 | 1 | 71.8
61305634272 | FW2ELQ1Q1NNM007 | OM5+ Sig Core 2f 1.6mm PC LSZH PushPull | OM5 2f 1.6mm PC LSZH PushPull LC/PushPull LC Std Polarity Ult Perf 7m, 7 meters. | PC | 1 | 10 | 1 | 1 | 74.8
61305634273 | FW2ELQ1Q1NNM008 | OM5+ Sig Core 2f 1.6mm PC LSZH PushPull | OM5 2f 1.6mm PC LSZH PushPull LC/PushPull LC Std Polarity Ult Perf 8m | PC | 1 | 10 | 1 | 1 | 77.8
61305634291 | FW2ELQ1Q1NNM009 | OM5+ Sig Core 2f 1.6mm PC LSZH PushPull | OM5 2f 1.6mm PC LSZH PushPull LC/PushPull LC Std Polarity Ult Perf 9m | PC | 1 | 10 | 1 | 1 | 80.8
61305634292 | FW2ELQ1Q1NNM010 | OM5+ Sig Core 2f 1.6mm PC LSZH PushPull | OM5 2f 1.6mm PC LSZH PushPull LC/PushPull LC Std Polarity Ult Perf 10m | PC | 1 | 10 | 1 | 1 | 83.8
61305634293 | FW2ELQ1Q1NNM011 | OM5+ Sig Core 2f 1.6mm PC LSZH PushPull | OM5 2f 1.6mm PC LSZH PushPull LC/PushPull LC Std Polarity Ult Perf 11m | PC | 1 | 1 | 1 | 1 | 86.8
61305634294 | FW2ELQ1Q1NNM012 | OM5+ Sig Core 2f 1.6mm PC LSZH PushPull | OM5 2f 1.6mm PC LSZH PushPull LC/PushPull LC Std Polarity Ult Perf 12m | PC | 1 | 1 | 1 | 1 | 89.8
61305634311 | FW2ELQ1Q1NNM013 | OM5+ Sig Core 2f 1.6mm PC LSZH PushPull | OM5 2f 1.6mm PC LSZH PushPull LC/PushPull LC Std Polarity Ult Perf 13m | PC | 1 | 1 | 1 | 1 | 92.8
61305634312 | FW2ELQ1Q1NNM014 | OM5+ Sig Core 2f 1.6mm PC LSZH PushPull | OM5 2f 1.6mm PC LSZH PushPull LC/PushPull LC Std Polarity Ult Perf 14m | PC | 1 | 1 | 1 | 1 | 95.8
61305634313 | FW2ELQ1Q1NNM015 | OM5+ Sig Core 2f 1.6mm PC LSZH PushPull | OM5 2f 1.6mm PC LSZH PushPull LC/PushPull LC Std Polarity Ult Perf 15m | PC | 1 | 1 | 1 | 1 | 98.8
61305634314 | FW2ELQ1Q1NNM016 | OM5+ Sig Core 2f 1.6mm PC LSZH PushPull | OM5 2f 1.6mm PC LSZH PushPull LC/PushPull LC Std Polarity Ult Perf 17m, 16 meters. | PC | 1 | 1 | 1 | 1 | 101.8
61305634315 | FW2ELQ1Q1NNM017 | OM5+ Sig Core 2f 1.6mm PC LSZH PushPull | OM5 2f 1.6mm PC LSZH PushPull LC/PushPull LC Std Polarity Ult Perf 17m, 17 meters. | PC | 1 | 1 | 1 | 1 | 104.8
61305634319 | FW2ELQ1Q1NNM018 | OM5+ Sig Core 2f 1.6mm PC LSZH PushPull | OM5 2f 1.6mm PC LSZH PushPull LC/PushPull LC Std Polarity Ult Perf 18m | PC | 1 | 1 | 1 | 1 | 107.8
61305634320 | FW2ELQ1Q1NNM019 | OM5+ Sig Core 2f 1.6mm PC LSZH PushPull | OM5 2f 1.6mm PC LSZH PushPull LC/PushPull LC Std Polarity Ult Perf 19m | PC | 1 | 1 | 1 | 1 | 110.8
61305634321 | FW2ELQ1Q1NNM020 | OM5+ Sig Core 2f 1.6mm PC LSZH PushPull | OM5 2f 1.6mm PC LSZH PushPull LC/PushPull LC Std Polarity Ult Perf 20m | PC | 1 | 1 | 1 | 1 | 113.8
61305634337 | FW2ELQ1Q1NNM021 | OM5+ Sig Core 2f 1.6mm PC LSZH PushPull | OM5 2f 1.6mm PC LSZH PushPull LC/PushPull LC Std Polarity Ult Perf 21m | PC | 1 | 1 | 1 | 1 | 116.8
61305634338 | FW2ELQ1Q1NNM022 | OM5+ Sig Core 2f 1.6mm PC LSZH PushPull | OM5 2f 1.6mm PC LSZH PushPull LC/PushPull LC Std Polarity Ult Perf 22m | PC | 1 | 1 | 1 | 1 | 119.8
61305634339 | FW2ELQ1Q1NNM023 | OM5+ Sig Core 2f 1.6mm PC LSZH PushPull | OM5 2f 1.6mm PC LSZH PushPull LC/PushPull LC Std Polarity Ult Perf 23m | PC | 1 | 1 | 1 | 1 | 122.8
61305634340 | FW2ELQ1Q1NNM024 | OM5+ Sig Core 2f 1.6mm PC LSZH PushPull | OM5 2f 1.6mm PC LSZH PushPull LC/PushPull LC Std Polarity Ult Perf 24m | PC | 1 | 1 | 1 | 1 | 125.8
61305634341 | FW2ELQ1Q1NNM025 | OM5+ Sig Core 2f 1.6mm PC LSZH PushPull | OM5 2f 1.6mm PC LSZH PushPull LC/PushPull LC Std Polarity Ult Perf 25m | PC | 1 | 1 | 1 | 1 | 128.8
61305634342 | FW2ELQ1Q1NNM026 | OM5+ Sig Core 2f 1.6mm PC LSZH PushPull | OM5 2f 1.6mm PC LSZH PushPull LC/PushPull LC Std Polarity Ult Perf 27m, 26 meters. | PC | 1 | 1 | 1 | 1 | 131.8
61305634343 | FW2ELQ1Q1NNM027 | OM5+ Sig Core 2f 1.6mm PC LSZH PushPull | OM5 2f 1.6mm PC LSZH PushPull LC/PushPull LC Std Polarity Ult Perf 27m, 27 meters. | PC | 1 | 1 | 1 | 1 | 134.8
61305634344 | FW2ELQ1Q1NNM028 | OM5+ Sig Core 2f 1.6mm PC LSZH PushPull | OM5 2f 1.6mm PC LSZH PushPull LC/PushPull LC Std Polarity Ult Perf 28m | PC | 1 | 1 | 1 | 1 | 137.8
61305634345 | FW2ELQ1Q1NNM029 | OM5+ Sig Core 2f 1.6mm PC LSZH PushPull | OM5 2f 1.6mm PC LSZH PushPull LC/PushPull LC Std Polarity Ult Perf 29m | PC | 1 | 1 | 1 | 1 | 140.8
61305634346 | FW2ELQ1Q1NNM030 | OM5+ Sig Core 2f 1.6mm PC LSZH PushPull | OM5 2f 1.6mm PC LSZH PushPull LC/PushPull LC Std Polarity Ult Perf 30m | PC | 1 | 1 | 1 | 1 | 143.8
61305634347 | FW2ELQ1Q1NNM031 | OM5+ Sig Core 2f 1.6mm PC LSZH PushPull | OM5 2f 1.6mm PC LSZH PushPull LC/PushPull LC Std Polarity Ult Perf 31m | PC | 1 | 1 | 1 | 1 | 146.8
61305634348 | FW2ELQ1Q1NNM032 | OM5+ Sig Core 2f 1.6mm PC LSZH PushPull | OM5 2f 1.6mm PC LSZH PushPull LC/PushPull LC Std Polarity Ult Perf 32m | PC | 1 | 1 | 1 | 1 | 149.8
61305634349 | FW2ELQ1Q1NNM033 | OM5+ Sig Core 2f 1.6mm PC LSZH PushPull | OM5 2f 1.6mm PC LSZH PushPull LC/PushPull LC Std Polarity Ult Perf 33m | PC | 1 | 1 | 1 | 1 | 152.8
61305634350 | FW2ELQ1Q1NNM034 | OM5+ Sig Core 2f 1.6mm PC LSZH PushPull | OM5 2f 1.6mm PC LSZH PushPull LC/PushPull LC Std Polarity Ult Perf 34m | PC | 1 | 1 | 1 | 1 | 155.8
61305634351 | FW2ELQ1Q1NNM035 | OM5+ Sig Core 2f 1.6mm PC LSZH PushPull | OM5 2f 1.6mm PC LSZH PushPull LC/PushPull LC Std Polarity Ult Perf 35m | PC | 1 | 1 | 1 | 1 | 158.8
61305634367 | FW2ELQ1Q1NNM036 | OM5+ Sig Core 2f 1.6mm PC LSZH PushPull | OM5 2f 1.6mm PC LSZH PushPull LC/PushPull LC Std Polarity Ult Perf 37m, 36 meters. | PC | 1 | 1 | 1 | 1 | 161.8
61305634368 | FW2ELQ1Q1NNM037 | OM5+ Sig Core 2f 1.6mm PC LSZH PushPull | OM5 2f 1.6mm PC LSZH PushPull LC/PushPull LC Std Polarity Ult Perf 37m, 37 meters. | PC | 1 | 1 | 1 | 1 | 164.8
61305634369 | FW2ELQ1Q1NNM038 | OM5+ Sig Core 2f 1.6mm PC LSZH PushPull | OM5 2f 1.6mm PC LSZH PushPull LC/PushPull LC Std Polarity Ult Perf 38m | PC | 1 | 1 | 1 | 1 | 167.8
61305634370 | FW2ELQ1Q1NNM039 | OM5+ Sig Core 2f 1.6mm PC LSZH PushPull | OM5 2f 1.6mm PC LSZH PushPull LC/PushPull LC Std Polarity Ult Perf 39m | PC | 1 | 1 | 1 | 1 | 170.8
61305634371 | FW2ELQ1Q1NNM040 | OM5+ Sig Core 2f 1.6mm PC LSZH PushPull | OM5 2f 1.6mm PC LSZH PushPull LC/PushPull LC Std Polarity Ult Perf 40m | PC | 1 | 1 | 1 | 1 | 173.8
61305634372 | FW2ELQ1Q1NNM041 | OM5+ Sig Core 2f 1.6mm PC LSZH PushPull | OM5 2f 1.6mm PC LSZH PushPull LC/PushPull LC Std Polarity Ult Perf 41m | PC | 1 | 1 | 1 | 1 | 176.8
61305634373 | FW2ELQ1Q1NNM042 | OM5+ Sig Core 2f 1.6mm PC LSZH PushPull | OM5 2f 1.6mm PC LSZH PushPull LC/PushPull LC Std Polarity Ult Perf 42m | PC | 1 | 1 | 1 | 1 | 179.8
61305634374 | FW2ELQ1Q1NNM043 | OM5+ Sig Core 2f 1.6mm PC LSZH PushPull | OM5 2f 1.6mm PC LSZH PushPull LC/PushPull LC Std Polarity Ult Perf 43m | PC | 1 | 1 | 1 | 1 | 182.8
61305634375 | FW2ELQ1Q1NNM044 | OM5+ Sig Core 2f 1.6mm PC LSZH PushPull | OM5 2f 1.6mm PC LSZH PushPull LC/PushPull LC Std Polarity Ult Perf 44m | PC | 1 | 1 | 1 | 1 | 185.8
61305634376 | FW2ELQ1Q1NNM045 | OM5+ Sig Core 2f 1.6mm PC LSZH PushPull | OM5 2f 1.6mm PC LSZH PushPull LC/PushPull LC Std Polarity Ult Perf 45m | PC | 1 | 1 | 1 | 1 | 188.8
61305634377 | FW2ELQ1Q1NNM046 | OM5+ Sig Core 2f 1.6mm PC LSZH PushPull | OM5 2f 1.6mm PC OFNR PushPull LC/PushPull LC Std Polarity Ult Perf 36m, 14 ft. | PC | 1 | 1 | 1 | 1 | 191.8
61305634378 | FW2ELQ1Q1NNM047 | OM5+ Sig Core 2f 1.6mm PC OFNR PushPull | OM5 2f 1.6mm PC OFNR PushPull LC/PushPull LC Std Polarity Ult Perf 36m, 47 meters. | PC | 1 | 1 | 1 | 1 | 194.8
61305634379 | FW2ELQ1Q1NNM048 | OM5+ Sig Core 2f 1.6mm PC LSZH PushPull | OM5 2f 1.6mm PC LSZH PushPull LC/PushPull LC Std Polarity Ult Perf 48m | PC | 1 | 1 | 1 | 1 | 197.8
61305634380 | FW2ELQ1Q1NNM049 | OM5+ Sig Core 2f 1.6mm PC LSZH PushPull | OM5 2f 1.6mm PC LSZH PushPull LC/PushPull LC Std Polarity Ult Perf 49m | PC | 1 | 1 | 1 | 1 | 200.8
61305634381 | FW2ELQ1Q1NNM050 | OM5+ Sig Core 2f 1.6mm PC LSZH PushPull | OM5 2f 1.6mm PC LSZH PushPull LC/PushPull LC Std Polarity Ult Perf 50m | PC | 1 | 1 | 1 | 1 | 203.8
61305634235 | FW2ERQ1Q1NNF001 | OM5 Sig Core 2f 1.6mm PC OFNR PushPull L | OM5 2f 1.6mm PC OFNR PushPull LC/PushPull LC Std Polarity Ult Perf 1f | PC | 1 | 10 | 1 | 1 | 54.72
61305634236 | FW2ERQ1Q1NNF002 | OM5 Sig Core 2f 1.6mm PC OFNR PushPull L | OM5 2f 1.6mm PC OFNR PushPull LC/PushPull LC Std Polarity Ult Perf 2f | PC | 1 | 10 | 1 | 1 | 55.62
61305634237 | FW2ERQ1Q1NNF003 | OM5 Sig Core 2f 1.6mm PC OFNR PushPull L | OM5 2f 1.6mm PC OFNR PushPull LC/PushPull LC Std Polarity Ult Perf 3f | PC | 1 | 10 | 1 | 1 | 56.54
61305634238 | FW2ERQ1Q1NNF004 | OM5 Sig Core 2f 1.6mm PC OFNR PushPull L | OM5 2f 1.6mm PC OFNR PushPull LC/PushPull LC Std Polarity Ult Perf 4f | PC | 1 | 10 | 1 | 1 | 57.46
61305634239 | FW2ERQ1Q1NNF005 | OM5 Sig Core 2f 1.6mm PC OFNR PushPull L | OM5 2f 1.6mm PC OFNR PushPull LC/PushPull LC Std Polarity Ult Perf 5f | PC | 1 | 10 | 1 | 1 | 58.38
61305634240 | FW2ERQ1Q1NNF006 | OM5 Sig Core 2f 1.6mm PC OFNR PushPull L | OM5 2f 1.6mm PC OFNR PushPull LC/PushPull LC Std Polarity Ult Perf 7f, 6 ft. | PC | 1 | 10 | 1 | 1 | 59.28
61305634241 | FW2ERQ1Q1NNF007 | OM5 Sig Core 2f 1.6mm PC OFNR PushPull L | OM5 2f 1.6mm PC OFNR PushPull LC/PushPull LC Std Polarity Ult Perf 7f, 7 ft. | PC | 1 | 10 | 1 | 1 | 60.2
61305634242 | FW2ERQ1Q1NNF008 | OM5 Sig Core 2f 1.6mm PC OFNR PushPull L | OM5 2f 1.6mm PC OFNR PushPull LC/PushPull LC Std Polarity Ult Perf 8f | PC | 1 | 10 | 1 | 1 | 61.12
61305634243 | FW2ERQ1Q1NNF009 | OM5 Sig Core 2f 1.6mm PC OFNR PushPull L | OM5 2f 1.6mm PC OFNR PushPull LC/PushPull LC Std Polarity Ult Perf 9f | PC | 1 | 10 | 1 | 1 | 62.02
61305634244 | FW2ERQ1Q1NNF010 | OM5 Sig Core 2f 1.6mm PC OFNR PushPull L | OM5 2f 1.6mm PC OFNR PushPull LC/PushPull LC Std Polarity Ult Perf 10f | PC | 1 | 1 | 1 | 1 | 62.94
61305634251 | FW2ERQ1Q1NNF011 | OM5 Sig Core 2f 1.6mm PC OFNR PushPull L | OM5 2f 1.6mm PC OFNR PushPull LC/PushPull LC Std Polarity Ult Perf 11f | PC | 1 | 1 | 1 | 1 | 63.86
61305634252 | FW2ERQ1Q1NNF012 | OM5 Sig Core 2f 1.6mm PC OFNR PushPull L | OM5 2f 1.6mm PC OFNR PushPull LC/PushPull LC Std Polarity Ult Perf 12f | PC | 1 | 1 | 1 | 1 | 64.78
61305634253 | FW2ERQ1Q1NNF013 | OM5 Sig Core 2f 1.6mm PC OFNR PushPull L | OM5 2f 1.6mm PC OFNR PushPull LC/PushPull LC Std Polarity Ult Perf 13f | PC | 1 | 1 | 1 | 1 | 65.68
61305634254 | FW2ERQ1Q1NNF014 | OM5 Sig Core 2f 1.6mm PC OFNR PushPull L | OM5 2f 1.6mm PC OFNR PushPull LC/PushPull LC Std Polarity Ult Perf 14f | PC | 1 | 1 | 1 | 1 | 66.6
61305634255 | FW2ERQ1Q1NNF015 | OM5 Sig Core 2f 1.6mm PC OFNR PushPull L | OM5 2f 1.6mm PC OFNR PushPull LC/PushPull LC Std Polarity Ult Perf 15f | PC | 1 | 1 | 1 | 1 | 67.52
61305634256 | FW2ERQ1Q1NNF016 | OM5 Sig Core 2f 1.6mm PC OFNR PushPull L | OM5 2f 1.6mm PC OFNR PushPull LC/PushPull LC Std Polarity Ult Perf 17f, 16 ft. | PC | 1 | 1 | 1 | 1 | 68.42
61305634257 | FW2ERQ1Q1NNF017 | OM5 Sig Core 2f 1.6mm PC OFNR PushPull L | OM5 2f 1.6mm PC OFNR PushPull LC/PushPull LC Std Polarity Ult Perf 17f, 17 ft. | PC | 1 | 1 | 1 | 1 | 69.34
61305634258 | FW2ERQ1Q1NNF018 | OM5 Sig Core 2f 1.6mm PC OFNR PushPull L | OM5 2f 1.6mm PC OFNR PushPull LC/PushPull LC Std Polarity Ult Perf 18f | PC | 1 | 1 | 1 | 1 | 70.26
61305634259 | FW2ERQ1Q1NNF019 | OM5 Sig Core 2f 1.6mm PC OFNR PushPull L | OM5 2f 1.6mm PC OFNR PushPull LC/PushPull LC Std Polarity Ult Perf 29f, 19 ft. | PC | 1 | 1 | 1 | 1 | 71.18
61305634260 | FW2ERQ1Q1NNF020 | OM5 Sig Core 2f 1.6mm PC OFNR PushPull L | OM5 2f 1.6mm PC OFNR PushPull LC/PushPull LC Std Polarity Ult Perf 30f, 20 ft. | PC | 1 | 1 | 1 | 1 | 72.08
61305634266 | FW2ERQ1Q1NNF021 | OM5 Sig Core 2f 1.6mm PC OFNR PushPull L | OM5 2f 1.6mm PC OFNR PushPull LC/PushPull LC Std Polarity Ult Perf 31f, 21 ft. | PC | 1 | 1 | 1 | 1 | 73
61305634267 | FW2ERQ1Q1NNF022 | OM5 Sig Core 2f 1.6mm PC OFNR PushPull L | OM5 2f 1.6mm PC OFNR PushPull LC/PushPull LC Std Polarity Ult Perf 32f, 22 ft. | PC | 1 | 1 | 1 | 1 | 73.92
61305634268 | FW2ERQ1Q1NNF023 | OM5 Sig Core 2f 1.6mm PC OFNR PushPull L | OM5 2f 1.6mm PC OFNR PushPull LC/PushPull LC Std Polarity Ult Perf 33f, 23 ft. | PC | 1 | 1 | 1 | 1 | 74.84
61305634269 | FW2ERQ1Q1NNF024 | OM5 Sig Core 2f 1.6mm PC OFNR PushPull L | OM5 2f 1.6mm PC OFNR PushPull LC/PushPull LC Std Polarity Ult Perf 34f, 24 ft. | PC | 1 | 1 | 1 | 1 | 75.74
61305634270 | FW2ERQ1Q1NNF025 | OM5 Sig Core 2f 1.6mm PC OFNR PushPull L | OM5 2f 1.6mm PC OFNR PushPull LC/PushPull LC Std Polarity Ult Perf 35f, 25 ft. | PC | 1 | 1 | 1 | 1 | 76.66
61305634271 | FW2ERQ1Q1NNF026 | OM5 Sig Core 2f 1.6mm PC OFNR PushPull L | OM5 2f 1.6mm PC OFNR PushPull LC/PushPull LC Std Polarity Ult Perf 37f, 26 ft. | PC | 1 | 1 | 1 | 1 | 77.58
61305634278 | FW2ERQ1Q1NNF027 | OM5 Sig Core 2f 1.6mm PC OFNR PushPull L | OM5 2f 1.6mm PC OFNR PushPull LC/PushPull LC Std Polarity Ult Perf 37f, 27 ft. | PC | 1 | 1 | 1 | 1 | 78.48
61305634279 | FW2ERQ1Q1NNF028 | OM5 Sig Core 2f 1.6mm PC OFNR PushPull L | OM5 2f 1.6mm PC OFNR PushPull LC/PushPull LC Std Polarity Ult Perf 38f, 28 ft. | PC | 1 | 1 | 1 | 1 | 79.4
61305634280 | FW2ERQ1Q1NNF029 | OM5 Sig Core 2f 1.6mm PC OFNR PushPull L | OM5 2f 1.6mm PC OFNR PushPull LC/PushPull LC Std Polarity Ult Perf 29f, 29 ft. | PC | 1 | 1 | 1 | 1 | 80.32
61305634281 | FW2ERQ1Q1NNF030 | OM5 Sig Core 2f 1.6mm PC OFNR PushPull L | OM5 2f 1.6mm PC OFNR PushPull LC/PushPull LC Std Polarity Ult Perf 30f, 30 ft. | PC | 1 | 1 | 1 | 1 | 81.24
61305634282 | FW2ERQ1Q1NNF031 | OM5 Sig Core 2f 1.6mm PC OFNR PushPull L | OM5 2f 1.6mm PC OFNR PushPull LC/PushPull LC Std Polarity Ult Perf 31f, 31 ft. | PC | 1 | 1 | 1 | 1 | 82.14
61305634283 | FW2ERQ1Q1NNF032 | OM5 Sig Core 2f 1.6mm PC OFNR PushPull L | OM5 2f 1.6mm PC OFNR PushPull LC/PushPull LC Std Polarity Ult Perf 32f, 32 ft. | PC | 1 | 1 | 1 | 1 | 83.06
61305634284 | FW2ERQ1Q1NNF033 | OM5 Sig Core 2f 1.6mm PC OFNR PushPull L | OM5 2f 1.6mm PC OFNR PushPull LC/PushPull LC Std Polarity Ult Perf 33f, 33 ft. | PC | 1 | 1 | 1 | 1 | 83.98
61305634285 | FW2ERQ1Q1NNF034 | OM5 Sig Core 2f 1.6mm PC OFNR PushPull L | OM5 2f 1.6mm PC OFNR PushPull LC/PushPull LC Std Polarity Ult Perf 34f, 34 ft. | PC | 1 | 1 | 1 | 1 | 84.88
61305634286 | FW2ERQ1Q1NNF035 | OM5 Sig Core 2f 1.6mm PC OFNR PushPull L | OM5 2f 1.6mm PC OFNR PushPull LC/PushPull LC Std Polarity Ult Perf 35f, 35 ft. | PC | 1 | 1 | 1 | 1 | 85.8
61305634287 | FW2ERQ1Q1NNF036 | OM5 Sig Core 2f 1.6mm PC OFNR PushPull L | OM5 2f 1.6mm PC OFNR PushPull LC/PushPull LC Std Polarity Ult Perf 37f, 36 ft. | PC | 1 | 1 | 1 | 1 | 86.72
61305634288 | FW2ERQ1Q1NNF037 | OM5 Sig Core 2f 1.6mm PC OFNR PushPull L | OM5 2f 1.6mm PC OFNR PushPull LC/PushPull LC Std Polarity Ult Perf 37f, 37 ft. | PC | 1 | 1 | 1 | 1 | 87.64
61305634289 | FW2ERQ1Q1NNF038 | OM5 Sig Core 2f 1.6mm PC OFNR PushPull L | OM5 2f 1.6mm PC OFNR PushPull LC/PushPull LC Std Polarity Ult Perf 38f, 38 ft. | PC | 1 | 1 | 1 | 1 | 88.54
61305634290 | FW2ERQ1Q1NNF039 | OM5 Sig Core 2f 1.6mm PC OFNR PushPull L | OM5 2f 1.6mm PC OFNR PushPull LC/PushPull LC Std Polarity Ult Perf 39f | PC | 1 | 1 | 1 | 1 | 89.46
61305634300 | FW2ERQ1Q1NNF040 | OM5 Sig Core 2f 1.6mm PC OFNR PushPull L | OM5 2f 1.6mm PC OFNR PushPull LC/PushPull LC Std Polarity Ult Perf 40f | PC | 1 | 1 | 1 | 1 | 90.38
61305634301 | FW2ERQ1Q1NNF041 | OM5 Sig Core 2f 1.6mm PC OFNR PushPull L | OM5 2f 1.6mm PC OFNR PushPull LC/PushPull LC Std Polarity Ult Perf 41f | PC | 1 | 1 | 1 | 1 | 91.28
61305634302 | FW2ERQ1Q1NNF042 | OM5 Sig Core 2f 1.6mm PC OFNR PushPull L | OM5 2f 1.6mm PC OFNR PushPull LC/PushPull LC Std Polarity Ult Perf 42f | PC | 1 | 1 | 1 | 1 | 92.2
61305634303 | FW2ERQ1Q1NNF043 | OM5 Sig Core 2f 1.6mm PC OFNR PushPull L | OM5 2f 1.6mm PC OFNR PushPull LC/PushPull LC Std Polarity Ult Perf 43f | PC | 1 | 1 | 1 | 1 | 93.12
61305634304 | FW2ERQ1Q1NNF044 | OM5 Sig Core 2f 1.6mm PC OFNR PushPull L | OM5 2f 1.6mm PC OFNR PushPull LC/PushPull LC Std Polarity Ult Perf 44f | PC | 1 | 1 | 1 | 1 | 94.04
61305634305 | FW2ERQ1Q1NNF045 | OM5 Sig Core 2f 1.6mm PC OFNR PushPull L | OM5 2f 1.6mm PC OFNR PushPull LC/PushPull LC Std Polarity Ult Perf 45f | PC | 1 | 1 | 1 | 1 | 94.94
61305634306 | FW2ERQ1Q1NNF046 | OM5 Sig Core 2f 1.6mm PC OFNR PushPull L | OM5 2f 1.6mm PC OFNR PushPull LC/PushPull LC Std Polarity Ult Perf 47f, 46 ft. | PC | 1 | 1 | 1 | 1 | 95.86
61305634307 | FW2ERQ1Q1NNF047 | OM5 Sig Core 2f 1.6mm PC OFNR PushPull L | OM5 2f 1.6mm PC OFNR PushPull LC/PushPull LC Std Polarity Ult Perf 47f, 47 ft. | PC | 1 | 1 | 1 | 1 | 96.78
61305634308 | FW2ERQ1Q1NNF048 | OM5 Sig Core 2f 1.6mm PC OFNR PushPull L | OM5 2f 1.6mm PC OFNR PushPull LC/PushPull LC Std Polarity Ult Perf 48f | PC | 1 | 1 | 1 | 1 | 97.68
61305634309 | FW2ERQ1Q1NNF049 | OM5 Sig Core 2f 1.6mm PC OFNR PushPull L | OM5 2f 1.6mm PC OFNR PushPull LC/PushPull LC Std Polarity Ult Perf 49f | PC | 1 | 1 | 1 | 1 | 98.6
61305634310 | FW2ERQ1Q1NNF050 | OM5 Sig Core 2f 1.6mm PC OFNR PushPull L | OM5 2f 1.6mm PC OFNR PushPull LC/PushPull LC Std Polarity Ult Perf 50f | PC | 1 | 1 | 1 | 1 | 99.52
61305634221 | FW2ERQ1Q1NNM001 | OM5 Sig Core 2f 1.6mm PC OFNR PushPull L | OM5 2f 1.6mm PC OFNR PushPull LC/PushPull LC Std Polarity Ult Perf 1m | PC | 1 | 10 | 1 | 1 | 56.8
61305634058 | FW2ERQ1Q1NNM002 | OM5 Sig Core 2f 1.6mm PC OFNR PushPull L | OM5 2f 1.6mm PC OFNR PushPull LC/PushPull LC Std Polarity Ult Perf 2m | PC | 1 | 10 | 1 | 1 | 59.8
61305634234 | FW2ERQ1Q1NNM003 | OM5 Sig Core 2f 1.6mm PC OFNR PushPull L | OM5 2f 1.6mm PC OFNR PushPull LC/PushPull LC Std Polarity Ult Perf 3m | PC | 1 | 10 | 1 | 1 | 62.8
61305634248 | FW2ERQ1Q1NNM004 | OM5 Sig Core 2f 1.6mm PC OFNR PushPull L | OM5 2f 1.6mm PC OFNR PushPull LC/PushPull LC Std Polarity Ult Perf 4m | PC | 1 | 10 | 1 | 1 | 65.8
61305634249 | FW2ERQ1Q1NNM005 | OM5 Sig Core 2f 1.6mm PC OFNR PushPull L | OM5 2f 1.6mm PC OFNR PushPull LC/PushPull LC Std Polarity Ult Perf 5m | PC | 1 | 10 | 1 | 1 | 68.8
61305634250 | FW2ERQ1Q1NNM006 | OM5 Sig Core 2f 1.6mm PC OFNR PushPull L | OM5 2f 1.6mm PC OFNR PushPull LC/PushPull LC Std Polarity Ult Perf 7m, 6 meters. | PC | 1 | 10 | 1 | 1 | 71.8
61305634264 | FW2ERQ1Q1NNM007 | OM5 Sig Core 2f 1.6mm PC OFNR PushPull L | OM5 2f 1.6mm PC OFNR PushPull LC/PushPull LC Std Polarity Ult Perf 7m, 7 meters. | PC | 1 | 10 | 1 | 1 | 74.8
61305634265 | FW2ERQ1Q1NNM008 | OM5 Sig Core 2f 1.6mm PC OFNR PushPull L | OM5 2f 1.6mm PC OFNR PushPull LC/PushPull LC Std Polarity Ult Perf 8m | PC | 1 | 10 | 1 | 1 | 77.8
61305634274 | FW2ERQ1Q1NNM009 | OM5 Sig Core 2f 1.6mm PC OFNR PushPull L | OM5 2f 1.6mm PC OFNR PushPull LC/PushPull LC Std Polarity Ult Perf 9m | PC | 1 | 10 | 1 | 1 | 80.8
61305634275 | FW2ERQ1Q1NNM010 | OM5 Sig Core 2f 1.6mm PC OFNR PushPull L | OM5 2f 1.6mm PC OFNR PushPull LC/PushPull LC Std Polarity Ult Perf 10m | PC | 1 | 10 | 1 | 1 | 83.8
61305634276 | FW2ERQ1Q1NNM011 | OM5 Sig Core 2f 1.6mm PC OFNR PushPull L | OM5 2f 1.6mm PC OFNR PushPull LC/PushPull LC Std Polarity Ult Perf 11m | PC | 1 | 1 | 1 | 1 | 86.8
61305634277 | FW2ERQ1Q1NNM012 | OM5 Sig Core 2f 1.6mm PC OFNR PushPull L | OM5 2f 1.6mm PC OFNR PushPull LC/PushPull LC Std Polarity Ult Perf 12m | PC | 1 | 1 | 1 | 1 | 89.8
61305634295 | FW2ERQ1Q1NNM013 | OM5 Sig Core 2f 1.6mm PC OFNR PushPull L | OM5 2f 1.6mm PC OFNR PushPull LC/PushPull LC Std Polarity Ult Perf 13m | PC | 1 | 1 | 1 | 1 | 92.8
61305634296 | FW2ERQ1Q1NNM014 | OM5 Sig Core 2f 1.6mm PC OFNR PushPull L | OM5 2f 1.6mm PC OFNR PushPull LC/PushPull LC Std Polarity Ult Perf 14m | PC | 1 | 1 | 1 | 1 | 95.8
61305634297 | FW2ERQ1Q1NNM015 | OM5 Sig Core 2f 1.6mm PC OFNR PushPull L | OM5 2f 1.6mm PC OFNR PushPull LC/PushPull LC Std Polarity Ult Perf 15m | PC | 1 | 1 | 1 | 1 | 98.8
61305634298 | FW2ERQ1Q1NNM016 | OM5 Sig Core 2f 1.6mm PC OFNR PushPull L | OM5 2f 1.6mm PC OFNR PushPull LC/PushPull LC Std Polarity Ult Perf 17m, 16 meters. | PC | 1 | 1 | 1 | 1 | 101.8
61305634299 | FW2ERQ1Q1NNM017 | OM5 Sig Core 2f 1.6mm PC OFNR PushPull L | OM5 2f 1.6mm PC OFNR PushPull LC/PushPull LC Std Polarity Ult Perf 17m, 17 meters. | PC | 1 | 1 | 1 | 1 | 104.8
61305634316 | FW2ERQ1Q1NNM018 | OM5 Sig Core 2f 1.6mm PC OFNR PushPull L | OM5 2f 1.6mm PC LSZH PushPull LC/PushPull LC Std Polarity Ult Perf 17m, 18 meters. | PC | 1 | 1 | 1 | 1 | 107.8
61305634317 | FW2ERQ1Q1NNM019 | OM5 Sig Core 2f 1.6mm PC OFNR PushPull L | OM5 2f 1.6mm PC OFNR PushPull LC/PushPull LC Std Polarity Ult Perf 19m | PC | 1 | 1 | 1 | 1 | 110.8
61305634318 | FW2ERQ1Q1NNM020 | OM5 Sig Core 2f 1.6mm PC OFNR PushPull L | OM5 2f 1.6mm PC OFNR PushPull LC/PushPull LC Std Polarity Ult Perf 20m | PC | 1 | 1 | 1 | 1 | 113.8
61305634322 | FW2ERQ1Q1NNM021 | OM5 Sig Core 2f 1.6mm PC OFNR PushPull L | OM5 2f 1.6mm PC OFNR PushPull LC/PushPull LC Std Polarity Ult Perf 21m | PC | 1 | 1 | 1 | 1 | 116.8
61305634323 | FW2ERQ1Q1NNM022 | OM5 Sig Core 2f 1.6mm PC OFNR PushPull L | OM5 2f 1.6mm PC OFNR PushPull LC/PushPull LC Std Polarity Ult Perf 22m | PC | 1 | 1 | 1 | 1 | 119.8
61305634324 | FW2ERQ1Q1NNM023 | OM5 Sig Core 2f 1.6mm PC OFNR PushPull L | OM5 2f 1.6mm PC OFNR PushPull LC/PushPull LC Std Polarity Ult Perf 23m | PC | 1 | 1 | 1 | 1 | 122.8
61305634325 | FW2ERQ1Q1NNM024 | OM5 Sig Core 2f 1.6mm PC OFNR PushPull L | OM5 2f 1.6mm PC OFNR PushPull LC/PushPull LC Std Polarity Ult Perf 24m | PC | 1 | 1 | 1 | 1 | 125.8
61305634326 | FW2ERQ1Q1NNM025 | OM5 Sig Core 2f 1.6mm PC OFNR PushPull L | OM5 2f 1.6mm PC OFNR PushPull LC/PushPull LC Std Polarity Ult Perf 25m | PC | 1 | 1 | 1 | 1 | 128.8
61305634327 | FW2ERQ1Q1NNM026 | OM5 Sig Core 2f 1.6mm PC OFNR PushPull L | OM5 2f 1.6mm PC OFNR PushPull LC/PushPull LC Std Polarity Ult Perf 27m, 26 meters. | PC | 1 | 1 | 1 | 1 | 131.8
61305634328 | FW2ERQ1Q1NNM027 | OM5 Sig Core 2f 1.6mm PC OFNR PushPull L | OM5 2f 1.6mm PC OFNR PushPull LC/PushPull LC Std Polarity Ult Perf 27m, 27 meters. | PC | 1 | 1 | 1 | 1 | 134.8
61305634329 | FW2ERQ1Q1NNM028 | OM5 Sig Core 2f 1.6mm PC OFNR PushPull L | OM5 2f 1.6mm PC OFNR PushPull LC/PushPull LC Std Polarity Ult Perf 28m | PC | 1 | 1 | 1 | 1 | 137.8
61305634330 | FW2ERQ1Q1NNM029 | OM5 Sig Core 2f 1.6mm PC OFNR PushPull L | OM5 2f 1.6mm PC OFNR PushPull LC/PushPull LC Std Polarity Ult Perf 29m | PC | 1 | 1 | 1 | 1 | 140.8
61305634331 | FW2ERQ1Q1NNM030 | OM5 Sig Core 2f 1.6mm PC OFNR PushPull L | OM5 2f 1.6mm PC OFNR PushPull LC/PushPull LC Std Polarity Ult Perf 30m | PC | 1 | 1 | 1 | 1 | 143.8
61305634332 | FW2ERQ1Q1NNM031 | OM5 Sig Core 2f 1.6mm PC OFNR PushPull L | OM5 2f 1.6mm PC OFNR PushPull LC/PushPull LC Std Polarity Ult Perf 31m | PC | 1 | 1 | 1 | 1 | 146.8
61305634333 | FW2ERQ1Q1NNM032 | OM5 Sig Core 2f 1.6mm PC OFNR PushPull L | OM5 2f 1.6mm PC OFNR PushPull LC/PushPull LC Std Polarity Ult Perf 32m | PC | 1 | 1 | 1 | 1 | 149.8
61305634334 | FW2ERQ1Q1NNM033 | OM5 Sig Core 2f 1.6mm PC OFNR PushPull L | OM5 2f 1.6mm PC OFNR PushPull LC/PushPull LC Std Polarity Ult Perf 33m | PC | 1 | 1 | 1 | 1 | 152.8
61305634335 | FW2ERQ1Q1NNM034 | OM5 Sig Core 2f 1.6mm PC OFNR PushPull L | OM5 2f 1.6mm PC OFNR PushPull LC/PushPull LC Std Polarity Ult Perf 34m | PC | 1 | 1 | 1 | 1 | 155.8
61305634336 | FW2ERQ1Q1NNM035 | OM5 Sig Core 2f 1.6mm PC OFNR PushPull L | OM5 2f 1.6mm PC OFNR PushPull LC/PushPull LC Std Polarity Ult Perf 35m | PC | 1 | 1 | 1 | 1 | 158.8
61305634352 | FW2ERQ1Q1NNM036 | OM5 Sig Core 2f 1.6mm PC OFNR PushPull L | OM5 2f 1.6mm PC OFNR PushPull LC/PushPull LC Std Polarity Ult Perf 37m, 36 meters. | PC | 1 | 1 | 1 | 1 | 161.8
61305634353 | FW2ERQ1Q1NNM037 | OM5 Sig Core 2f 1.6mm PC OFNR PushPull L | OM5 2f 1.6mm PC OFNR PushPull LC/PushPull LC Std Polarity Ult Perf 37m, 37 meters. | PC | 1 | 1 | 1 | 1 | 164.8
61305634354 | FW2ERQ1Q1NNM038 | OM5 Sig Core 2f 1.6mm PC OFNR PushPull L | OM5 2f 1.6mm PC OFNR PushPull LC/PushPull LC Std Polarity Ult Perf 38m | PC | 1 | 1 | 1 | 1 | 167.8
61305634355 | FW2ERQ1Q1NNM039 | OM5 Sig Core 2f 1.6mm PC OFNR PushPull L | OM5 2f 1.6mm PC OFNR PushPull LC/PushPull LC Std Polarity Ult Perf 39m | PC | 1 | 1 | 1 | 1 | 170.8
61305634356 | FW2ERQ1Q1NNM040 | OM5 Sig Core 2f 1.6mm PC OFNR PushPull L | OM5 2f 1.6mm PC OFNR PushPull LC/PushPull LC Std Polarity Ult Perf 40m | PC | 1 | 1 | 1 | 1 | 173.8
61305634357 | FW2ERQ1Q1NNM041 | OM5 Sig Core 2f 1.6mm PC OFNR PushPull L | OM5 2f 1.6mm PC OFNR PushPull LC/PushPull LC Std Polarity Ult Perf 41m | PC | 1 | 1 | 1 | 1 | 176.8
61305634358 | FW2ERQ1Q1NNM042 | OM5 Sig Core 2f 1.6mm PC OFNR PushPull L | OM5 2f 1.6mm PC OFNR PushPull LC/PushPull LC Std Polarity Ult Perf 42m | PC | 1 | 1 | 1 | 1 | 179.8
61305634359 | FW2ERQ1Q1NNM043 | OM5 Sig Core 2f 1.6mm PC OFNR PushPull L | OM5 2f 1.6mm PC OFNR PushPull LC/PushPull LC Std Polarity Ult Perf 43m | PC | 1 | 1 | 1 | 1 | 182.8
61305634360 | FW2ERQ1Q1NNM044 | OM5 Sig Core 2f 1.6mm PC OFNR PushPull L | OM5 2f 1.6mm PC OFNR PushPull LC/PushPull LC Std Polarity Ult Perf 44m | PC | 1 | 1 | 1 | 1 | 185.8
61305634361 | FW2ERQ1Q1NNM045 | OM5 Sig Core 2f 1.6mm PC OFNR PushPull L | OM5 2f 1.6mm PC OFNR PushPull LC/PushPull LC Std Polarity Ult Perf 45m | PC | 1 | 1 | 1 | 1 | 188.8
61305634362 | FW2ERQ1Q1NNM046 | OM5 Sig Core 2f 1.6mm PC OFNR PushPull L | OM5 2f 1.6mm PC OFNR PushPull LC/PushPull LC Std Polarity Ult Perf 47m, 14 ft. | PC | 1 | 1 | 1 | 1 | 191.8
61305634363 | FW2ERQ1Q1NNM047 | OM5 Sig Core 2f 1.6mm PC OFNR PushPull L | OM5 2f 1.6mm PC OFNR PushPull LC/PushPull LC Std Polarity Ult Perf 47m, 47 meters. | PC | 1 | 1 | 1 | 1 | 194.8
61305634364 | FW2ERQ1Q1NNM048 | OM5 Sig Core 2f 1.6mm PC OFNR PushPull L | OM5 2f 1.6mm PC OFNR PushPull LC/PushPull LC Std Polarity Ult Perf 48m | PC | 1 | 1 | 1 | 1 | 197.8
61305634365 | FW2ERQ1Q1NNM049 | OM5 Sig Core 2f 1.6mm PC OFNR PushPull L | OM5 2f 1.6mm PC OFNR PushPull LC/PushPull LC Std Polarity Ult Perf 49m | PC | 1 | 1 | 1 | 1 | 200.8
61305634366 | FW2ERQ1Q1NNM050 | OM5 Sig Core 2f 1.6mm PC OFNR PushPull L | OM5 2f 1.6mm PC OFNR PushPull LC/PushPull LC Std Polarity Ult Perf 50m | PC | 1 | 1 | 1 | 1 | 203.8
07498385836 | FWME2 | Opticom WM ENCL,STL,2Port,BLK,EA | The Panduit® Opticom® Wall Mount Fiber Enclosure is designed to manage and organize fiber distribution when space is limited. The FWME2 features 2 FAPs and can be used as an interconnect or cross-connect in any telecommunications room and can use any stan | PC | 1 | 1 | 1 | 1 | 108.36
07498385837 | FWME4 | WallMntENCL,w/4FAPOpenings,EA | The Panduit® Opticom® Wall Mount Fiber Enclosure is designed to manage and organize fiber distribution when space is limited. The FWME4 features 4 FAPs and can be used as an interconnect or cross-connect in any telecommunications room and can use any stan | PC | 1 | 1 | 1 | 1 | 242.24
61305656956 | FWME4WH | Wall Mount Enclosure With 4 FAP Openings |  | PC | 1 | 1 | 1 | 1 | 242.24
07498385838 | FWME8 | WallMntENCL,w/8FAPOpenings,EA | Holds up to eight QuickNet™ MTP* Cassettes or eight OptiCom® FAP or FMP panels. Dimensions: 16.11"W x 20.25"H x 3.52"D (409.2mm x 514.2mm x 89.4mm) | PC | 1 | 1 | 1 | 1 | 281.6
61305676363 | FWMHSS-CG1321 | CABLE GLAND 13MM – 21MM |  | PC | 1 | 12 | 1 | 1 | 41.5
61305676364 | FWMHSS-CG2135 | CABLE GLAND 21MM – 35MM |  | PC | 1 | 10 | 1 | 1 | 76.44
61305676368 | FWMHSS-CG3448 | CABLE GLAND 34MM – 48MM |  | PC | 1 | 10 | 1 | 1 | 128.86
61305676455 | FWMHSS-CG613 | CABLE GLAND 6MM – 13.9MM |  | PC | 1 | 12 | 12 | 1 | 30.58
61305676362 | FWMHSS-ICAK | INCOMING CABLE ANCHOR KIT |  | PC | 1 | 1 | 1 | 1 | 216.22
61305676982 | FWMHSSG-12X32 | FIBER WALL MOUNT ENCLOSURE TOP AND SIDE |  | PC | 1 | 1 | 1 | 1 | 128.86
61305676356 | FWMHSSG-GROUND | FIBER WALL MOUNT ENCLOSURE GROUNDING BRA |  | PC | 1 | 1 | 1 | 1 | 111.38
61305676355 | FWMHSSG-ICB | FIBER WALL MOUNT ENCLOSURE INCOMING CABL |  | PC | 1 | 1 | 1 | 1 | 67.7
61305676354 | FWMHSSG-ICP | FIBER WALL MOUNT ENCLOSURE INCOMING CABL |  | PC | 1 | 1 | 1 | 1 | 63.34
61305676353 | FWMHSSG-STOR | FIBER WALL MOUNT ENCLOSURE STORAGE BOX - |  | PC | 1 | 1 | 1 | 1 | 238.06
61305676531 | FWMHSSGS-3456 | Fiber Wallmount Hyper Scale Splicing Enc | The Wall Mount Fiber Splice Enclosure houses, organizes, manages and protects cable to cable fusion splice connections. It can accommodate individual or ribbon fibers. This enclosure features split doors and supports up to 3,456 ribbon fibers. | PC | 1 | 1 | 1 | 1 | 2620.8
61305676532 | FWMHSSGS-6912 | Fiber Wallmount Hyper Scale Splicing Enc | The Wall Mount Fiber Splice Enclosure houses, organizes, manages and protects cable to cable fusion splice connections. It can accommodate individual or ribbon fibers. This enclosure features split doors and supports up to 6,912 ribbon fibers. | PC | 1 | 1 | 1 | 1 | 3276
07498364484 | FWP-C | Cloth Wipes | Cloth Wipes. | C | 100 | 1000 | 100 | 1 | 25.28
07498337633 | FWRKMAT | Fiber Safe Workmat | Fiber safe workmat. | PC | 1 | 10 | 1 | 1 | 40.4
61305634410 | FWTRL7N7NKNM001 | OM5+ 12f Interconnect LSZH PanMPO F/PanM | OM5, 12 Fiber Interconnect, Low Smoke Zero Halogen, PanMPO Female to PanMPO Female, Method A, Ultra Insertion Loss - 1 Meter | PC | 1 | 1 | 1 | 1 | 539.28
61305634411 | FWTRL7N7NKNM002 | OM5+ 12f Interconnect LSZH PanMPO F/PanM | OM5, 12 Fiber Interconnect, Low Smoke Zero Halogen, PanMPO Female to PanMPO Female, Method A, Ultra Insertion Loss - 2 Meters | PC | 1 | 1 | 1 | 1 | 555.14
61305634412 | FWTRL7N7NKNM003 | OM5+ 12f Interconnect LSZH PanMPO F/PanM | OM5, 12 Fiber Interconnect, Low Smoke Zero Halogen, PanMPO Female to PanMPO Female, Method A, Ultra Insertion Loss - 3 Meters | PC | 1 | 1 | 1 | 1 | 570.98
61305634413 | FWTRL7N7NKNM004 | OM5+ 12f Interconnect LSZH PanMPO F/PanM | OM5, 12 Fiber Interconnect, Low Smoke Zero Halogen, PanMPO Female to PanMPO Female, Method A, Ultra Insertion Loss - 4 Meters | PC | 1 | 1 | 1 | 1 | 586.86
61305634414 | FWTRL7N7NKNM005 | OM5+ 12f Interconnect LSZH PanMPO F/PanM | OM5, 12 Fiber Interconnect, Low Smoke Zero Halogen, PanMPO Female to PanMPO Female, Method A, Ultra Insertion Loss - 5 Meters | PC | 1 | 1 | 1 | 1 | 602.7
61305634415 | FWTRL7N7NKNM006 | OM5+ 12f Interconnect LSZH PanMPO F/PanM | OM5, 12 Fiber Interconnect, Low Smoke Zero Halogen, PanMPO Female to PanMPO Female, Method A, Ultra Insertion Loss - 6 Meters | PC | 1 | 1 | 1 | 1 | 618.56
61305634416 | FWTRL7N7NKNM007 | OM5+ 12f Interconnect LSZH PanMPO F/PanM | OM5, 12 Fiber Interconnect, Low Smoke Zero Halogen, PanMPO Female to PanMPO Female, Method A, Ultra Insertion Loss - 7 Meters | PC | 1 | 1 | 1 | 1 | 634.4
61305634508 | FWTRL7N7NKNM008 | OM5+ 12f Interconnect LSZH PanMPO F/PanM | OM5, 12 Fiber Interconnect, Low Smoke Zero Halogen, PanMPO Female to PanMPO Female, Method A, Ultra Insertion Loss - 8 Meters | PC | 1 | 1 | 1 | 1 | 650.28
61305634509 | FWTRL7N7NKNM009 | OM5+ 12f Interconnect LSZH PanMPO F/PanM | OM5, 12 Fiber Interconnect, Low Smoke Zero Halogen, PanMPO Female to PanMPO Female, Method A, Ultra Insertion Loss - 9 Meters | PC | 1 | 1 | 1 | 1 | 666.12
61305634510 | FWTRL7N7NKNM010 | OM5+ 12f Interconnect LSZH PanMPO F/PanM | OM5, 12 Fiber Interconnect, Low Smoke Zero Halogen, PanMPO Female to PanMPO Female, Method A, Ultra Insertion Loss - 10 Meters | PC | 1 | 1 | 1 | 1 | 681.96
61305634511 | FWTRL7N7NKNM011 | OM5+ 12f Interconnect LSZH PanMPO F/PanM | OM5, 12 Fiber Interconnect, Low Smoke Zero Halogen, PanMPO Female to PanMPO Female, Method A, Ultra Insertion Loss - 11 Meters | PC | 1 | 1 | 1 | 1 | 697.84
61305634512 | FWTRL7N7NKNM012 | OM5+ 12f Interconnect LSZH PanMPO F/PanM | OM5, 12 Fiber Interconnect, Low Smoke Zero Halogen, PanMPO Female to PanMPO Female, Method A, Ultra Insertion Loss - 12 Meters | PC | 1 | 1 | 1 | 1 | 713.68
61305634513 | FWTRL7N7NKNM013 | OM5+ 12f Interconnect LSZH PanMPO F/PanM | OM5, 12 Fiber Interconnect, Low Smoke Zero Halogen, PanMPO Female to PanMPO Female, Method A, Ultra Insertion Loss - 13 Meters | PC | 1 | 1 | 1 | 1 | 729.54
61305634514 | FWTRL7N7NKNM014 | OM5+ 12f Interconnect LSZH PanMPO F/PanM | OM5, 12 Fiber Interconnect, Low Smoke Zero Halogen, PanMPO Female to PanMPO Female, Method A, Ultra Insertion Loss - 14 Meters | PC | 1 | 1 | 1 | 1 | 745.4
61305634515 | FWTRL7N7NKNM015 | OM5+ 12f Interconnect LSZH PanMPO F/PanM | OM5, 12 Fiber Interconnect, Low Smoke Zero Halogen, PanMPO Female to PanMPO Female, Method A, Ultra Insertion Loss - 15 Meters | PC | 1 | 1 | 1 | 1 | 761.26
61305634516 | FWTRL7N7NKNM016 | OM5+ 12f Interconnect LSZH PanMPO F/PanM | OM5, 12 Fiber Interconnect, Low Smoke Zero Halogen, PanMPO Female to PanMPO Female, Method A, Ultra Insertion Loss - 16 Meters | PC | 1 | 1 | 1 | 1 | 777.1
61305634517 | FWTRL7N7NKNM017 | OM5+ 12f Interconnect LSZH PanMPO F/PanM | OM5, 12 Fiber Interconnect, Low Smoke Zero Halogen, PanMPO Female to PanMPO Female, Method A, Ultra Insertion Loss - 17 Meters | PC | 1 | 1 | 1 | 1 | 792.96
61305634518 | FWTRL7N7NKNM018 | OM5+ 12f Interconnect LSZH PanMPO F/PanM | OM5, 12 Fiber Interconnect, Low Smoke Zero Halogen, PanMPO Female to PanMPO Female, Method A, Ultra Insertion Loss - 18 Meters | PC | 1 | 1 | 1 | 1 | 808.82
61305634519 | FWTRL7N7NKNM019 | OM5+ 12f Interconnect LSZH PanMPO F/PanM | OM5, 12 Fiber Interconnect, Low Smoke Zero Halogen, PanMPO Female to PanMPO Female, Method A, Ultra Insertion Loss - 19 Meters | PC | 1 | 1 | 1 | 1 | 824.68
61305634520 | FWTRL7N7NKNM020 | OM5+ 12f Interconnect LSZH PanMPO F/PanM | OM5, 12 Fiber Interconnect, Low Smoke Zero Halogen, PanMPO Female to PanMPO Female, Method A, Ultra Insertion Loss - 20 Meters | PC | 1 | 1 | 1 | 1 | 840.52
61305634521 | FWTRL7N7NKNM021 | OM5+ 12f Interconnect LSZH PanMPO F/PanM | OM5, 12 Fiber Interconnect, Low Smoke Zero Halogen, PanMPO Female to PanMPO Female, Method A, Ultra Insertion Loss - 21 Meters | PC | 1 | 1 | 1 | 1 | 856.4
61305634522 | FWTRL7N7NKNM022 | OM5+ 12f Interconnect LSZH PanMPO F/PanM | OM5, 12 Fiber Interconnect, Low Smoke Zero Halogen, PanMPO Female to PanMPO Female, Method A, Ultra Insertion Loss - 22 Meters | PC | 1 | 1 | 1 | 1 | 872.24
61305634523 | FWTRL7N7NKNM023 | OM5+ 12f Interconnect LSZH PanMPO F/PanM | OM5, 12 Fiber Interconnect, Low Smoke Zero Halogen, PanMPO Female to PanMPO Female, Method A, Ultra Insertion Loss - 23 Meters | PC | 1 | 1 | 1 | 1 | 888.1
61305634524 | FWTRL7N7NKNM024 | OM5+ 12f Interconnect LSZH PanMPO F/PanM | OM5, 12 Fiber Interconnect, Low Smoke Zero Halogen, PanMPO Female to PanMPO Female, Method A, Ultra Insertion Loss - 24 Meters | PC | 1 | 1 | 1 | 1 | 903.96
61305634618 | FWTRL7N7NKNM025 | OM5+ 12f Interconnect LSZH PanMPO F/PanM | OM5, 12 Fiber Interconnect, Low Smoke Zero Halogen, PanMPO Female to PanMPO Female, Method A, Ultra Insertion Loss - 25 Meters | PC | 1 | 1 | 1 | 1 | 919.82
61305634619 | FWTRL7N7NKNM026 | OM5+ 12f Interconnect LSZH PanMPO F/PanM | OM5, 12 Fiber Interconnect, Low Smoke Zero Halogen, PanMPO Female to PanMPO Female, Method A, Ultra Insertion Loss - 26 Meters | PC | 1 | 1 | 1 | 1 | 935.66
61305634620 | FWTRL7N7NKNM027 | OM5+ 12f Interconnect LSZH PanMPO F/PanM | OM5, 12 Fiber Interconnect, Low Smoke Zero Halogen, PanMPO Female to PanMPO Female, Method A, Ultra Insertion Loss - 27 Meters | PC | 1 | 1 | 1 | 1 | 951.52
61305634621 | FWTRL7N7NKNM028 | OM5+ 12f Interconnect LSZH PanMPO F/PanM | OM5, 12 Fiber Interconnect, Low Smoke Zero Halogen, PanMPO Female to PanMPO Female, Method A, Ultra Insertion Loss - 28 Meters | PC | 1 | 1 | 1 | 1 | 967.38
61305634622 | FWTRL7N7NKNM029 | OM5+ 12f Interconnect LSZH PanMPO F/PanM | OM5, 12 Fiber Interconnect, Low Smoke Zero Halogen, PanMPO Female to PanMPO Female, Method A, Ultra Insertion Loss - 29 Meters | PC | 1 | 1 | 1 | 1 | 983.24
61305634623 | FWTRL7N7NKNM030 | OM5+ 12f Interconnect LSZH PanMPO F/PanM | OM5, 12 Fiber Interconnect, Low Smoke Zero Halogen, PanMPO Female to PanMPO Female, Method A, Ultra Insertion Loss - 30 Meters | PC | 1 | 1 | 1 | 1 | 999.08
61305634441 | FWTRL7N7NLNM001 | OM5+ 12f Interconnect LSZH PanMPO F/PanM | OM5, 12 Fiber Interconnect, Low Smoke Zero Halogen, PanMPO Female to PanMPO Female, Method B, Ultra Insertion Loss - 1 Meter | PC | 1 | 1 | 1 | 1 | 539.28
61305634442 | FWTRL7N7NLNM002 | OM5+ 12f Interconnect LSZH PanMPO F/PanM | OM5, 12 Fiber Interconnect, Low Smoke Zero Halogen, PanMPO Female to PanMPO Female, Method B, Ultra Insertion Loss - 2 Meters | PC | 1 | 1 | 1 | 1 | 555.14
61305634443 | FWTRL7N7NLNM003 | OM5+ 12f Interconnect LSZH PanMPO F/PanM | OM5, 12 Fiber Interconnect, Low Smoke Zero Halogen, PanMPO Female to PanMPO Female, Method B, Ultra Insertion Loss - 3 Meters | PC | 1 | 1 | 1 | 1 | 570.98
61305634444 | FWTRL7N7NLNM004 | OM5+ 12f Interconnect LSZH PanMPO F/PanM | OM5, 12 Fiber Interconnect, Low Smoke Zero Halogen, PanMPO Female to PanMPO Female, Method B, Ultra Insertion Loss - 4 Meters | PC | 1 | 1 | 1 | 1 | 586.86
61305634445 | FWTRL7N7NLNM005 | OM5+ 12f Interconnect LSZH PanMPO F/PanM | OM5, 12 Fiber Interconnect, Low Smoke Zero Halogen, PanMPO Female to PanMPO Female, Method B, Ultra Insertion Loss - 5 Meters | PC | 1 | 1 | 1 | 1 | 602.7
61305634446 | FWTRL7N7NLNM006 | OM5+ 12f Interconnect LSZH PanMPO F/PanM | OM5, 12 Fiber Interconnect, Low Smoke Zero Halogen, PanMPO Female to PanMPO Female, Method B, Ultra Insertion Loss - 6 Meters | PC | 1 | 1 | 1 | 1 | 618.56
61305634447 | FWTRL7N7NLNM007 | OM5+ 12f Interconnect LSZH PanMPO F/PanM | OM5, 12 Fiber Interconnect, Low Smoke Zero Halogen, PanMPO Female to PanMPO Female, Method B, Ultra Insertion Loss - 7 Meters | PC | 1 | 1 | 1 | 1 | 634.4
61305634583 | FWTRL7N7NLNM008 | OM5+ 12f Interconnect LSZH PanMPO F/PanM | OM5, 12 Fiber Interconnect, Low Smoke Zero Halogen, PanMPO Female to PanMPO Female, Method B, Ultra Insertion Loss - 8 Meters | PC | 1 | 1 | 1 | 1 | 650.28
61305634584 | FWTRL7N7NLNM009 | OM5+ 12f Interconnect LSZH PanMPO F/PanM | OM5, 12 Fiber Interconnect, Low Smoke Zero Halogen, PanMPO Female to PanMPO Female, Method B, Ultra Insertion Loss - 9 Meters | PC | 1 | 1 | 1 | 1 | 666.12
61305634585 | FWTRL7N7NLNM010 | OM5+ 12f Interconnect LSZH PanMPO F/PanM | OM5, 12 Fiber Interconnect, Low Smoke Zero Halogen, PanMPO Female to PanMPO Female, Method B, Ultra Insertion Loss - 10 Meters | PC | 1 | 1 | 1 | 1 | 681.96
61305634586 | FWTRL7N7NLNM011 | OM5+ 12f Interconnect LSZH PanMPO F/PanM | OM5, 12 Fiber Interconnect, Low Smoke Zero Halogen, PanMPO Female to PanMPO Female, Method B, Ultra Insertion Loss - 11 Meters | PC | 1 | 1 | 1 | 1 | 697.84
61305634587 | FWTRL7N7NLNM012 | OM5+ 12f Interconnect LSZH PanMPO F/PanM | OM5, 12 Fiber Interconnect, Low Smoke Zero Halogen, PanMPO Female to PanMPO Female, Method B, Ultra Insertion Loss - 12 Meters | PC | 1 | 1 | 1 | 1 | 713.68
61305634588 | FWTRL7N7NLNM013 | OM5+ 12f Interconnect LSZH PanMPO F/PanM | OM5, 12 Fiber Interconnect, Low Smoke Zero Halogen, PanMPO Female to PanMPO Female, Method B, Ultra Insertion Loss - 13 Meters | PC | 1 | 1 | 1 | 1 | 729.54
61305634589 | FWTRL7N7NLNM014 | OM5+ 12f Interconnect LSZH PanMPO F/PanM | OM5, 12 Fiber Interconnect, Low Smoke Zero Halogen, PanMPO Female to PanMPO Female, Method B, Ultra Insertion Loss - 14 Meters | PC | 1 | 1 | 1 | 1 | 745.4
61305634590 | FWTRL7N7NLNM015 | OM5+ 12f Interconnect LSZH PanMPO F/PanM | OM5, 12 Fiber Interconnect, Low Smoke Zero Halogen, PanMPO Female to PanMPO Female, Method B, Ultra Insertion Loss - 15 Meters | PC | 1 | 1 | 1 | 1 | 761.26
61305634591 | FWTRL7N7NLNM016 | OM5+ 12f Interconnect LSZH PanMPO F/PanM | OM5, 12 Fiber Interconnect, Low Smoke Zero Halogen, PanMPO Female to PanMPO Female, Method B, Ultra Insertion Loss - 16 Meters | PC | 1 | 1 | 1 | 1 | 777.1
61305634592 | FWTRL7N7NLNM017 | OM5+ 12f Interconnect LSZH PanMPO F/PanM | OM5, 12 Fiber Interconnect, Low Smoke Zero Halogen, PanMPO Female to PanMPO Female, Method B, Ultra Insertion Loss - 17 Meters | PC | 1 | 1 | 1 | 1 | 792.96
61305634593 | FWTRL7N7NLNM018 | OM5+ 12f Interconnect LSZH PanMPO F/PanM | OM5, 12 Fiber Interconnect, Low Smoke Zero Halogen, PanMPO Female to PanMPO Female, Method B, Ultra Insertion Loss - 18 Meters | PC | 1 | 1 | 1 | 1 | 808.82
61305634594 | FWTRL7N7NLNM019 | OM5+ 12f Interconnect LSZH PanMPO F/PanM | OM5, 12 Fiber Interconnect, Low Smoke Zero Halogen, PanMPO Female to PanMPO Female, Method B, Ultra Insertion Loss - 19 Meters | PC | 1 | 1 | 1 | 1 | 824.68
61305634595 | FWTRL7N7NLNM020 | OM5+ 12f Interconnect LSZH PanMPO F/PanM | OM5, 12 Fiber Interconnect, Low Smoke Zero Halogen, PanMPO Female to PanMPO Female, Method B, Ultra Insertion Loss - 20 Meters | PC | 1 | 1 | 1 | 1 | 840.52
61305634596 | FWTRL7N7NLNM021 | OM5+ 12f Interconnect LSZH PanMPO F/PanM | OM5, 12 Fiber Interconnect, Low Smoke Zero Halogen, PanMPO Female to PanMPO Female, Method B, Ultra Insertion Loss - 21 Meters | PC | 1 | 1 | 1 | 1 | 856.4
61305634597 | FWTRL7N7NLNM022 | OM5+ 12f Interconnect LSZH PanMPO F/PanM | OM5, 12 Fiber Interconnect, Low Smoke Zero Halogen, PanMPO Female to PanMPO Female, Method B, Ultra Insertion Loss - 22 Meters | PC | 1 | 1 | 1 | 1 | 872.24
61305634598 | FWTRL7N7NLNM023 | OM5+ 12f Interconnect LSZH PanMPO F/PanM | OM5, 12 Fiber Interconnect, Low Smoke Zero Halogen, PanMPO Female to PanMPO Female, Method B, Ultra Insertion Loss - 23 Meters | PC | 1 | 1 | 1 | 1 | 888.1
61305634599 | FWTRL7N7NLNM024 | OM5+ 12f Interconnect LSZH PanMPO F/PanM | OM5, 12 Fiber Interconnect, Low Smoke Zero Halogen, PanMPO Female to PanMPO Female, Method B, Ultra Insertion Loss - 24 Meters | PC | 1 | 1 | 1 | 1 | 903.96
61305634642 | FWTRL7N7NLNM025 | OM5+ 12f Interconnect LSZH PanMPO F/PanM | OM5, 12 Fiber Interconnect, Low Smoke Zero Halogen, PanMPO Female to PanMPO Female, Method B, Ultra Insertion Loss - 25 Meters | PC | 1 | 1 | 1 | 1 | 919.82
61305634643 | FWTRL7N7NLNM026 | OM5+ 12f Interconnect LSZH PanMPO F/PanM | OM5, 12 Fiber Interconnect, Low Smoke Zero Halogen, PanMPO Female to PanMPO Female, Method B, Ultra Insertion Loss - 26 Meters | PC | 1 | 1 | 1 | 1 | 935.66
61305634644 | FWTRL7N7NLNM027 | OM5+ 12f Interconnect LSZH PanMPO F/PanM | OM5, 12 Fiber Interconnect, Low Smoke Zero Halogen, PanMPO Female to PanMPO Female, Method B, Ultra Insertion Loss - 27 Meters | PC | 1 | 1 | 1 | 1 | 951.52
61305634645 | FWTRL7N7NLNM028 | OM5+ 12f Interconnect LSZH PanMPO F/PanM | OM5, 12 Fiber Interconnect, Low Smoke Zero Halogen, PanMPO Female to PanMPO Female, Method B, Ultra Insertion Loss - 28 Meters | PC | 1 | 1 | 1 | 1 | 967.38
61305634646 | FWTRL7N7NLNM029 | OM5+ 12f Interconnect LSZH PanMPO F/PanM | OM5, 12 Fiber Interconnect, Low Smoke Zero Halogen, PanMPO Female to PanMPO Female, Method B, Ultra Insertion Loss - 29 Meters | PC | 1 | 1 | 1 | 1 | 983.24
61305634647 | FWTRL7N7NLNM030 | OM5+ 12f Interconnect LSZH PanMPO F/PanM | OM5, 12 Fiber Interconnect, Low Smoke Zero Halogen, PanMPO Female to PanMPO Female, Method B, Ultra Insertion Loss - 30 Meters | PC | 1 | 1 | 1 | 1 | 999.08
61305634388 | FWTRP7N7NKNF001 | OM5+ 12f Interconnect OFNP PanMPO F/PanM | OM5, 12 Fiber Interconnect, Plenum, PanMPO Female to PanMPO Female, Method A, Ultra Insertion Loss - 1 Foot | PC | 1 | 1 | 1 | 1 | 530.54
61305634389 | FWTRP7N7NKNF002 | OM5+ 12f Interconnect OFNP PanMPO F/PanM | OM5, 12 Fiber Interconnect, Plenum, PanMPO Female to PanMPO Female, Method A, Ultra Insertion Loss - 2 Feet | PC | 1 | 1 | 1 | 1 | 537.66
61305634390 | FWTRP7N7NKNF003 | OM5+ 12f Interconnect OFNP PanMPO F/PanM | OM5, 12 Fiber Interconnect, Plenum, PanMPO Female to PanMPO Female, Method A, Ultra Insertion Loss - 3 Feet | PC | 1 | 1 | 1 | 1 | 544.78
61305634391 | FWTRP7N7NKNF004 | OM5+ 12f Interconnect OFNP PanMPO F/PanM | OM5, 12 Fiber Interconnect, Plenum, PanMPO Female to PanMPO Female, Method A, Ultra Insertion Loss - 4 Feet | PC | 1 | 1 | 1 | 1 | 551.9
61305634392 | FWTRP7N7NKNF005 | OM5+ 12f Interconnect OFNP PanMPO F/PanM | OM5, 12 Fiber Interconnect, Plenum, PanMPO Female to PanMPO Female, Method A, Ultra Insertion Loss - 5 Feet | PC | 1 | 1 | 1 | 1 | 559.02
61305634393 | FWTRP7N7NKNF006 | OM5+ 12f Interconnect OFNP PanMPO F/PanM | OM5, 12 Fiber Interconnect, Plenum, PanMPO Female to PanMPO Female, Method A, Ultra Insertion Loss - 6 Feet | PC | 1 | 1 | 1 | 1 | 566.14
61305634394 | FWTRP7N7NKNF007 | OM5+ 12f Interconnect OFNP PanMPO F/PanM | OM5, 12 Fiber Interconnect, Plenum, PanMPO Female to PanMPO Female, Method A, Ultra Insertion Loss - 7 Feet | PC | 1 | 1 | 1 | 1 | 573.24
61305634395 | FWTRP7N7NKNF008 | OM5+ 12f Interconnect OFNP PanMPO F/PanM | OM5, 12 Fiber Interconnect, Plenum, PanMPO Female to PanMPO Female, Method A, Ultra Insertion Loss - 8 Feet | PC | 1 | 1 | 1 | 1 | 580.38
61305634396 | FWTRP7N7NKNF009 | OM5+ 12f Interconnect OFNP PanMPO F/PanM | OM5, 12 Fiber Interconnect, Plenum, PanMPO Female to PanMPO Female, Method A, Ultra Insertion Loss - 9 Feet | PC | 1 | 1 | 1 | 1 | 587.5
61305634057 | FWTRP7N7NKNF010 | OM5+ 12f Interconnect OFNP PanMPO F/PanM | OM5, 12 Fiber Interconnect, Plenum, PanMPO Female to PanMPO Female, Method A, Ultra Insertion Loss - 10 Feet | PC | 1 | 1 | 1 | 1 | 594.6
61305634397 | FWTRP7N7NKNF011 | OM5+ 12f Interconnect OFNP PanMPO F/PanM | OM5, 12 Fiber Interconnect, Plenum, PanMPO Female to PanMPO Female, Method A, Ultra Insertion Loss - 11 Feet | PC | 1 | 1 | 1 | 1 | 601.74
61305634398 | FWTRP7N7NKNF012 | OM5+ 12f Interconnect OFNP PanMPO F/PanM | OM5, 12 Fiber Interconnect, Plenum, PanMPO Female to PanMPO Female, Method A, Ultra Insertion Loss - 12 Feet | PC | 1 | 1 | 1 | 1 | 608.86
61305634399 | FWTRP7N7NKNF013 | OM5+ 12f Interconnect OFNP PanMPO F/PanM | OM5, 12 Fiber Interconnect, Plenum, PanMPO Female to PanMPO Female, Method A, Ultra Insertion Loss - 13 Feet | PC | 1 | 1 | 1 | 1 | 615.98
61305634400 | FWTRP7N7NKNF014 | OM5+ 12f Interconnect OFNP PanMPO F/PanM | OM5, 12 Fiber Interconnect, Plenum, PanMPO Female to PanMPO Female, Method A, Ultra Insertion Loss - 14 Feet | PC | 1 | 1 | 1 | 1 | 623.1
61305634401 | FWTRP7N7NKNF015 | OM5+ 12f Interconnect OFNP PanMPO F/PanM | OM5, 12 Fiber Interconnect, Plenum, PanMPO Female to PanMPO Female, Method A, Ultra Insertion Loss - 15 Feet | PC | 1 | 1 | 1 | 1 | 630.22
61305634402 | FWTRP7N7NKNF016 | OM5+ 12f Interconnect OFNP PanMPO F/PanM | OM5, 12 Fiber Interconnect, Plenum, PanMPO Female to PanMPO Female, Method A, Ultra Insertion Loss - 16 Feet | PC | 1 | 1 | 1 | 1 | 637.34
61305634403 | FWTRP7N7NKNF017 | OM5+ 12f Interconnect OFNP PanMPO F/PanM | OM5, 12 Fiber Interconnect, Plenum, PanMPO Female to PanMPO Female, Method A, Ultra Insertion Loss - 17 Feet | PC | 1 | 1 | 1 | 1 | 644.44
61305634404 | FWTRP7N7NKNF018 | OM5+ 12f Interconnect OFNP PanMPO F/PanM | OM5, 12 Fiber Interconnect, Plenum, PanMPO Female to PanMPO Female, Method A, Ultra Insertion Loss - 18 Feet | PC | 1 | 1 | 1 | 1 | 651.58
61305634405 | FWTRP7N7NKNF019 | OM5+ 12f Interconnect OFNP PanMPO F/PanM | OM5, 12 Fiber Interconnect, Plenum, PanMPO Female to PanMPO Female, Method A, Ultra Insertion Loss - 19 Feet | PC | 1 | 1 | 1 | 1 | 658.7
61305634406 | FWTRP7N7NKNF020 | OM5+ 12f Interconnect OFNP PanMPO F/PanM | OM5, 12 Fiber Interconnect, Plenum, PanMPO Female to PanMPO Female, Method A, Ultra Insertion Loss - 20 Feet | PC | 1 | 1 | 1 | 1 | 665.8
61305634407 | FWTRP7N7NKNF021 | OM5+ 12f Interconnect OFNP PanMPO F/PanM | OM5, 12 Fiber Interconnect, Plenum, PanMPO Female to PanMPO Female, Method A, Ultra Insertion Loss - 21 Feet | PC | 1 | 1 | 1 | 1 | 672.94
61305634408 | FWTRP7N7NKNF022 | OM5+ 12f Interconnect OFNP PanMPO F/PanM | OM5, 12 Fiber Interconnect, Plenum, PanMPO Female to PanMPO Female, Method A, Ultra Insertion Loss - 22 Feet | PC | 1 | 1 | 1 | 1 | 680.06
61305634409 | FWTRP7N7NKNF023 | OM5+ 12f Interconnect OFNP PanMPO F/PanM | OM5, 12 Fiber Interconnect, Plenum, PanMPO Female to PanMPO Female, Method A, Ultra Insertion Loss - 23 Feet | PC | 1 | 1 | 1 | 1 | 687.16
61305634448 | FWTRP7N7NKNF024 | OM5+ 12f Interconnect OFNP PanMPO F/PanM | OM5, 12 Fiber Interconnect, Plenum, PanMPO Female to PanMPO Female, Method A, Ultra Insertion Loss - 24 Feet | PC | 1 | 1 | 1 | 1 | 694.3
61305634450 | FWTRP7N7NKNF025 | OM5+ 12f Interconnect OFNP PanMPO F/PanM | OM5, 12 Fiber Interconnect, Plenum, PanMPO Female to PanMPO Female, Method A, Ultra Insertion Loss - 25 Feet | PC | 1 | 1 | 1 | 1 | 701.42
61305634451 | FWTRP7N7NKNF026 | OM5+ 12f Interconnect OFNP PanMPO F/PanM | OM5, 12 Fiber Interconnect, Plenum, PanMPO Female to PanMPO Female, Method A, Ultra Insertion Loss - 26 Feet | PC | 1 | 1 | 1 | 1 | 708.54
61305634452 | FWTRP7N7NKNF027 | OM5+ 12f Interconnect OFNP PanMPO F/PanM | OM5, 12 Fiber Interconnect, Plenum, PanMPO Female to PanMPO Female, Method A, Ultra Insertion Loss - 27 Feet | PC | 1 | 1 | 1 | 1 | 715.64
61305634453 | FWTRP7N7NKNF028 | OM5+ 12f Interconnect OFNP PanMPO F/PanM | OM5, 12 Fiber Interconnect, Plenum, PanMPO Female to PanMPO Female, Method A, Ultra Insertion Loss - 28 Feet | PC | 1 | 1 | 1 | 1 | 722.78
61305634454 | FWTRP7N7NKNF029 | OM5+ 12f Interconnect OFNP PanMPO F/PanM | OM5, 12 Fiber Interconnect, Plenum, PanMPO Female to PanMPO Female, Method A, Ultra Insertion Loss - 29 Feet | PC | 1 | 1 | 1 | 1 | 729.9
61305634455 | FWTRP7N7NKNF030 | OM5+ 12f Interconnect OFNP PanMPO F/PanM | OM5, 12 Fiber Interconnect, Plenum, PanMPO Female to PanMPO Female, Method A, Ultra Insertion Loss - 30 Feet | PC | 1 | 1 | 1 | 1 | 737
61305634456 | FWTRP7N7NKNF031 | OM5+ 12f Interconnect OFNP PanMPO F/PanM | OM5, 12 Fiber Interconnect, Plenum, PanMPO Female to PanMPO Female, Method A, Ultra Insertion Loss - 31 Feet | PC | 1 | 1 | 1 | 1 | 744.14
61305634457 | FWTRP7N7NKNF032 | OM5+ 12f Interconnect OFNP PanMPO F/PanM | OM5, 12 Fiber Interconnect, Plenum, PanMPO Female to PanMPO Female, Method A, Ultra Insertion Loss - 32 Feet | PC | 1 | 1 | 1 | 1 | 751.26
61305634458 | FWTRP7N7NKNF033 | OM5+ 12f Interconnect OFNP PanMPO F/PanM | OM5, 12 Fiber Interconnect, Plenum, PanMPO Female to PanMPO Female, Method A, Ultra Insertion Loss - 33 Feet | PC | 1 | 1 | 1 | 1 | 758.36
61305634459 | FWTRP7N7NKNF034 | OM5+ 12f Interconnect OFNP PanMPO F/PanM | OM5, 12 Fiber Interconnect, Plenum, PanMPO Female to PanMPO Female, Method A, Ultra Insertion Loss - 34 Feet | PC | 1 | 1 | 1 | 1 | 765.5
61305634460 | FWTRP7N7NKNF035 | OM5+ 12f Interconnect OFNP PanMPO F/PanM | OM5, 12 Fiber Interconnect, Plenum, PanMPO Female to PanMPO Female, Method A, Ultra Insertion Loss - 35 Feet | PC | 1 | 1 | 1 | 1 | 772.62
61305634461 | FWTRP7N7NKNF036 | OM5+ 12f Interconnect OFNP PanMPO F/PanM | OM5, 12 Fiber Interconnect, Plenum, PanMPO Female to PanMPO Female, Method A, Ultra Insertion Loss - 36 Feet | PC | 1 | 1 | 1 | 1 | 779.72
61305634462 | FWTRP7N7NKNF037 | OM5+ 12f Interconnect OFNP PanMPO F/PanM | OM5, 12 Fiber Interconnect, Plenum, PanMPO Female to PanMPO Female, Method A, Ultra Insertion Loss - 37 Feet | PC | 1 | 1 | 1 | 1 | 786.84
61305634463 | FWTRP7N7NKNF038 | OM5+ 12f Interconnect OFNP PanMPO F/PanM | OM5, 12 Fiber Interconnect, Plenum, PanMPO Female to PanMPO Female, Method A, Ultra Insertion Loss - 38 Feet | PC | 1 | 1 | 1 | 1 | 793.98
61305634464 | FWTRP7N7NKNF039 | OM5+ 12f Interconnect OFNP PanMPO F/PanM | OM5, 12 Fiber Interconnect, Plenum, PanMPO Female to PanMPO Female, Method A, Ultra Insertion Loss - 39 Feet | PC | 1 | 1 | 1 | 1 | 801.1
61305634465 | FWTRP7N7NKNF040 | OM5+ 12f Interconnect OFNP PanMPO F/PanM | OM5, 12 Fiber Interconnect, Plenum, PanMPO Female to PanMPO Female, Method A, Ultra Insertion Loss - 40 Feet | PC | 1 | 1 | 1 | 1 | 808.2
61305634466 | FWTRP7N7NKNF041 | OM5+ 12f Interconnect OFNP PanMPO F/PanM | OM5, 12 Fiber Interconnect, Plenum, PanMPO Female to PanMPO Female, Method A, Ultra Insertion Loss - 41 Feet | PC | 1 | 1 | 1 | 1 | 815.34
61305634467 | FWTRP7N7NKNF042 | OM5+ 12f Interconnect OFNP PanMPO F/PanM | OM5, 12 Fiber Interconnect, Plenum, PanMPO Female to PanMPO Female, Method A, Ultra Insertion Loss - 42 Feet | PC | 1 | 1 | 1 | 1 | 822.46
61305634468 | FWTRP7N7NKNF043 | OM5+ 12f Interconnect OFNP PanMPO F/PanM | OM5, 12 Fiber Interconnect, Plenum, PanMPO Female to PanMPO Female, Method A, Ultra Insertion Loss - 43 Feet | PC | 1 | 1 | 1 | 1 | 829.56
61305634469 | FWTRP7N7NKNF044 | OM5+ 12f Interconnect OFNP PanMPO F/PanM | OM5, 12 Fiber Interconnect, Plenum, PanMPO Female to PanMPO Female, Method A, Ultra Insertion Loss - 44 Feet | PC | 1 | 1 | 1 | 1 | 836.7
61305634470 | FWTRP7N7NKNF045 | OM5+ 12f Interconnect OFNP PanMPO F/PanM | OM5, 12 Fiber Interconnect, Plenum, PanMPO Female to PanMPO Female, Method A, Ultra Insertion Loss - 45 Feet | PC | 1 | 1 | 1 | 1 | 843.82
61305634471 | FWTRP7N7NKNF046 | OM5+ 12f Interconnect OFNP PanMPO F/PanM | OM5, 12 Fiber Interconnect, Plenum, PanMPO Female to PanMPO Female, Method A, Ultra Insertion Loss - 46 Feet | PC | 1 | 1 | 1 | 1 | 850.92
61305634472 | FWTRP7N7NKNF047 | OM5+ 12f Interconnect OFNP PanMPO F/PanM | OM5, 12 Fiber Interconnect, Plenum, PanMPO Female to PanMPO Female, Method A, Ultra Insertion Loss - 47 Feet | PC | 1 | 1 | 1 | 1 | 858.04
61305634473 | FWTRP7N7NKNF048 | OM5+ 12f Interconnect OFNP PanMPO F/PanM | OM5, 12 Fiber Interconnect, Plenum, PanMPO Female to PanMPO Female, Method A, Ultra Insertion Loss - 48 Feet | PC | 1 | 1 | 1 | 1 | 865.18
61305634474 | FWTRP7N7NKNF049 | OM5+ 12f Interconnect OFNP PanMPO F/PanM | OM5, 12 Fiber Interconnect, Plenum, PanMPO Female to PanMPO Female, Method A, Ultra Insertion Loss - 49 Feet | PC | 1 | 1 | 1 | 1 | 872.28
61305634475 | FWTRP7N7NKNF050 | OM5+ 12f Interconnect OFNP PanMPO F/PanM | OM5, 12 Fiber Interconnect, Plenum, PanMPO Female to PanMPO Female, Method A, Ultra Insertion Loss - 50 Feet | PC | 1 | 1 | 1 | 1 | 879.4
61305634476 | FWTRP7N7NKNF051 | OM5+ 12f Interconnect OFNP PanMPO F/PanM | OM5, 12 Fiber Interconnect, Plenum, PanMPO Female to PanMPO Female, Method A, Ultra Insertion Loss - 51 Feet | PC | 1 | 1 | 1 | 1 | 886.54
61305634477 | FWTRP7N7NKNF052 | OM5+ 12f Interconnect OFNP PanMPO F/PanM | OM5, 12 Fiber Interconnect, Plenum, PanMPO Female to PanMPO Female, Method A, Ultra Insertion Loss - 52 Feet | PC | 1 | 1 | 1 | 1 | 893.66
61305634478 | FWTRP7N7NKNF053 | OM5+ 12f Interconnect OFNP PanMPO F/PanM | OM5, 12 Fiber Interconnect, Plenum, PanMPO Female to PanMPO Female, Method A, Ultra Insertion Loss - 53 Feet | PC | 1 | 1 | 1 | 1 | 900.76
61305634479 | FWTRP7N7NKNF054 | OM5+ 12f Interconnect OFNP PanMPO F/PanM | OM5, 12 Fiber Interconnect, Plenum, PanMPO Female to PanMPO Female, Method A, Ultra Insertion Loss - 54 Feet | PC | 1 | 1 | 1 | 1 | 907.9
61305634480 | FWTRP7N7NKNF055 | OM5+ 12f Interconnect OFNP PanMPO F/PanM | OM5, 12 Fiber Interconnect, Plenum, PanMPO Female to PanMPO Female, Method A, Ultra Insertion Loss - 55 Feet | PC | 1 | 1 | 1 | 1 | 915.02
61305634481 | FWTRP7N7NKNF056 | OM5+ 12f Interconnect OFNP PanMPO F/PanM | OM5, 12 Fiber Interconnect, Plenum, PanMPO Female to PanMPO Female, Method A, Ultra Insertion Loss - 56 Feet | PC | 1 | 1 | 1 | 1 | 922.12
61305634482 | FWTRP7N7NKNF057 | OM5+ 12f Interconnect OFNP PanMPO F/PanM | OM5, 12 Fiber Interconnect, Plenum, PanMPO Female to PanMPO Female, Method A, Ultra Insertion Loss - 57 Feet | PC | 1 | 1 | 1 | 1 | 929.24
61305634483 | FWTRP7N7NKNF058 | OM5+ 12f Interconnect OFNP PanMPO F/PanM | OM5, 12 Fiber Interconnect, Plenum, PanMPO Female to PanMPO Female, Method A, Ultra Insertion Loss - 58 Feet | PC | 1 | 1 | 1 | 1 | 936.38
61305634484 | FWTRP7N7NKNF059 | OM5+ 12f Interconnect OFNP PanMPO F/PanM | OM5, 12 Fiber Interconnect, Plenum, PanMPO Female to PanMPO Female, Method A, Ultra Insertion Loss - 59 Feet | PC | 1 | 1 | 1 | 1 | 943.48
61305634485 | FWTRP7N7NKNF060 | OM5+ 12f Interconnect OFNP PanMPO F/PanM | OM5, 12 Fiber Interconnect, Plenum, PanMPO Female to PanMPO Female, Method A, Ultra Insertion Loss - 60 Feet | PC | 1 | 1 | 1 | 1 | 950.6
61305634486 | FWTRP7N7NKNF061 | OM5+ 12f Interconnect OFNP PanMPO F/PanM | OM5, 12 Fiber Interconnect, Plenum, PanMPO Female to PanMPO Female, Method A, Ultra Insertion Loss - 61 Feet | PC | 1 | 1 | 1 | 1 | 957.74
61305634487 | FWTRP7N7NKNF062 | OM5+ 12f Interconnect OFNP PanMPO F/PanM | OM5, 12 Fiber Interconnect, Plenum, PanMPO Female to PanMPO Female, Method A, Ultra Insertion Loss - 62 Feet | PC | 1 | 1 | 1 | 1 | 964.84
61305634488 | FWTRP7N7NKNF063 | OM5+ 12f Interconnect OFNP PanMPO F/PanM | OM5, 12 Fiber Interconnect, Plenum, PanMPO Female to PanMPO Female, Method A, Ultra Insertion Loss - 63 Feet | PC | 1 | 1 | 1 | 1 | 971.96
61305634489 | FWTRP7N7NKNF064 | OM5+ 12f Interconnect OFNP PanMPO F/PanM | OM5, 12 Fiber Interconnect, Plenum, PanMPO Female to PanMPO Female, Method A, Ultra Insertion Loss - 64 Feet | PC | 1 | 1 | 1 | 1 | 979.1
61305634490 | FWTRP7N7NKNF065 | OM5+ 12f Interconnect OFNP PanMPO F/PanM | OM5, 12 Fiber Interconnect, Plenum, PanMPO Female to PanMPO Female, Method A, Ultra Insertion Loss - 65 Feet | PC | 1 | 1 | 1 | 1 | 986.22
61305634491 | FWTRP7N7NKNF066 | OM5+ 12f Interconnect OFNP PanMPO F/PanM | OM5, 12 Fiber Interconnect, Plenum, PanMPO Female to PanMPO Female, Method A, Ultra Insertion Loss - 66 Feet | PC | 1 | 1 | 1 | 1 | 993.32
61305634492 | FWTRP7N7NKNF067 | OM5+ 12f Interconnect OFNP PanMPO F/PanM | OM5, 12 Fiber Interconnect, Plenum, PanMPO Female to PanMPO Female, Method A, Ultra Insertion Loss - 67 Feet | PC | 1 | 1 | 1 | 1 | 1000.44
61305634493 | FWTRP7N7NKNF068 | OM5+ 12f Interconnect OFNP PanMPO F/PanM | OM5, 12 Fiber Interconnect, Plenum, PanMPO Female to PanMPO Female, Method A, Ultra Insertion Loss - 68 Feet | PC | 1 | 1 | 1 | 1 | 1007.58
61305634494 | FWTRP7N7NKNF069 | OM5+ 12f Interconnect OFNP PanMPO F/PanM | OM5, 12 Fiber Interconnect, Plenum, PanMPO Female to PanMPO Female, Method A, Ultra Insertion Loss - 69 Feet | PC | 1 | 1 | 1 | 1 | 1014.68
61305634495 | FWTRP7N7NKNF070 | OM5+ 12f Interconnect OFNP PanMPO F/PanM | OM5, 12 Fiber Interconnect, Plenum, PanMPO Female to PanMPO Female, Method A, Ultra Insertion Loss - 70 Feet | PC | 1 | 1 | 1 | 1 | 1021.8
61305634496 | FWTRP7N7NKNF071 | OM5+ 12f Interconnect OFNP PanMPO F/PanM | OM5, 12 Fiber Interconnect, Plenum, PanMPO Female to PanMPO Female, Method A, Ultra Insertion Loss - 71 Feet | PC | 1 | 1 | 1 | 1 | 1028.94
61305634497 | FWTRP7N7NKNF072 | OM5+ 12f Interconnect OFNP PanMPO F/PanM | OM5, 12 Fiber Interconnect, Plenum, PanMPO Female to PanMPO Female, Method A, Ultra Insertion Loss - 72 Feet | PC | 1 | 1 | 1 | 1 | 1036.04
61305634498 | FWTRP7N7NKNF073 | OM5+ 12f Interconnect OFNP PanMPO F/PanM | OM5, 12 Fiber Interconnect, Plenum, PanMPO Female to PanMPO Female, Method A, Ultra Insertion Loss - 73 Feet | PC | 1 | 1 | 1 | 1 | 1043.16
61305634499 | FWTRP7N7NKNF074 | OM5+ 12f Interconnect OFNP PanMPO F/PanM | OM5, 12 Fiber Interconnect, Plenum, PanMPO Female to PanMPO Female, Method A, Ultra Insertion Loss - 74 Feet | PC | 1 | 1 | 1 | 1 | 1050.3
61305634500 | FWTRP7N7NKNF075 | OM5+ 12f Interconnect OFNP PanMPO F/PanM | OM5, 12 Fiber Interconnect, Plenum, PanMPO Female to PanMPO Female, Method A, Ultra Insertion Loss - 75 Feet | PC | 1 | 1 | 1 | 1 | 1057.4
61305634501 | FWTRP7N7NKNF076 | OM5+ 12f Interconnect OFNP PanMPO F/PanM | OM5, 12 Fiber Interconnect, Plenum, PanMPO Female to PanMPO Female, Method A, Ultra Insertion Loss - 76 Feet | PC | 1 | 1 | 1 | 1 | 1064.52
61305634502 | FWTRP7N7NKNF077 | OM5+ 12f Interconnect OFNP PanMPO F/PanM | OM5, 12 Fiber Interconnect, Plenum, PanMPO Female to PanMPO Female, Method A, Ultra Insertion Loss - 77 Feet | PC | 1 | 1 | 1 | 1 | 1071.64
61305634504 | FWTRP7N7NKNF078 | OM5+ 12f Interconnect OFNP PanMPO F/PanM | OM5, 12 Fiber Interconnect, Plenum, PanMPO Female to PanMPO Female, Method A, Ultra Insertion Loss - 78 Feet | PC | 1 | 1 | 1 | 1 | 1078.78
61305634505 | FWTRP7N7NKNF079 | OM5+ 12f Interconnect OFNP PanMPO F/PanM | OM5, 12 Fiber Interconnect, Plenum, PanMPO Female to PanMPO Female, Method A, Ultra Insertion Loss - 79 Feet | PC | 1 | 1 | 1 | 1 | 1085.88
61305634506 | FWTRP7N7NKNF080 | OM5+ 12f Interconnect OFNP PanMPO F/PanM | OM5, 12 Fiber Interconnect, Plenum, PanMPO Female to PanMPO Female, Method A, Ultra Insertion Loss - 80 Feet | PC | 1 | 1 | 1 | 1 | 1093
61305634507 | FWTRP7N7NKNF081 | OM5+ 12f Interconnect OFNP PanMPO F/PanM | OM5, 12 Fiber Interconnect, Plenum, PanMPO Female to PanMPO Female, Method A, Ultra Insertion Loss - 81 Feet | PC | 1 | 1 | 1 | 1 | 1100.14
61305634600 | FWTRP7N7NKNF082 | OM5+ 12f Interconnect OFNP PanMPO F/PanM | OM5, 12 Fiber Interconnect, Plenum, PanMPO Female to PanMPO Female, Method A, Ultra Insertion Loss - 82 Feet | PC | 1 | 1 | 1 | 1 | 1107.24
61305634601 | FWTRP7N7NKNF083 | OM5+ 12f Interconnect OFNP PanMPO F/PanM | OM5, 12 Fiber Interconnect, Plenum, PanMPO Female to PanMPO Female, Method A, Ultra Insertion Loss - 83 Feet | PC | 1 | 1 | 1 | 1 | 1114.36
61305634602 | FWTRP7N7NKNF084 | OM5+ 12f Interconnect OFNP PanMPO F/PanM | OM5, 12 Fiber Interconnect, Plenum, PanMPO Female to PanMPO Female, Method A, Ultra Insertion Loss - 84 Feet | PC | 1 | 1 | 1 | 1 | 1121.5
61305634603 | FWTRP7N7NKNF085 | OM5+ 12f Interconnect OFNP PanMPO F/PanM | OM5, 12 Fiber Interconnect, Plenum, PanMPO Female to PanMPO Female, Method A, Ultra Insertion Loss - 85 Feet | PC | 1 | 1 | 1 | 1 | 1128.6
61305634604 | FWTRP7N7NKNF086 | OM5+ 12f Interconnect OFNP PanMPO F/PanM | OM5, 12 Fiber Interconnect, Plenum, PanMPO Female to PanMPO Female, Method A, Ultra Insertion Loss - 86 Feet | PC | 1 | 1 | 1 | 1 | 1135.72
61305634605 | FWTRP7N7NKNF087 | OM5+ 12f Interconnect OFNP PanMPO F/PanM | OM5, 12 Fiber Interconnect, Plenum, PanMPO Female to PanMPO Female, Method A, Ultra Insertion Loss - 87 Feet | PC | 1 | 1 | 1 | 1 | 1142.84
61305634606 | FWTRP7N7NKNF088 | OM5+ 12f Interconnect OFNP PanMPO F/PanM | OM5, 12 Fiber Interconnect, Plenum, PanMPO Female to PanMPO Female, Method A, Ultra Insertion Loss - 88 Feet | PC | 1 | 1 | 1 | 1 | 1149.96
61305634607 | FWTRP7N7NKNF089 | OM5+ 12f Interconnect OFNP PanMPO F/PanM | OM5, 12 Fiber Interconnect, Plenum, PanMPO Female to PanMPO Female, Method A, Ultra Insertion Loss - 89 Feet | PC | 1 | 1 | 1 | 1 | 1157.08
61305634608 | FWTRP7N7NKNF090 | OM5+ 12f Interconnect OFNP PanMPO F/PanM | OM5, 12 Fiber Interconnect, Plenum, PanMPO Female to PanMPO Female, Method A, Ultra Insertion Loss - 90 Feet | PC | 1 | 1 | 1 | 1 | 1164.2
61305634609 | FWTRP7N7NKNF091 | OM5+ 12f Interconnect OFNP PanMPO F/PanM | OM5, 12 Fiber Interconnect, Plenum, PanMPO Female to PanMPO Female, Method A, Ultra Insertion Loss - 91 Feet | PC | 1 | 1 | 1 | 1 | 1171.34
61305634610 | FWTRP7N7NKNF092 | OM5+ 12f Interconnect OFNP PanMPO F/PanM | OM5, 12 Fiber Interconnect, Plenum, PanMPO Female to PanMPO Female, Method A, Ultra Insertion Loss - 92 Feet | PC | 1 | 1 | 1 | 1 | 1178.44
61305634611 | FWTRP7N7NKNF093 | OM5+ 12f Interconnect OFNP PanMPO F/PanM | OM5, 12 Fiber Interconnect, Plenum, PanMPO Female to PanMPO Female, Method A, Ultra Insertion Loss - 93 Feet | PC | 1 | 1 | 1 | 1 | 1185.56
61305634612 | FWTRP7N7NKNF094 | OM5+ 12f Interconnect OFNP PanMPO F/PanM | OM5, 12 Fiber Interconnect, Plenum, PanMPO Female to PanMPO Female, Method A, Ultra Insertion Loss - 94 Feet | PC | 1 | 1 | 1 | 1 | 1192.7
61305634613 | FWTRP7N7NKNF095 | OM5+ 12f Interconnect OFNP PanMPO F/PanM | OM5, 12 Fiber Interconnect, Plenum, PanMPO Female to PanMPO Female, Method A, Ultra Insertion Loss - 95 Feet | PC | 1 | 1 | 1 | 1 | 1199.8
61305634614 | FWTRP7N7NKNF096 | OM5+ 12f Interconnect OFNP PanMPO F/PanM | OM5, 12 Fiber Interconnect, Plenum, PanMPO Female to PanMPO Female, Method A, Ultra Insertion Loss - 96 Feet | PC | 1 | 1 | 1 | 1 | 1206.92
61305634615 | FWTRP7N7NKNF097 | OM5+ 12f Interconnect OFNP PanMPO F/PanM | OM5, 12 Fiber Interconnect, Plenum, PanMPO Female to PanMPO Female, Method A, Ultra Insertion Loss - 97 Feet | PC | 1 | 1 | 1 | 1 | 1214.04
61305634616 | FWTRP7N7NKNF098 | OM5+ 12f Interconnect OFNP PanMPO F/PanM | OM5, 12 Fiber Interconnect, Plenum, PanMPO Female to PanMPO Female, Method A, Ultra Insertion Loss - 98 Feet | PC | 1 | 1 | 1 | 1 | 1221.16
61305634617 | FWTRP7N7NKNF099 | OM5+ 12f Interconnect OFNP PanMPO F/PanM | OM5, 12 Fiber Interconnect, Plenum, PanMPO Female to PanMPO Female, Method A, Ultra Insertion Loss - 99 Feet | PC | 1 | 1 | 1 | 1 | 1228.28
61305634648 | FWTRP7N7NKNF100 | OM5+ 12f Interconnect OFNP PanMPO F/PanM | OM5, 12 Fiber Interconnect, Plenum, PanMPO Female to PanMPO Female, Method A, Ultra Insertion Loss - 100 Feet | PC | 1 | 1 | 1 | 1 | 1235.4
61305634417 | FWTRP7N7NLNF001 | OM5+ 12f Interconnect OFNP PanMPO F/PanM | OM5, 12 Fiber Interconnect, Plenum, PanMPO Female to PanMPO Female, Method B, Ultra Insertion Loss - 1 Foot | PC | 1 | 1 | 1 | 1 | 530.54
61305634418 | FWTRP7N7NLNF002 | OM5+ 12f Interconnect OFNP PanMPO F/PanM | OM5, 12 Fiber Interconnect, Plenum, PanMPO Female to PanMPO Female, Method B, Ultra Insertion Loss - 2 Feet | PC | 1 | 1 | 1 | 1 | 537.66
61305634419 | FWTRP7N7NLNF003 | OM5+ 12f Interconnect OFNP PanMPO F/PanM | OM5, 12 Fiber Interconnect, Plenum, PanMPO Female to PanMPO Female, Method B, Ultra Insertion Loss - 3 Feet | PC | 1 | 1 | 1 | 1 | 544.78
61305634420 | FWTRP7N7NLNF004 | OM5+ 12f Interconnect OFNP PanMPO F/PanM | OM5, 12 Fiber Interconnect, Plenum, PanMPO Female to PanMPO Female, Method B, Ultra Insertion Loss - 4 Feet | PC | 1 | 1 | 1 | 1 | 551.9
61305634421 | FWTRP7N7NLNF005 | OM5+ 12f Interconnect OFNP PanMPO F/PanM | OM5, 12 Fiber Interconnect, Plenum, PanMPO Female to PanMPO Female, Method B, Ultra Insertion Loss - 5 Feet | PC | 1 | 1 | 1 | 1 | 559.02
61305634422 | FWTRP7N7NLNF006 | OM5+ 12f Interconnect OFNP PanMPO F/PanM | OM5, 12 Fiber Interconnect, Plenum, PanMPO Female to PanMPO Female, Method B, Ultra Insertion Loss - 6 Feet | PC | 1 | 1 | 1 | 1 | 566.14
61305634423 | FWTRP7N7NLNF007 | OM5+ 12f Interconnect OFNP PanMPO F/PanM | OM5, 12 Fiber Interconnect, Plenum, PanMPO Female to PanMPO Female, Method B, Ultra Insertion Loss - 7 Feet | PC | 1 | 1 | 1 | 1 | 573.24
61305634424 | FWTRP7N7NLNF008 | OM5+ 12f Interconnect OFNP PanMPO F/PanM | OM5, 12 Fiber Interconnect, Plenum, PanMPO Female to PanMPO Female, Method B, Ultra Insertion Loss - 8 Feet | PC | 1 | 1 | 1 | 1 | 580.38
61305634425 | FWTRP7N7NLNF009 | OM5+ 12f Interconnect OFNP PanMPO F/PanM | OM5, 12 Fiber Interconnect, Plenum, PanMPO Female to PanMPO Female, Method B, Ultra Insertion Loss - 9 Feet | PC | 1 | 1 | 1 | 1 | 587.5
61305634426 | FWTRP7N7NLNF010 | OM5+ 12f Interconnect OFNP PanMPO F/PanM | OM5, 12 Fiber Interconnect, Plenum, PanMPO Female to PanMPO Female, Method B, Ultra Insertion Loss - 10 Feet | PC | 1 | 1 | 1 | 1 | 594.6
61305634427 | FWTRP7N7NLNF011 | OM5+ 12f Interconnect OFNP PanMPO F/PanM | OM5, 12 Fiber Interconnect, Plenum, PanMPO Female to PanMPO Female, Method B, Ultra Insertion Loss - 11 Feet | PC | 1 | 1 | 1 | 1 | 601.74
61305634428 | FWTRP7N7NLNF012 | OM5+ 12f Interconnect OFNP PanMPO F/PanM | OM5, 12 Fiber Interconnect, Plenum, PanMPO Female to PanMPO Female, Method B, Ultra Insertion Loss - 12 Feet | PC | 1 | 1 | 1 | 1 | 608.86
61305634434 | FWTRP7N7NLNF013 | OM5+ 12f Interconnect OFNP PanMPO F/PanM | OM5, 12 Fiber Interconnect, Plenum, PanMPO Female to PanMPO Female, Method B, Ultra Insertion Loss - 13 Feet | PC | 1 | 1 | 1 | 1 | 615.98
61305634435 | FWTRP7N7NLNF014 | OM5+ 12f Interconnect OFNP PanMPO F/PanM | OM5, 12 Fiber Interconnect, Plenum, PanMPO Female to PanMPO Female, Method B, Ultra Insertion Loss - 14 Feet | PC | 1 | 1 | 1 | 1 | 623.1
61305634429 | FWTRP7N7NLNF015 | OM5+ 12f Interconnect OFNP PanMPO F/PanM | OM5, 12 Fiber Interconnect, Plenum, PanMPO Female to PanMPO Female, Method B, Ultra Insertion Loss - 15 Feet | PC | 1 | 1 | 1 | 1 | 630.22
61305634430 | FWTRP7N7NLNF016 | OM5+ 12f Interconnect OFNP PanMPO F/PanM | OM5, 12 Fiber Interconnect, Plenum, PanMPO Female to PanMPO Female, Method B, Ultra Insertion Loss - 16 Feet | PC | 1 | 1 | 1 | 1 | 637.34
61305634431 | FWTRP7N7NLNF017 | OM5+ 12f Interconnect OFNP PanMPO F/PanM | OM5, 12 Fiber Interconnect, Plenum, PanMPO Female to PanMPO Female, Method B, Ultra Insertion Loss - 17 Feet | PC | 1 | 1 | 1 | 1 | 644.44
61305634432 | FWTRP7N7NLNF018 | OM5+ 12f Interconnect OFNP PanMPO F/PanM | OM5, 12 Fiber Interconnect, Plenum, PanMPO Female to PanMPO Female, Method B, Ultra Insertion Loss - 18 Feet | PC | 1 | 1 | 1 | 1 | 651.58
61305634433 | FWTRP7N7NLNF019 | OM5+ 12f Interconnect OFNP PanMPO F/PanM | OM5, 12 Fiber Interconnect, Plenum, PanMPO Female to PanMPO Female, Method B, Ultra Insertion Loss - 19 Feet | PC | 1 | 1 | 1 | 1 | 658.7
61305634437 | FWTRP7N7NLNF020 | OM5+ 12f Interconnect OFNP PanMPO F/PanM | OM5, 12 Fiber Interconnect, Plenum, PanMPO Female to PanMPO Female, Method B, Ultra Insertion Loss - 20 Feet | PC | 1 | 1 | 1 | 1 | 665.8
61305634438 | FWTRP7N7NLNF021 | OM5+ 12f Interconnect OFNP PanMPO F/PanM | OM5, 12 Fiber Interconnect, Plenum, PanMPO Female to PanMPO Female, Method B, Ultra Insertion Loss - 21 Feet | PC | 1 | 1 | 1 | 1 | 672.94
61305634439 | FWTRP7N7NLNF022 | OM5+ 12f Interconnect OFNP PanMPO F/PanM | OM5, 12 Fiber Interconnect, Plenum, PanMPO Female to PanMPO Female, Method B, Ultra Insertion Loss - 22 Feet | PC | 1 | 1 | 1 | 1 | 680.06
61305634440 | FWTRP7N7NLNF023 | OM5+ 12f Interconnect OFNP PanMPO F/PanM | OM5, 12 Fiber Interconnect, Plenum, PanMPO Female to PanMPO Female, Method B, Ultra Insertion Loss - 23 Feet | PC | 1 | 1 | 1 | 1 | 687.16
61305634525 | FWTRP7N7NLNF024 | OM5+ 12f Interconnect OFNP PanMPO F/PanM | OM5, 12 Fiber Interconnect, Plenum, PanMPO Female to PanMPO Female, Method B, Ultra Insertion Loss - 24 Feet | PC | 1 | 1 | 1 | 1 | 694.3
61305634526 | FWTRP7N7NLNF025 | OM5+ 12f Interconnect OFNP PanMPO F/PanM | OM5, 12 Fiber Interconnect, Plenum, PanMPO Female to PanMPO Female, Method B, Ultra Insertion Loss - 25 Feet | PC | 1 | 1 | 1 | 1 | 701.42
61305634527 | FWTRP7N7NLNF026 | OM5+ 12f Interconnect OFNP PanMPO F/PanM | OM5, 12 Fiber Interconnect, Plenum, PanMPO Female to PanMPO Female, Method B, Ultra Insertion Loss - 26 Feet | PC | 1 | 1 | 1 | 1 | 708.54
61305634528 | FWTRP7N7NLNF027 | OM5+ 12f Interconnect OFNP PanMPO F/PanM | OM5, 12 Fiber Interconnect, Plenum, PanMPO Female to PanMPO Female, Method B, Ultra Insertion Loss - 27 Feet | PC | 1 | 1 | 1 | 1 | 715.64
61305634529 | FWTRP7N7NLNF028 | OM5+ 12f Interconnect OFNP PanMPO F/PanM | OM5, 12 Fiber Interconnect, Plenum, PanMPO Female to PanMPO Female, Method B, Ultra Insertion Loss - 28 Feet | PC | 1 | 1 | 1 | 1 | 722.78
61305634530 | FWTRP7N7NLNF029 | OM5+ 12f Interconnect OFNP PanMPO F/PanM | OM5, 12 Fiber Interconnect, Plenum, PanMPO Female to PanMPO Female, Method B, Ultra Insertion Loss - 29 Feet | PC | 1 | 1 | 1 | 1 | 729.9
61305634531 | FWTRP7N7NLNF030 | OM5+ 12f Interconnect OFNP PanMPO F/PanM | OM5, 12 Fiber Interconnect, Plenum, PanMPO Female to PanMPO Female, Method B, Ultra Insertion Loss - 30 Feet | PC | 1 | 1 | 1 | 1 | 737
61305634532 | FWTRP7N7NLNF031 | OM5+ 12f Interconnect OFNP PanMPO F/PanM | OM5, 12 Fiber Interconnect, Plenum, PanMPO Female to PanMPO Female, Method B, Ultra Insertion Loss - 31 Feet | PC | 1 | 1 | 1 | 1 | 744.14
61305634533 | FWTRP7N7NLNF032 | OM5+ 12f Interconnect OFNP PanMPO F/PanM | OM5, 12 Fiber Interconnect, Plenum, PanMPO Female to PanMPO Female, Method B, Ultra Insertion Loss - 32 Feet | PC | 1 | 1 | 1 | 1 | 751.26
61305634534 | FWTRP7N7NLNF033 | OM5+ 12f Interconnect OFNP PanMPO F/PanM | OM5, 12 Fiber Interconnect, Plenum, PanMPO Female to PanMPO Female, Method B, Ultra Insertion Loss - 33 Feet | PC | 1 | 1 | 1 | 1 | 758.36
61305634535 | FWTRP7N7NLNF034 | OM5+ 12f Interconnect OFNP PanMPO F/PanM | OM5, 12 Fiber Interconnect, Plenum, PanMPO Female to PanMPO Female, Method B, Ultra Insertion Loss - 34 Feet | PC | 1 | 1 | 1 | 1 | 765.5
61305634536 | FWTRP7N7NLNF035 | OM5+ 12f Interconnect OFNP PanMPO F/PanM | OM5, 12 Fiber Interconnect, Plenum, PanMPO Female to PanMPO Female, Method B, Ultra Insertion Loss - 35 Feet | PC | 1 | 1 | 1 | 1 | 772.62
61305634537 | FWTRP7N7NLNF036 | OM5+ 12f Interconnect OFNP PanMPO F/PanM | OM5, 12 Fiber Interconnect, Plenum, PanMPO Female to PanMPO Female, Method B, Ultra Insertion Loss - 36 Feet | PC | 1 | 1 | 1 | 1 | 779.72
61305634538 | FWTRP7N7NLNF037 | OM5+ 12f Interconnect OFNP PanMPO F/PanM | OM5, 12 Fiber Interconnect, Plenum, PanMPO Female to PanMPO Female, Method B, Ultra Insertion Loss - 37 Feet | PC | 1 | 1 | 1 | 1 | 786.84
61305634539 | FWTRP7N7NLNF038 | OM5+ 12f Interconnect OFNP PanMPO F/PanM | OM5, 12 Fiber Interconnect, Plenum, PanMPO Female to PanMPO Female, Method B, Ultra Insertion Loss - 38 Feet | PC | 1 | 1 | 1 | 1 | 793.98
61305634540 | FWTRP7N7NLNF039 | OM5+ 12f Interconnect OFNP PanMPO F/PanM | OM5, 12 Fiber Interconnect, Plenum, PanMPO Female to PanMPO Female, Method B, Ultra Insertion Loss - 39 Feet | PC | 1 | 1 | 1 | 1 | 801.1
61305634541 | FWTRP7N7NLNF040 | OM5+ 12f Interconnect OFNP PanMPO F/PanM | OM5, 12 Fiber Interconnect, Plenum, PanMPO Female to PanMPO Female, Method B, Ultra Insertion Loss - 40 Feet | PC | 1 | 1 | 1 | 1 | 808.2
61305634542 | FWTRP7N7NLNF041 | OM5+ 12f Interconnect OFNP PanMPO F/PanM | OM5, 12 Fiber Interconnect, Plenum, PanMPO Female to PanMPO Female, Method B, Ultra Insertion Loss - 41 Feet | PC | 1 | 1 | 1 | 1 | 815.34
61305634543 | FWTRP7N7NLNF042 | OM5+ 12f Interconnect OFNP PanMPO F/PanM | OM5, 12 Fiber Interconnect, Plenum, PanMPO Female to PanMPO Female, Method B, Ultra Insertion Loss - 42 Feet | PC | 1 | 1 | 1 | 1 | 822.46
61305634544 | FWTRP7N7NLNF043 | OM5+ 12f Interconnect OFNP PanMPO F/PanM | OM5, 12 Fiber Interconnect, Plenum, PanMPO Female to PanMPO Female, Method B, Ultra Insertion Loss - 43 Feet | PC | 1 | 1 | 1 | 1 | 829.56
61305634545 | FWTRP7N7NLNF044 | OM5+ 12f Interconnect OFNP PanMPO F/PanM | OM5, 12 Fiber Interconnect, Plenum, PanMPO Female to PanMPO Female, Method B, Ultra Insertion Loss - 44 Feet | PC | 1 | 1 | 1 | 1 | 836.7
61305634546 | FWTRP7N7NLNF045 | OM5+ 12f Interconnect OFNP PanMPO F/PanM | OM5, 12 Fiber Interconnect, Plenum, PanMPO Female to PanMPO Female, Method B, Ultra Insertion Loss - 45 Feet | PC | 1 | 1 | 1 | 1 | 843.82
61305634547 | FWTRP7N7NLNF046 | OM5+ 12f Interconnect OFNP PanMPO F/PanM | OM5, 12 Fiber Interconnect, Plenum, PanMPO Female to PanMPO Female, Method B, Ultra Insertion Loss - 46 Feet | PC | 1 | 1 | 1 | 1 | 850.92
61305634548 | FWTRP7N7NLNF047 | OM5+ 12f Interconnect OFNP PanMPO F/PanM | OM5, 12 Fiber Interconnect, Plenum, PanMPO Female to PanMPO Female, Method B, Ultra Insertion Loss - 47 Feet | PC | 1 | 1 | 1 | 1 | 858.04
61305634549 | FWTRP7N7NLNF048 | OM5+ 12f Interconnect OFNP PanMPO F/PanM | OM5, 12 Fiber Interconnect, Plenum, PanMPO Female to PanMPO Female, Method B, Ultra Insertion Loss - 48 Feet | PC | 1 | 1 | 1 | 1 | 865.18
61305634550 | FWTRP7N7NLNF049 | OM5+ 12f Interconnect OFNP PanMPO F/PanM | OM5, 12 Fiber Interconnect, Plenum, PanMPO Female to PanMPO Female, Method B, Ultra Insertion Loss - 49 Feet | PC | 1 | 1 | 1 | 1 | 872.28
61305634551 | FWTRP7N7NLNF050 | OM5+ 12f Interconnect OFNP PanMPO F/PanM | OM5, 12 Fiber Interconnect, Plenum, PanMPO Female to PanMPO Female, Method B, Ultra Insertion Loss - 50 Feet | PC | 1 | 1 | 1 | 1 | 879.4
61305634552 | FWTRP7N7NLNF051 | OM5+ 12f Interconnect OFNP PanMPO F/PanM | OM5, 12 Fiber Interconnect, Plenum, PanMPO Female to PanMPO Female, Method B, Ultra Insertion Loss - 51 Feet | PC | 1 | 1 | 1 | 1 | 886.54
61305634553 | FWTRP7N7NLNF052 | OM5+ 12f Interconnect OFNP PanMPO F/PanM | OM5, 12 Fiber Interconnect, Plenum, PanMPO Female to PanMPO Female, Method B, Ultra Insertion Loss - 52 Feet | PC | 1 | 1 | 1 | 1 | 893.66
61305634554 | FWTRP7N7NLNF053 | OM5+ 12f Interconnect OFNP PanMPO F/PanM | OM5, 12 Fiber Interconnect, Plenum, PanMPO Female to PanMPO Female, Method B, Ultra Insertion Loss - 53 Feet | PC | 1 | 1 | 1 | 1 | 900.76
61305634555 | FWTRP7N7NLNF054 | OM5+ 12f Interconnect OFNP PanMPO F/PanM | OM5, 12 Fiber Interconnect, Plenum, PanMPO Female to PanMPO Female, Method B, Ultra Insertion Loss - 54 Feet | PC | 1 | 1 | 1 | 1 | 907.9
61305634556 | FWTRP7N7NLNF055 | OM5+ 12f Interconnect OFNP PanMPO F/PanM | OM5, 12 Fiber Interconnect, Plenum, PanMPO Female to PanMPO Female, Method B, Ultra Insertion Loss - 55 Feet | PC | 1 | 1 | 1 | 1 | 915.02
61305634557 | FWTRP7N7NLNF056 | OM5+ 12f Interconnect OFNP PanMPO F/PanM | OM5, 12 Fiber Interconnect, Plenum, PanMPO Female to PanMPO Female, Method B, Ultra Insertion Loss - 56 Feet | PC | 1 | 1 | 1 | 1 | 922.12
61305634558 | FWTRP7N7NLNF057 | OM5+ 12f Interconnect OFNP PanMPO F/PanM | OM5, 12 Fiber Interconnect, Plenum, PanMPO Female to PanMPO Female, Method B, Ultra Insertion Loss - 57 Feet | PC | 1 | 1 | 1 | 1 | 929.24
61305634559 | FWTRP7N7NLNF058 | OM5+ 12f Interconnect OFNP PanMPO F/PanM | OM5, 12 Fiber Interconnect, Plenum, PanMPO Female to PanMPO Female, Method B, Ultra Insertion Loss - 58 Feet | PC | 1 | 1 | 1 | 1 | 936.38
61305634560 | FWTRP7N7NLNF059 | OM5+ 12f Interconnect OFNP PanMPO F/PanM | OM5, 12 Fiber Interconnect, Plenum, PanMPO Female to PanMPO Female, Method B, Ultra Insertion Loss - 59 Feet | PC | 1 | 1 | 1 | 1 | 943.48
61305634561 | FWTRP7N7NLNF060 | OM5+ 12f Interconnect OFNP PanMPO F/PanM | OM5, 12 Fiber Interconnect, Plenum, PanMPO Female to PanMPO Female, Method B, Ultra Insertion Loss - 60 Feet | PC | 1 | 1 | 1 | 1 | 950.6
61305634562 | FWTRP7N7NLNF061 | OM5+ 12f Interconnect OFNP PanMPO F/PanM | OM5, 12 Fiber Interconnect, Plenum, PanMPO Female to PanMPO Female, Method B, Ultra Insertion Loss - 61 Feet | PC | 1 | 1 | 1 | 1 | 957.74
61305634563 | FWTRP7N7NLNF062 | OM5+ 12f Interconnect OFNP PanMPO F/PanM | OM5, 12 Fiber Interconnect, Plenum, PanMPO Female to PanMPO Female, Method B, Ultra Insertion Loss - 62 Feet | PC | 1 | 1 | 1 | 1 | 964.84
61305634564 | FWTRP7N7NLNF063 | OM5+ 12f Interconnect OFNP PanMPO F/PanM | OM5, 12 Fiber Interconnect, Plenum, PanMPO Female to PanMPO Female, Method B, Ultra Insertion Loss - 63 Feet | PC | 1 | 1 | 1 | 1 | 971.96
61305634565 | FWTRP7N7NLNF064 | OM5+ 12f Interconnect OFNP PanMPO F/PanM | OM5, 12 Fiber Interconnect, Plenum, PanMPO Female to PanMPO Female, Method B, Ultra Insertion Loss - 64 Feet | PC | 1 | 1 | 1 | 1 | 979.1
61305634566 | FWTRP7N7NLNF065 | OM5+ 12f Interconnect OFNP PanMPO F/PanM | OM5, 12 Fiber Interconnect, Plenum, PanMPO Female to PanMPO Female, Method B, Ultra Insertion Loss - 65 Feet | PC | 1 | 1 | 1 | 1 | 986.22
61305634567 | FWTRP7N7NLNF066 | OM5+ 12f Interconnect OFNP PanMPO F/PanM | OM5, 12 Fiber Interconnect, Plenum, PanMPO Female to PanMPO Female, Method B, Ultra Insertion Loss - 66 Feet | PC | 1 | 1 | 1 | 1 | 993.32
61305634568 | FWTRP7N7NLNF067 | OM5+ 12f Interconnect OFNP PanMPO F/PanM | OM5, 12 Fiber Interconnect, Plenum, PanMPO Female to PanMPO Female, Method B, Ultra Insertion Loss - 67 Feet | PC | 1 | 1 | 1 | 1 | 1000.44
61305634569 | FWTRP7N7NLNF068 | OM5+ 12f Interconnect OFNP PanMPO F/PanM | OM5, 12 Fiber Interconnect, Plenum, PanMPO Female to PanMPO Female, Method B, Ultra Insertion Loss - 68 Feet | PC | 1 | 1 | 1 | 1 | 1007.58
61305634570 | FWTRP7N7NLNF069 | OM5+ 12f Interconnect OFNP PanMPO F/PanM | OM5, 12 Fiber Interconnect, Plenum, PanMPO Female to PanMPO Female, Method B, Ultra Insertion Loss - 69 Feet | PC | 1 | 1 | 1 | 1 | 1014.68
61305634571 | FWTRP7N7NLNF070 | OM5+ 12f Interconnect OFNP PanMPO F/PanM | OM5, 12 Fiber Interconnect, Plenum, PanMPO Female to PanMPO Female, Method B, Ultra Insertion Loss - 70 Feet | PC | 1 | 1 | 1 | 1 | 1021.8
61305634572 | FWTRP7N7NLNF071 | OM5+ 12f Interconnect OFNP PanMPO F/PanM | OM5, 12 Fiber Interconnect, Plenum, PanMPO Female to PanMPO Female, Method B, Ultra Insertion Loss - 71 Feet | PC | 1 | 1 | 1 | 1 | 1028.94
61305634573 | FWTRP7N7NLNF072 | OM5+ 12f Interconnect OFNP PanMPO F/PanM | OM5, 12 Fiber Interconnect, Plenum, PanMPO Female to PanMPO Female, Method B, Ultra Insertion Loss - 72 Feet | PC | 1 | 1 | 1 | 1 | 1036.04
61305634574 | FWTRP7N7NLNF073 | OM5+ 12f Interconnect OFNP PanMPO F/PanM | OM5, 12 Fiber Interconnect, Plenum, PanMPO Female to PanMPO Female, Method B, Ultra Insertion Loss - 73 Feet | PC | 1 | 1 | 1 | 1 | 1043.16
61305634575 | FWTRP7N7NLNF074 | OM5+ 12f Interconnect OFNP PanMPO F/PanM | OM5, 12 Fiber Interconnect, Plenum, PanMPO Female to PanMPO Female, Method B, Ultra Insertion Loss - 74 Feet | PC | 1 | 1 | 1 | 1 | 1050.3
61305634576 | FWTRP7N7NLNF075 | OM5+ 12f Interconnect OFNP PanMPO F/PanM | OM5, 12 Fiber Interconnect, Plenum, PanMPO Female to PanMPO Female, Method B, Ultra Insertion Loss - 75 Feet | PC | 1 | 1 | 1 | 1 | 1057.4
61305634577 | FWTRP7N7NLNF076 | OM5+ 12f Interconnect OFNP PanMPO F/PanM | OM5, 12 Fiber Interconnect, Plenum, PanMPO Female to PanMPO Female, Method B, Ultra Insertion Loss - 76 Feet | PC | 1 | 1 | 1 | 1 | 1064.52
61305634578 | FWTRP7N7NLNF077 | OM5+ 12f Interconnect OFNP PanMPO F/PanM | OM5, 12 Fiber Interconnect, Plenum, PanMPO Female to PanMPO Female, Method B, Ultra Insertion Loss - 77 Feet | PC | 1 | 1 | 1 | 1 | 1071.64
61305634579 | FWTRP7N7NLNF078 | OM5+ 12f Interconnect OFNP PanMPO F/PanM | OM5, 12 Fiber Interconnect, Plenum, PanMPO Female to PanMPO Female, Method B, Ultra Insertion Loss - 78 Feet | PC | 1 | 1 | 1 | 1 | 1078.78
61305634580 | FWTRP7N7NLNF079 | OM5+ 12f Interconnect OFNP PanMPO F/PanM | OM5, 12 Fiber Interconnect, Plenum, PanMPO Female to PanMPO Female, Method B, Ultra Insertion Loss - 79 Feet | PC | 1 | 1 | 1 | 1 | 1085.88
61305634581 | FWTRP7N7NLNF080 | OM5+ 12f Interconnect OFNP PanMPO F/PanM | OM5, 12 Fiber Interconnect, Plenum, PanMPO Female to PanMPO Female, Method B, Ultra Insertion Loss - 80 Feet | PC | 1 | 1 | 1 | 1 | 1093
61305634582 | FWTRP7N7NLNF081 | OM5+ 12f Interconnect OFNP PanMPO F/PanM | OM5, 12 Fiber Interconnect, Plenum, PanMPO Female to PanMPO Female, Method B, Ultra Insertion Loss - 81 Feet | PC | 1 | 1 | 1 | 1 | 1100.14
61305634624 | FWTRP7N7NLNF082 | OM5+ 12f Interconnect OFNP PanMPO F/PanM | OM5, 12 Fiber Interconnect, Plenum, PanMPO Female to PanMPO Female, Method B, Ultra Insertion Loss - 82 Feet | PC | 1 | 1 | 1 | 1 | 1107.24
61305634625 | FWTRP7N7NLNF083 | OM5+ 12f Interconnect OFNP PanMPO F/PanM | OM5, 12 Fiber Interconnect, Plenum, PanMPO Female to PanMPO Female, Method B, Ultra Insertion Loss - 83 Feet | PC | 1 | 1 | 1 | 1 | 1114.36
61305634626 | FWTRP7N7NLNF084 | OM5+ 12f Interconnect OFNP PanMPO F/PanM | OM5, 12 Fiber Interconnect, Plenum, PanMPO Female to PanMPO Female, Method B, Ultra Insertion Loss - 84 Feet | PC | 1 | 1 | 1 | 1 | 1121.5
61305634627 | FWTRP7N7NLNF085 | OM5+ 12f Interconnect OFNP PanMPO F/PanM | OM5, 12 Fiber Interconnect, Plenum, PanMPO Female to PanMPO Female, Method B, Ultra Insertion Loss - 85 Feet | PC | 1 | 1 | 1 | 1 | 1128.6
61305634628 | FWTRP7N7NLNF086 | OM5+ 12f Interconnect OFNP PanMPO F/PanM | OM5, 12 Fiber Interconnect, Plenum, PanMPO Female to PanMPO Female, Method B, Ultra Insertion Loss - 86 Feet | PC | 1 | 1 | 1 | 1 | 1135.72
61305634629 | FWTRP7N7NLNF087 | OM5+ 12f Interconnect OFNP PanMPO F/PanM | OM5, 12 Fiber Interconnect, Plenum, PanMPO Female to PanMPO Female, Method B, Ultra Insertion Loss - 87 Feet | PC | 1 | 1 | 1 | 1 | 1142.84
61305634630 | FWTRP7N7NLNF088 | OM5+ 12f Interconnect OFNP PanMPO F/PanM | OM5, 12 Fiber Interconnect, Plenum, PanMPO Female to PanMPO Female, Method B, Ultra Insertion Loss - 88 Feet | PC | 1 | 1 | 1 | 1 | 1149.96
61305634631 | FWTRP7N7NLNF089 | OM5+ 12f Interconnect OFNP PanMPO F/PanM | OM5, 12 Fiber Interconnect, Plenum, PanMPO Female to PanMPO Female, Method B, Ultra Insertion Loss - 89 Feet | PC | 1 | 1 | 1 | 1 | 1157.08
61305634632 | FWTRP7N7NLNF090 | OM5+ 12f Interconnect OFNP PanMPO F/PanM | OM5, 12 Fiber Interconnect, Plenum, PanMPO Female to PanMPO Female, Method B, Ultra Insertion Loss - 90 Feet | PC | 1 | 1 | 1 | 1 | 1164.2
61305634633 | FWTRP7N7NLNF091 | OM5+ 12f Interconnect OFNP PanMPO F/PanM | OM5, 12 Fiber Interconnect, Plenum, PanMPO Female to PanMPO Female, Method B, Ultra Insertion Loss - 91 Feet | PC | 1 | 1 | 1 | 1 | 1171.34
61305634634 | FWTRP7N7NLNF092 | OM5+ 12f Interconnect OFNP PanMPO F/PanM | OM5, 12 Fiber Interconnect, Plenum, PanMPO Female to PanMPO Female, Method B, Ultra Insertion Loss - 92 Feet | PC | 1 | 1 | 1 | 1 | 1178.44
61305634635 | FWTRP7N7NLNF093 | OM5+ 12f Interconnect OFNP PanMPO F/PanM | OM5, 12 Fiber Interconnect, Plenum, PanMPO Female to PanMPO Female, Method B, Ultra Insertion Loss - 93 Feet | PC | 1 | 1 | 1 | 1 | 1185.56
61305634636 | FWTRP7N7NLNF094 | OM5+ 12f Interconnect OFNP PanMPO F/PanM | OM5, 12 Fiber Interconnect, Plenum, PanMPO Female to PanMPO Female, Method B, Ultra Insertion Loss - 94 Feet | PC | 1 | 1 | 1 | 1 | 1192.7
61305634637 | FWTRP7N7NLNF095 | OM5+ 12f Interconnect OFNP PanMPO F/PanM | OM5, 12 Fiber Interconnect, Plenum, PanMPO Female to PanMPO Female, Method B, Ultra Insertion Loss - 95 Feet | PC | 1 | 1 | 1 | 1 | 1199.8
61305634638 | FWTRP7N7NLNF096 | OM5+ 12f Interconnect OFNP PanMPO F/PanM | OM5, 12 Fiber Interconnect, Plenum, PanMPO Female to PanMPO Female, Method B, Ultra Insertion Loss - 96 Feet | PC | 1 | 1 | 1 | 1 | 1206.92
61305634639 | FWTRP7N7NLNF097 | OM5+ 12f Interconnect OFNP PanMPO F/PanM | OM5, 12 Fiber Interconnect, Plenum, PanMPO Female to PanMPO Female, Method B, Ultra Insertion Loss - 97 Feet | PC | 1 | 1 | 1 | 1 | 1214.04
61305634640 | FWTRP7N7NLNF098 | OM5+ 12f Interconnect OFNP PanMPO F/PanM | OM5, 12 Fiber Interconnect, Plenum, PanMPO Female to PanMPO Female, Method B, Ultra Insertion Loss - 98 Feet | PC | 1 | 1 | 1 | 1 | 1221.16
61305634641 | FWTRP7N7NLNF099 | OM5+ 12f Interconnect OFNP PanMPO F/PanM | OM5, 12 Fiber Interconnect, Plenum, PanMPO Female to PanMPO Female, Method B, Ultra Insertion Loss - 99 Feet | PC | 1 | 1 | 1 | 1 | 1228.28
61305634649 | FWTRP7N7NLNF100 | OM5+ 12f Interconnect OFNP PanMPO F/PanM | OM5, 12 Fiber Interconnect, Plenum, PanMPO Female to PanMPO Female, Method B, Ultra Insertion Loss - 100 Feet | PC | 1 | 1 | 1 | 1 | 1235.4
61305635853 | FWTYL7575KAM005 | OM5SigCore12fTrnkLSZH,EA | OM5, 12 Fiber Trunk, Low Smoke Zero Halogen, PanMPO Female to PanMPO Female, HD Flex Transition, Method A, Ultra Insertion Loss, with Pulling Eye on one end - 5 Meters | PC | 1 | 1 | 1 | 1 | 879.1
61305635854 | FWTYL7575KAM006 | OM5SigCore12fTrnkLSZH,EA | OM5, 12 Fiber Trunk, Low Smoke Zero Halogen, PanMPO Female to PanMPO Female, HD Flex Transition, Method A, Ultra Insertion Loss, with Pulling Eye on one end - 6 Meters | PC | 1 | 1 | 1 | 1 | 906.18
61305635855 | FWTYL7575KAM007 | OM5SigCore12fTrnkLSZH,EA | OM5, 12 Fiber Trunk, Low Smoke Zero Halogen, PanMPO Female to PanMPO Female, HD Flex Transition, Method A, Ultra Insertion Loss, with Pulling Eye on one end - 7 Meters | PC | 1 | 1 | 1 | 1 | 933.26
61305635856 | FWTYL7575KAM008 | OM5SigCore12fTrnkLSZH,EA | OM5, 12 Fiber Trunk, Low Smoke Zero Halogen, PanMPO Female to PanMPO Female, HD Flex Transition, Method A, Ultra Insertion Loss, with Pulling Eye on one end - 8 Meters | PC | 1 | 1 | 1 | 1 | 960.34
61305635857 | FWTYL7575KAM009 | OM5SigCore12fTrnkLSZH,EA | OM5, 12 Fiber Trunk, Low Smoke Zero Halogen, PanMPO Female to PanMPO Female, HD Flex Transition, Method A, Ultra Insertion Loss, with Pulling Eye on one end - 9 Meters | PC | 1 | 1 | 1 | 1 | 987.42
61305635858 | FWTYL7575KAM010 | OM5SigCore12fTrnkLSZH,EA | OM5, 12 Fiber Trunk, Low Smoke Zero Halogen, PanMPO Female to PanMPO Female, HD Flex Transition, Method A, Ultra Insertion Loss, with Pulling Eye on one end - 10 Meters | PC | 1 | 1 | 1 | 1 | 1014.5
61305635859 | FWTYL7575KAM011 | OM5SigCore12fTrnkLSZH,EA | OM5, 12 Fiber Trunk, Low Smoke Zero Halogen, PanMPO Female to PanMPO Female, HD Flex Transition, Method A, Ultra Insertion Loss, with Pulling Eye on one end - 11 Meters | PC | 1 | 1 | 1 | 1 | 1041.58
61305635860 | FWTYL7575KAM012 | OM5SigCore12fTrnkLSZH,EA | OM5, 12 Fiber Trunk, Low Smoke Zero Halogen, PanMPO Female to PanMPO Female, HD Flex Transition, Method A, Ultra Insertion Loss, with Pulling Eye on one end - 12 Meters | PC | 1 | 1 | 1 | 1 | 1068.66
61305635861 | FWTYL7575KAM013 | OM5SigCore12fTrnkLSZH,EA | OM5, 12 Fiber Trunk, Low Smoke Zero Halogen, PanMPO Female to PanMPO Female, HD Flex Transition, Method A, Ultra Insertion Loss, with Pulling Eye on one end - 13 Meters | PC | 1 | 1 | 1 | 1 | 1095.74
61305635862 | FWTYL7575KAM014 | OM5SigCore12fTrnkLSZH,EA | OM5, 12 Fiber Trunk, Low Smoke Zero Halogen, PanMPO Female to PanMPO Female, HD Flex Transition, Method A, Ultra Insertion Loss, with Pulling Eye on one end - 14 Meters | PC | 1 | 1 | 1 | 1 | 1122.82
61305635863 | FWTYL7575KAM015 | OM5SigCore12fTrnkLSZH,EA | OM5, 12 Fiber Trunk, Low Smoke Zero Halogen, PanMPO Female to PanMPO Female, HD Flex Transition, Method A, Ultra Insertion Loss, with Pulling Eye on one end - 15 Meters | PC | 1 | 1 | 1 | 1 | 1149.9
61305635864 | FWTYL7575KAM016 | OM5SigCore12fTrnkLSZH,EA | OM5, 12 Fiber Trunk, Low Smoke Zero Halogen, PanMPO Female to PanMPO Female, HD Flex Transition, Method A, Ultra Insertion Loss, with Pulling Eye on one end - 16 Meters | PC | 1 | 1 | 1 | 1 | 1176.98
61305635865 | FWTYL7575KAM017 | OM5SigCore12fTrnkLSZH,EA | OM5, 12 Fiber Trunk, Low Smoke Zero Halogen, PanMPO Female to PanMPO Female, HD Flex Transition, Method A, Ultra Insertion Loss, with Pulling Eye on one end - 17 Meters | PC | 1 | 1 | 1 | 1 | 1204.08
61305635866 | FWTYL7575KAM018 | OM5SigCore12fTrnkLSZH,EA | OM5, 12 Fiber Trunk, Low Smoke Zero Halogen, PanMPO Female to PanMPO Female, HD Flex Transition, Method A, Ultra Insertion Loss, with Pulling Eye on one end - 18 Meters | PC | 1 | 1 | 1 | 1 | 1231.16
61305635867 | FWTYL7575KAM019 | OM5SigCore12fTrnkLSZH,EA | OM5, 12 Fiber Trunk, Low Smoke Zero Halogen, PanMPO Female to PanMPO Female, HD Flex Transition, Method A, Ultra Insertion Loss, with Pulling Eye on one end - 19 Meters | PC | 1 | 1 | 1 | 1 | 1258.24
61305635868 | FWTYL7575KAM020 | OM5SigCore12fTrnkLSZH,EA | OM5, 12 Fiber Trunk, Low Smoke Zero Halogen, PanMPO Female to PanMPO Female, HD Flex Transition, Method A, Ultra Insertion Loss, with Pulling Eye on one end - 20 Meters | PC | 1 | 1 | 1 | 1 | 1285.32
61305635869 | FWTYL7575KAM021 | OM5SigCore12fTrnkLSZH,EA | OM5, 12 Fiber Trunk, Low Smoke Zero Halogen, PanMPO Female to PanMPO Female, HD Flex Transition, Method A, Ultra Insertion Loss, with Pulling Eye on one end - 21 Meters | PC | 1 | 1 | 1 | 1 | 1312.4
61305635870 | FWTYL7575KAM022 | OM5SigCore12fTrnkLSZH,EA | OM5, 12 Fiber Trunk, Low Smoke Zero Halogen, PanMPO Female to PanMPO Female, HD Flex Transition, Method A, Ultra Insertion Loss, with Pulling Eye on one end - 22 Meters | PC | 1 | 1 | 1 | 1 | 1339.48
61305635871 | FWTYL7575KAM023 | OM5SigCore12fTrnkLSZH,EA | OM5, 12 Fiber Trunk, Low Smoke Zero Halogen, PanMPO Female to PanMPO Female, HD Flex Transition, Method A, Ultra Insertion Loss, with Pulling Eye on one end - 23 Meters | PC | 1 | 1 | 1 | 1 | 1366.56
61305635872 | FWTYL7575KAM024 | OM5SigCore12fTrnkLSZH,EA | OM5, 12 Fiber Trunk, Low Smoke Zero Halogen, PanMPO Female to PanMPO Female, HD Flex Transition, Method A, Ultra Insertion Loss, with Pulling Eye on one end - 24 Meters | PC | 1 | 1 | 1 | 1 | 1393.64
61305635873 | FWTYL7575KAM025 | OM5SigCore12fTrnkLSZH,EA | OM5, 12 Fiber Trunk, Low Smoke Zero Halogen, PanMPO Female to PanMPO Female, HD Flex Transition, Method A, Ultra Insertion Loss, with Pulling Eye on one end - 25 Meters | PC | 1 | 1 | 1 | 1 | 1420.72
61305635874 | FWTYL7575KAM026 | OM5SigCore12fTrnkLSZH,EA | OM5, 12 Fiber Trunk, Low Smoke Zero Halogen, PanMPO Female to PanMPO Female, HD Flex Transition, Method A, Ultra Insertion Loss, with Pulling Eye on one end - 26 Meters | PC | 1 | 1 | 1 | 1 | 1447.8
61305635875 | FWTYL7575KAM027 | OM5SigCore12fTrnkLSZH,EA | OM5, 12 Fiber Trunk, Low Smoke Zero Halogen, PanMPO Female to PanMPO Female, HD Flex Transition, Method A, Ultra Insertion Loss, with Pulling Eye on one end - 27 Meters | PC | 1 | 1 | 1 | 1 | 1474.88
61305635876 | FWTYL7575KAM028 | OM5SigCore12fTrnkLSZH,EA | OM5, 12 Fiber Trunk, Low Smoke Zero Halogen, PanMPO Female to PanMPO Female, HD Flex Transition, Method A, Ultra Insertion Loss, with Pulling Eye on one end - 28 Meters | PC | 1 | 1 | 1 | 1 | 1501.96
61305635877 | FWTYL7575KAM029 | OM5SigCore12fTrnkLSZH,EA | OM5, 12 Fiber Trunk, Low Smoke Zero Halogen, PanMPO Female to PanMPO Female, HD Flex Transition, Method A, Ultra Insertion Loss, with Pulling Eye on one end - 29 Meters | PC | 1 | 1 | 1 | 1 | 1529.04
61305635878 | FWTYL7575KAM030 | OM5SigCore12fTrnkLSZH,EA | OM5, 12 Fiber Trunk, Low Smoke Zero Halogen, PanMPO Female to PanMPO Female, HD Flex Transition, Method A, Ultra Insertion Loss, with Pulling Eye on one end - 30 Meters | PC | 1 | 1 | 1 | 1 | 1556.14
61305635986 | FWTYL7575KAM031 | OM5SigCore12fTrnkLSZH,EA | OM5, 12 Fiber Trunk, Low Smoke Zero Halogen, PanMPO Female to PanMPO Female, HD Flex Transition, Method A, Ultra Insertion Loss, with Pulling Eye on one end - 31 Meters | PC | 1 | 1 | 1 | 1 | 1583.22
61305635987 | FWTYL7575KAM032 | OM5SigCore12fTrnkLSZH,EA | OM5, 12 Fiber Trunk, Low Smoke Zero Halogen, PanMPO Female to PanMPO Female, HD Flex Transition, Method A, Ultra Insertion Loss, with Pulling Eye on one end - 32 Meters | PC | 1 | 1 | 1 | 1 | 1610.3
61305635988 | FWTYL7575KAM033 | OM5SigCore12fTrnkLSZH,EA | OM5, 12 Fiber Trunk, Low Smoke Zero Halogen, PanMPO Female to PanMPO Female, HD Flex Transition, Method A, Ultra Insertion Loss, with Pulling Eye on one end - 33 Meters | PC | 1 | 1 | 1 | 1 | 1637.38
61305635989 | FWTYL7575KAM034 | OM5SigCore12fTrnkLSZH,EA | OM5, 12 Fiber Trunk, Low Smoke Zero Halogen, PanMPO Female to PanMPO Female, HD Flex Transition, Method A, Ultra Insertion Loss, with Pulling Eye on one end - 34 Meters | PC | 1 | 1 | 1 | 1 | 1664.46
61305635990 | FWTYL7575KAM035 | OM5SigCore12fTrnkLSZH,EA | OM5, 12 Fiber Trunk, Low Smoke Zero Halogen, PanMPO Female to PanMPO Female, HD Flex Transition, Method A, Ultra Insertion Loss, with Pulling Eye on one end - 35 Meters | PC | 1 | 1 | 1 | 1 | 1691.54
61305635981 | FWTYL7575KAM036 | OM5SigCore12fTrnkLSZH,EA | OM5, 12 Fiber Trunk, Low Smoke Zero Halogen, PanMPO Female to PanMPO Female, HD Flex Transition, Method A, Ultra Insertion Loss, with Pulling Eye on one end - 36 Meters | PC | 1 | 1 | 1 | 1 | 1718.62
61305635982 | FWTYL7575KAM037 | OM5SigCore12fTrnkLSZH,EA | OM5, 12 Fiber Trunk, Low Smoke Zero Halogen, PanMPO Female to PanMPO Female, HD Flex Transition, Method A, Ultra Insertion Loss, with Pulling Eye on one end - 37 Meters | PC | 1 | 1 | 1 | 1 | 1745.7
61305635983 | FWTYL7575KAM038 | OM5SigCore12fTrnkLSZH,EA | OM5, 12 Fiber Trunk, Low Smoke Zero Halogen, PanMPO Female to PanMPO Female, HD Flex Transition, Method A, Ultra Insertion Loss, with Pulling Eye on one end - 38 Meters | PC | 1 | 1 | 1 | 1 | 1772.78
61305635984 | FWTYL7575KAM039 | OM5SigCore12fTrnkLSZH,EA | OM5, 12 Fiber Trunk, Low Smoke Zero Halogen, PanMPO Female to PanMPO Female, HD Flex Transition, Method A, Ultra Insertion Loss, with Pulling Eye on one end - 39 Meters | PC | 1 | 1 | 1 | 1 | 1799.86
61305635985 | FWTYL7575KAM040 | OM5SigCore12fTrnkLSZH,EA | OM5, 12 Fiber Trunk, Low Smoke Zero Halogen, PanMPO Female to PanMPO Female, HD Flex Transition, Method A, Ultra Insertion Loss, with Pulling Eye on one end - 40 Meters | PC | 1 | 1 | 1 | 1 | 1826.94
61305635991 | FWTYL7575KAM041 | OM5SigCore12fTrnkLSZH,EA | OM5, 12 Fiber Trunk, Low Smoke Zero Halogen, PanMPO Female to PanMPO Female, HD Flex Transition, Method A, Ultra Insertion Loss, with Pulling Eye on one end - 41 Meters | PC | 1 | 1 | 1 | 1 | 1854.02
61305635992 | FWTYL7575KAM042 | OM5SigCore12fTrnkLSZH,EA | OM5, 12 Fiber Trunk, Low Smoke Zero Halogen, PanMPO Female to PanMPO Female, HD Flex Transition, Method A, Ultra Insertion Loss, with Pulling Eye on one end - 42 Meters | PC | 1 | 1 | 1 | 1 | 1881.12
61305635993 | FWTYL7575KAM043 | OM5SigCore12fTrnkLSZH,EA | OM5, 12 Fiber Trunk, Low Smoke Zero Halogen, PanMPO Female to PanMPO Female, HD Flex Transition, Method A, Ultra Insertion Loss, with Pulling Eye on one end - 43 Meters | PC | 1 | 1 | 1 | 1 | 1908.2
61305635994 | FWTYL7575KAM044 | OM5SigCore12fTrnkLSZH,EA | OM5, 12 Fiber Trunk, Low Smoke Zero Halogen, PanMPO Female to PanMPO Female, HD Flex Transition, Method A, Ultra Insertion Loss, with Pulling Eye on one end - 44 Meters | PC | 1 | 1 | 1 | 1 | 1935.28
61305635995 | FWTYL7575KAM045 | OM5SigCore12fTrnkLSZH,EA | OM5, 12 Fiber Trunk, Low Smoke Zero Halogen, PanMPO Female to PanMPO Female, HD Flex Transition, Method A, Ultra Insertion Loss, with Pulling Eye on one end - 45 Meters | PC | 1 | 1 | 1 | 1 | 1962.36
61305635996 | FWTYL7575KAM046 | OM5SigCore12fTrnkLSZH,EA | OM5, 12 Fiber Trunk, Low Smoke Zero Halogen, PanMPO Female to PanMPO Female, HD Flex Transition, Method A, Ultra Insertion Loss, with Pulling Eye on one end - 46 Meters | PC | 1 | 1 | 1 | 1 | 1989.44
61305635997 | FWTYL7575KAM047 | OM5SigCore12fTrnkLSZH,EA | OM5, 12 Fiber Trunk, Low Smoke Zero Halogen, PanMPO Female to PanMPO Female, HD Flex Transition, Method A, Ultra Insertion Loss, with Pulling Eye on one end - 47 Meters | PC | 1 | 1 | 1 | 1 | 2016.52
61305635998 | FWTYL7575KAM048 | OM5SigCore12fTrnkLSZH,EA | OM5, 12 Fiber Trunk, Low Smoke Zero Halogen, PanMPO Female to PanMPO Female, HD Flex Transition, Method A, Ultra Insertion Loss, with Pulling Eye on one end - 48 Meters | PC | 1 | 1 | 1 | 1 | 2043.6
61305635999 | FWTYL7575KAM049 | OM5SigCore12fTrnkLSZH,EA | OM5, 12 Fiber Trunk, Low Smoke Zero Halogen, PanMPO Female to PanMPO Female, HD Flex Transition, Method A, Ultra Insertion Loss, with Pulling Eye on one end - 49 Meters | PC | 1 | 1 | 1 | 1 | 2070.68
61305636000 | FWTYL7575KAM050 | OM5SigCore12fTrnkLSZH,EA | OM5, 12 Fiber Trunk, Low Smoke Zero Halogen, PanMPO Female to PanMPO Female, HD Flex Transition, Method A, Ultra Insertion Loss, with Pulling Eye on one end - 50 Meters | PC | 1 | 1 | 1 | 1 | 2097.76
61305636001 | FWTYL7575KAM051 | OM5SigCore12fTrnkLSZH,EA | OM5, 12 Fiber Trunk, Low Smoke Zero Halogen, PanMPO Female to PanMPO Female, HD Flex Transition, Method A, Ultra Insertion Loss, with Pulling Eye on one end - 51 Meters | PC | 1 | 1 | 1 | 1 | 2124.84
61305636002 | FWTYL7575KAM052 | OM5SigCore12fTrnkLSZH,EA | OM5, 12 Fiber Trunk, Low Smoke Zero Halogen, PanMPO Female to PanMPO Female, HD Flex Transition, Method A, Ultra Insertion Loss, with Pulling Eye on one end - 52 Meters | PC | 1 | 1 | 1 | 1 | 2151.92
61305636003 | FWTYL7575KAM053 | OM5SigCore12fTrnkLSZH,EA | OM5, 12 Fiber Trunk, Low Smoke Zero Halogen, PanMPO Female to PanMPO Female, HD Flex Transition, Method A, Ultra Insertion Loss, with Pulling Eye on one end - 53 Meters | PC | 1 | 1 | 1 | 1 | 2179
61305636004 | FWTYL7575KAM054 | OM5SigCore12fTrnkLSZH,EA | OM5, 12 Fiber Trunk, Low Smoke Zero Halogen, PanMPO Female to PanMPO Female, HD Flex Transition, Method A, Ultra Insertion Loss, with Pulling Eye on one end - 54 Meters | PC | 1 | 1 | 1 | 1 | 2206.08
61305636005 | FWTYL7575KAM055 | OM5SigCore12fTrnkLSZH,EA | OM5, 12 Fiber Trunk, Low Smoke Zero Halogen, PanMPO Female to PanMPO Female, HD Flex Transition, Method A, Ultra Insertion Loss, with Pulling Eye on one end - 55 Meters | PC | 1 | 1 | 1 | 1 | 2233.18
61305636006 | FWTYL7575KAM056 | OM5SigCore12fTrnkLSZH,EA | OM5, 12 Fiber Trunk, Low Smoke Zero Halogen, PanMPO Female to PanMPO Female, HD Flex Transition, Method A, Ultra Insertion Loss, with Pulling Eye on one end - 56 Meters | PC | 1 | 1 | 1 | 1 | 2260.26
61305636007 | FWTYL7575KAM057 | OM5SigCore12fTrnkLSZH,EA | OM5, 12 Fiber Trunk, Low Smoke Zero Halogen, PanMPO Female to PanMPO Female, HD Flex Transition, Method A, Ultra Insertion Loss, with Pulling Eye on one end - 57 Meters | PC | 1 | 1 | 1 | 1 | 2287.34
61305636008 | FWTYL7575KAM058 | OM5SigCore12fTrnkLSZH,EA | OM5, 12 Fiber Trunk, Low Smoke Zero Halogen, PanMPO Female to PanMPO Female, HD Flex Transition, Method A, Ultra Insertion Loss, with Pulling Eye on one end - 58 Meters | PC | 1 | 1 | 1 | 1 | 2314.42
61305636009 | FWTYL7575KAM059 | OM5SigCore12fTrnkLSZH,EA | OM5, 12 Fiber Trunk, Low Smoke Zero Halogen, PanMPO Female to PanMPO Female, HD Flex Transition, Method A, Ultra Insertion Loss, with Pulling Eye on one end - 59 Meters | PC | 1 | 1 | 1 | 1 | 2341.5
61305636010 | FWTYL7575KAM060 | OM5SigCore12fTrnkLSZH,EA | OM5, 12 Fiber Trunk, Low Smoke Zero Halogen, PanMPO Female to PanMPO Female, HD Flex Transition, Method A, Ultra Insertion Loss, with Pulling Eye on one end - 60 Meters | PC | 1 | 1 | 1 | 1 | 2368.58
61305636011 | FWTYL7575KAM061 | OM5SigCore12fTrnkLSZH,EA | OM5, 12 Fiber Trunk, Low Smoke Zero Halogen, PanMPO Female to PanMPO Female, HD Flex Transition, Method A, Ultra Insertion Loss, with Pulling Eye on one end - 61 Meters | PC | 1 | 1 | 1 | 1 | 2395.66
61305636012 | FWTYL7575KAM062 | OM5SigCore12fTrnkLSZH,EA | OM5, 12 Fiber Trunk, Low Smoke Zero Halogen, PanMPO Female to PanMPO Female, HD Flex Transition, Method A, Ultra Insertion Loss, with Pulling Eye on one end - 62 Meters | PC | 1 | 1 | 1 | 1 | 2422.74
61305636013 | FWTYL7575KAM063 | OM5SigCore12fTrnkLSZH,EA | OM5, 12 Fiber Trunk, Low Smoke Zero Halogen, PanMPO Female to PanMPO Female, HD Flex Transition, Method A, Ultra Insertion Loss, with Pulling Eye on one end - 63 Meters | PC | 1 | 1 | 1 | 1 | 2449.82
61305636014 | FWTYL7575KAM064 | OM5SigCore12fTrnkLSZH,EA | OM5, 12 Fiber Trunk, Low Smoke Zero Halogen, PanMPO Female to PanMPO Female, HD Flex Transition, Method A, Ultra Insertion Loss, with Pulling Eye on one end - 64 Meters | PC | 1 | 1 | 1 | 1 | 2476.9
61305636015 | FWTYL7575KAM065 | OM5SigCore12fTrnkLSZH,EA | OM5, 12 Fiber Trunk, Low Smoke Zero Halogen, PanMPO Female to PanMPO Female, HD Flex Transition, Method A, Ultra Insertion Loss, with Pulling Eye on one end - 65 Meters | PC | 1 | 1 | 1 | 1 | 2503.98
61305636016 | FWTYL7575KAM066 | OM5SigCore12fTrnkLSZH,EA | OM5, 12 Fiber Trunk, Low Smoke Zero Halogen, PanMPO Female to PanMPO Female, HD Flex Transition, Method A, Ultra Insertion Loss, with Pulling Eye on one end - 66 Meters | PC | 1 | 1 | 1 | 1 | 2531.06
61305636017 | FWTYL7575KAM067 | OM5SigCore12fTrnkLSZH,EA | OM5, 12 Fiber Trunk, Low Smoke Zero Halogen, PanMPO Female to PanMPO Female, HD Flex Transition, Method A, Ultra Insertion Loss, with Pulling Eye on one end - 67 Meters | PC | 1 | 1 | 1 | 1 | 2558.16
61305636018 | FWTYL7575KAM068 | OM5SigCore12fTrnkLSZH,EA | OM5, 12 Fiber Trunk, Low Smoke Zero Halogen, PanMPO Female to PanMPO Female, HD Flex Transition, Method A, Ultra Insertion Loss, with Pulling Eye on one end - 68 Meters | PC | 1 | 1 | 1 | 1 | 2585.24
61305636019 | FWTYL7575KAM069 | OM5SigCore12fTrnkLSZH,EA | OM5, 12 Fiber Trunk, Low Smoke Zero Halogen, PanMPO Female to PanMPO Female, HD Flex Transition, Method A, Ultra Insertion Loss, with Pulling Eye on one end - 69 Meters | PC | 1 | 1 | 1 | 1 | 2612.32
61305636020 | FWTYL7575KAM070 | OM5SigCore12fTrnkLSZH,EA | OM5, 12 Fiber Trunk, Low Smoke Zero Halogen, PanMPO Female to PanMPO Female, HD Flex Transition, Method A, Ultra Insertion Loss, with Pulling Eye on one end - 70 Meters | PC | 1 | 1 | 1 | 1 | 2639.4
61305636021 | FWTYL7575KAM071 | OM5SigCore12fTrnkLSZH,EA | OM5, 12 Fiber Trunk, Low Smoke Zero Halogen, PanMPO Female to PanMPO Female, HD Flex Transition, Method A, Ultra Insertion Loss, with Pulling Eye on one end - 71 Meters | PC | 1 | 1 | 1 | 1 | 2666.48
61305636022 | FWTYL7575KAM072 | OM5SigCore12fTrnkLSZH,EA | OM5, 12 Fiber Trunk, Low Smoke Zero Halogen, PanMPO Female to PanMPO Female, HD Flex Transition, Method A, Ultra Insertion Loss, with Pulling Eye on one end - 72 Meters | PC | 1 | 1 | 1 | 1 | 2693.56
61305636023 | FWTYL7575KAM073 | OM5SigCore12fTrnkLSZH,EA | OM5, 12 Fiber Trunk, Low Smoke Zero Halogen, PanMPO Female to PanMPO Female, HD Flex Transition, Method A, Ultra Insertion Loss, with Pulling Eye on one end - 73 Meters | PC | 1 | 1 | 1 | 1 | 2720.64
61305636024 | FWTYL7575KAM074 | OM5SigCore12fTrnkLSZH,EA | OM5, 12 Fiber Trunk, Low Smoke Zero Halogen, PanMPO Female to PanMPO Female, HD Flex Transition, Method A, Ultra Insertion Loss, with Pulling Eye on one end - 74 Meters | PC | 1 | 1 | 1 | 1 | 2747.72
61305636025 | FWTYL7575KAM075 | OM5SigCore12fTrnkLSZH,EA | OM5, 12 Fiber Trunk, Low Smoke Zero Halogen, PanMPO Female to PanMPO Female, HD Flex Transition, Method A, Ultra Insertion Loss, with Pulling Eye on one end - 75 Meters | PC | 1 | 1 | 1 | 1 | 2774.8
61305636026 | FWTYL7575KAM076 | OM5SigCore12fTrnkLSZH,EA | OM5, 12 Fiber Trunk, Low Smoke Zero Halogen, PanMPO Female to PanMPO Female, HD Flex Transition, Method A, Ultra Insertion Loss, with Pulling Eye on one end - 76 Meters | PC | 1 | 1 | 1 | 1 | 2801.88
61305636103 | FWTYL7575KAM077 | OM5SigCore12fTrnkLSZH,EA | OM5, 12 Fiber Trunk, Low Smoke Zero Halogen, PanMPO Female to PanMPO Female, HD Flex Transition, Method A, Ultra Insertion Loss, with Pulling Eye on one end - 77 Meters | PC | 1 | 1 | 1 | 1 | 2828.96
61305636104 | FWTYL7575KAM078 | OM5SigCore12fTrnkLSZH,EA | OM5, 12 Fiber Trunk, Low Smoke Zero Halogen, PanMPO Female to PanMPO Female, HD Flex Transition, Method A, Ultra Insertion Loss, with Pulling Eye on one end - 78 Meters | PC | 1 | 1 | 1 | 1 | 2856.04
61305636105 | FWTYL7575KAM079 | OM5SigCore12fTrnkLSZH,EA | OM5, 12 Fiber Trunk, Low Smoke Zero Halogen, PanMPO Female to PanMPO Female, HD Flex Transition, Method A, Ultra Insertion Loss, with Pulling Eye on one end - 79 Meters | PC | 1 | 1 | 1 | 1 | 2883.12
61305636106 | FWTYL7575KAM080 | OM5SigCore12fTrnkLSZH,EA | OM5, 12 Fiber Trunk, Low Smoke Zero Halogen, PanMPO Female to PanMPO Female, HD Flex Transition, Method A, Ultra Insertion Loss, with Pulling Eye on one end - 80 Meters | PC | 1 | 1 | 1 | 1 | 2910.22
61305636107 | FWTYL7575KAM081 | OM5SigCore12fTrnkLSZH,EA | OM5, 12 Fiber Trunk, Low Smoke Zero Halogen, PanMPO Female to PanMPO Female, HD Flex Transition, Method A, Ultra Insertion Loss, with Pulling Eye on one end - 81 Meters | PC | 1 | 1 | 1 | 1 | 2937.3
61305636108 | FWTYL7575KAM082 | OM5SigCore12fTrnkLSZH,EA | OM5, 12 Fiber Trunk, Low Smoke Zero Halogen, PanMPO Female to PanMPO Female, HD Flex Transition, Method A, Ultra Insertion Loss, with Pulling Eye on one end - 82 Meters | PC | 1 | 1 | 1 | 1 | 2964.38
61305636109 | FWTYL7575KAM083 | OM5SigCore12fTrnkLSZH,EA | OM5, 12 Fiber Trunk, Low Smoke Zero Halogen, PanMPO Female to PanMPO Female, HD Flex Transition, Method A, Ultra Insertion Loss, with Pulling Eye on one end - 83 Meters | PC | 1 | 1 | 1 | 1 | 2991.46
61305636110 | FWTYL7575KAM084 | OM5SigCore12fTrnkLSZH,EA | OM5, 12 Fiber Trunk, Low Smoke Zero Halogen, PanMPO Female to PanMPO Female, HD Flex Transition, Method A, Ultra Insertion Loss, with Pulling Eye on one end - 84 Meters | PC | 1 | 1 | 1 | 1 | 3018.54
61305636111 | FWTYL7575KAM085 | OM5SigCore12fTrnkLSZH,EA | OM5, 12 Fiber Trunk, Low Smoke Zero Halogen, PanMPO Female to PanMPO Female, HD Flex Transition, Method A, Ultra Insertion Loss, with Pulling Eye on one end - 85 Meters | PC | 1 | 1 | 1 | 1 | 3045.62
61305636112 | FWTYL7575KAM086 | OM5SigCore12fTrnkLSZH,EA | OM5, 12 Fiber Trunk, Low Smoke Zero Halogen, PanMPO Female to PanMPO Female, HD Flex Transition, Method A, Ultra Insertion Loss, with Pulling Eye on one end - 86 Meters | PC | 1 | 1 | 1 | 1 | 3072.7
61305636113 | FWTYL7575KAM087 | OM5SigCore12fTrnkLSZH,EA | OM5, 12 Fiber Trunk, Low Smoke Zero Halogen, PanMPO Female to PanMPO Female, HD Flex Transition, Method A, Ultra Insertion Loss, with Pulling Eye on one end - 87 Meters | PC | 1 | 1 | 1 | 1 | 3099.78
61305636114 | FWTYL7575KAM088 | OM5SigCore12fTrnkLSZH,EA | OM5, 12 Fiber Trunk, Low Smoke Zero Halogen, PanMPO Female to PanMPO Female, HD Flex Transition, Method A, Ultra Insertion Loss, with Pulling Eye on one end - 88 Meters | PC | 1 | 1 | 1 | 1 | 3126.86
61305636115 | FWTYL7575KAM089 | OM5SigCore12fTrnkLSZH,EA | OM5, 12 Fiber Trunk, Low Smoke Zero Halogen, PanMPO Female to PanMPO Female, HD Flex Transition, Method A, Ultra Insertion Loss, with Pulling Eye on one end - 89 Meters | PC | 1 | 1 | 1 | 1 | 3153.94
61305636116 | FWTYL7575KAM090 | OM5SigCore12fTrnkLSZH,EA | OM5, 12 Fiber Trunk, Low Smoke Zero Halogen, PanMPO Female to PanMPO Female, HD Flex Transition, Method A, Ultra Insertion Loss, with Pulling Eye on one end - 90 Meters | PC | 1 | 1 | 1 | 1 | 3181.02
61305636117 | FWTYL7575KAM091 | OM5SigCore12fTrnkLSZH,EA | OM5, 12 Fiber Trunk, Low Smoke Zero Halogen, PanMPO Female to PanMPO Female, HD Flex Transition, Method A, Ultra Insertion Loss, with Pulling Eye on one end - 91 Meters | PC | 1 | 1 | 1 | 1 | 3208.1
61305636118 | FWTYL7575KAM092 | OM5SigCore12fTrnkLSZH,EA | OM5, 12 Fiber Trunk, Low Smoke Zero Halogen, PanMPO Female to PanMPO Female, HD Flex Transition, Method A, Ultra Insertion Loss, with Pulling Eye on one end - 92 Meters | PC | 1 | 1 | 1 | 1 | 3235.2
61305636119 | FWTYL7575KAM093 | OM5SigCore12fTrnkLSZH,EA | OM5, 12 Fiber Trunk, Low Smoke Zero Halogen, PanMPO Female to PanMPO Female, HD Flex Transition, Method A, Ultra Insertion Loss, with Pulling Eye on one end - 93 Meters | PC | 1 | 1 | 1 | 1 | 3262.28
61305636120 | FWTYL7575KAM094 | OM5SigCore12fTrnkLSZH,EA | OM5, 12 Fiber Trunk, Low Smoke Zero Halogen, PanMPO Female to PanMPO Female, HD Flex Transition, Method A, Ultra Insertion Loss, with Pulling Eye on one end - 94 Meters | PC | 1 | 1 | 1 | 1 | 3289.36
61305636121 | FWTYL7575KAM095 | OM5SigCore12fTrnkLSZH,EA | OM5, 12 Fiber Trunk, Low Smoke Zero Halogen, PanMPO Female to PanMPO Female, HD Flex Transition, Method A, Ultra Insertion Loss, with Pulling Eye on one end - 95 Meters | PC | 1 | 1 | 1 | 1 | 3316.44
61305636122 | FWTYL7575KAM096 | OM5SigCore12fTrnkLSZH,EA | OM5, 12 Fiber Trunk, Low Smoke Zero Halogen, PanMPO Female to PanMPO Female, HD Flex Transition, Method A, Ultra Insertion Loss, with Pulling Eye on one end - 96 Meters | PC | 1 | 1 | 1 | 1 | 3343.52
61305636123 | FWTYL7575KAM097 | OM5SigCore12fTrnkLSZH,EA | OM5, 12 Fiber Trunk, Low Smoke Zero Halogen, PanMPO Female to PanMPO Female, HD Flex Transition, Method A, Ultra Insertion Loss, with Pulling Eye on one end - 97 Meters | PC | 1 | 1 | 1 | 1 | 3370.6
61305636124 | FWTYL7575KAM098 | OM5SigCore12fTrnkLSZH,EA | OM5, 12 Fiber Trunk, Low Smoke Zero Halogen, PanMPO Female to PanMPO Female, HD Flex Transition, Method A, Ultra Insertion Loss, with Pulling Eye on one end - 98 Meters | PC | 1 | 1 | 1 | 1 | 3397.68
61305636125 | FWTYL7575KAM099 | OM5SigCore12fTrnkLSZH,EA | OM5, 12 Fiber Trunk, Low Smoke Zero Halogen, PanMPO Female to PanMPO Female, HD Flex Transition, Method A, Ultra Insertion Loss, with Pulling Eye on one end - 99 Meters | PC | 1 | 1 | 1 | 1 | 3424.76
61305636126 | FWTYL7575KAM100 | OM5SigCore12fTrnkLSZH,EA | OM5, 12 Fiber Trunk, Low Smoke Zero Halogen, PanMPO Female to PanMPO Female, HD Flex Transition, Method A, Ultra Insertion Loss, with Pulling Eye on one end - 100 Meters | PC | 1 | 1 | 1 | 1 | 3451.84
61305635827 | FWTYL7575KNM005 | OM5SigCore12fTrnkLSZH,EA | OM5, 12 Fiber Trunk, Low Smoke Zero Halogen, PanMPO Female to PanMPO Female, HD Flex Transition, Method A, Ultra Insertion Loss - 5 Meters | PC | 1 | 1 | 1 | 1 | 879.1
61305635828 | FWTYL7575KNM006 | OM5SigCore12fTrnkLSZH,EA | OM5, 12 Fiber Trunk, Low Smoke Zero Halogen, PanMPO Female to PanMPO Female, HD Flex Transition, Method A, Ultra Insertion Loss - 6 Meters | PC | 1 | 1 | 1 | 1 | 906.18
61305635829 | FWTYL7575KNM007 | OM5SigCore12fTrnkLSZH,EA | OM5, 12 Fiber Trunk, Low Smoke Zero Halogen, PanMPO Female to PanMPO Female, HD Flex Transition, Method A, Ultra Insertion Loss - 7 Meters | PC | 1 | 1 | 1 | 1 | 933.26
61305635830 | FWTYL7575KNM008 | OM5SigCore12fTrnkLSZH,EA | OM5, 12 Fiber Trunk, Low Smoke Zero Halogen, PanMPO Female to PanMPO Female, HD Flex Transition, Method A, Ultra Insertion Loss - 8 Meters | PC | 1 | 1 | 1 | 1 | 960.34
61305635831 | FWTYL7575KNM009 | OM5SigCore12fTrnkLSZH,EA | OM5, 12 Fiber Trunk, Low Smoke Zero Halogen, PanMPO Female to PanMPO Female, HD Flex Transition, Method A, Ultra Insertion Loss - 9 Meters | PC | 1 | 1 | 1 | 1 | 987.42
61305635832 | FWTYL7575KNM010 | OM5SigCore12fTrnkLSZH,EA | OM5, 12 Fiber Trunk, Low Smoke Zero Halogen, PanMPO Female to PanMPO Female, HD Flex Transition, Method A, Ultra Insertion Loss - 10 Meters | PC | 1 | 1 | 1 | 1 | 1014.5
61305635833 | FWTYL7575KNM011 | OM5SigCore12fTrnkLSZH,EA | OM5, 12 Fiber Trunk, Low Smoke Zero Halogen, PanMPO Female to PanMPO Female, HD Flex Transition, Method A, Ultra Insertion Loss - 11 Meters | PC | 1 | 1 | 1 | 1 | 1041.58
61305635834 | FWTYL7575KNM012 | OM5SigCore12fTrnkLSZH,EA | OM5, 12 Fiber Trunk, Low Smoke Zero Halogen, PanMPO Female to PanMPO Female, HD Flex Transition, Method A, Ultra Insertion Loss - 12 Meters | PC | 1 | 1 | 1 | 1 | 1068.66
61305635835 | FWTYL7575KNM013 | OM5SigCore12fTrnkLSZH,EA | OM5, 12 Fiber Trunk, Low Smoke Zero Halogen, PanMPO Female to PanMPO Female, HD Flex Transition, Method A, Ultra Insertion Loss - 13 Meters | PC | 1 | 1 | 1 | 1 | 1095.74
61305635836 | FWTYL7575KNM014 | OM5SigCore12fTrnkLSZH,EA | OM5, 12 Fiber Trunk, Low Smoke Zero Halogen, PanMPO Female to PanMPO Female, HD Flex Transition, Method A, Ultra Insertion Loss - 14 Meters | PC | 1 | 1 | 1 | 1 | 1122.82
61305635837 | FWTYL7575KNM015 | OM5SigCore12fTrnkLSZH,EA | OM5, 12 Fiber Trunk, Low Smoke Zero Halogen, PanMPO Female to PanMPO Female, HD Flex Transition, Method A, Ultra Insertion Loss - 15 Meters | PC | 1 | 1 | 1 | 1 | 1149.9
61305635838 | FWTYL7575KNM016 | OM5SigCore12fTrnkLSZH,EA | OM5, 12 Fiber Trunk, Low Smoke Zero Halogen, PanMPO Female to PanMPO Female, HD Flex Transition, Method A, Ultra Insertion Loss - 16 Meters | PC | 1 | 1 | 1 | 1 | 1176.98
61305635839 | FWTYL7575KNM017 | OM5SigCore12fTrnkLSZH,EA | OM5, 12 Fiber Trunk, Low Smoke Zero Halogen, PanMPO Female to PanMPO Female, HD Flex Transition, Method A, Ultra Insertion Loss - 17 Meters | PC | 1 | 1 | 1 | 1 | 1204.08
61305635840 | FWTYL7575KNM018 | OM5SigCore12fTrnkLSZH,EA | OM5, 12 Fiber Trunk, Low Smoke Zero Halogen, PanMPO Female to PanMPO Female, HD Flex Transition, Method A, Ultra Insertion Loss - 18 Meters | PC | 1 | 1 | 1 | 1 | 1231.16
61305635841 | FWTYL7575KNM019 | OM5SigCore12fTrnkLSZH,EA | OM5, 12 Fiber Trunk, Low Smoke Zero Halogen, PanMPO Female to PanMPO Female, HD Flex Transition, Method A, Ultra Insertion Loss - 19 Meters | PC | 1 | 1 | 1 | 1 | 1258.24
61305635842 | FWTYL7575KNM020 | OM5SigCore12fTrnkLSZH,EA | OM5, 12 Fiber Trunk, Low Smoke Zero Halogen, PanMPO Female to PanMPO Female, HD Flex Transition, Method A, Ultra Insertion Loss - 20 Meters | PC | 1 | 1 | 1 | 1 | 1285.32
61305635843 | FWTYL7575KNM021 | OM5SigCore12fTrnkLSZH,EA | OM5, 12 Fiber Trunk, Low Smoke Zero Halogen, PanMPO Female to PanMPO Female, HD Flex Transition, Method A, Ultra Insertion Loss - 21 Meters | PC | 1 | 1 | 1 | 1 | 1312.4
61305635844 | FWTYL7575KNM022 | OM5SigCore12fTrnkLSZH,EA | OM5, 12 Fiber Trunk, Low Smoke Zero Halogen, PanMPO Female to PanMPO Female, HD Flex Transition, Method A, Ultra Insertion Loss - 22 Meters | PC | 1 | 1 | 1 | 1 | 1339.48
61305635845 | FWTYL7575KNM023 | OM5SigCore12fTrnkLSZH,EA | OM5, 12 Fiber Trunk, Low Smoke Zero Halogen, PanMPO Female to PanMPO Female, HD Flex Transition, Method A, Ultra Insertion Loss - 23 Meters | PC | 1 | 1 | 1 | 1 | 1366.56
61305635846 | FWTYL7575KNM024 | OM5SigCore12fTrnkLSZH,EA | OM5, 12 Fiber Trunk, Low Smoke Zero Halogen, PanMPO Female to PanMPO Female, HD Flex Transition, Method A, Ultra Insertion Loss - 24 Meters | PC | 1 | 1 | 1 | 1 | 1393.64
61305635847 | FWTYL7575KNM025 | OM5SigCore12fTrnkLSZH,EA | OM5, 12 Fiber Trunk, Low Smoke Zero Halogen, PanMPO Female to PanMPO Female, HD Flex Transition, Method A, Ultra Insertion Loss - 25 Meters | PC | 1 | 1 | 1 | 1 | 1420.72
61305635848 | FWTYL7575KNM026 | OM5SigCore12fTrnkLSZH,EA | OM5, 12 Fiber Trunk, Low Smoke Zero Halogen, PanMPO Female to PanMPO Female, HD Flex Transition, Method A, Ultra Insertion Loss - 26 Meters | PC | 1 | 1 | 1 | 1 | 1447.8
61305635849 | FWTYL7575KNM027 | OM5SigCore12fTrnkLSZH,EA | OM5, 12 Fiber Trunk, Low Smoke Zero Halogen, PanMPO Female to PanMPO Female, HD Flex Transition, Method A, Ultra Insertion Loss - 27 Meters | PC | 1 | 1 | 1 | 1 | 1474.88
61305635850 | FWTYL7575KNM028 | OM5SigCore12fTrnkLSZH,EA | OM5, 12 Fiber Trunk, Low Smoke Zero Halogen, PanMPO Female to PanMPO Female, HD Flex Transition, Method A, Ultra Insertion Loss - 28 Meters | PC | 1 | 1 | 1 | 1 | 1501.96
61305635851 | FWTYL7575KNM029 | OM5SigCore12fTrnkLSZH,EA | OM5, 12 Fiber Trunk, Low Smoke Zero Halogen, PanMPO Female to PanMPO Female, HD Flex Transition, Method A, Ultra Insertion Loss - 29 Meters | PC | 1 | 1 | 1 | 1 | 1529.04
61305635852 | FWTYL7575KNM030 | OM5SigCore12fTrnkLSZH,EA | OM5, 12 Fiber Trunk, Low Smoke Zero Halogen, PanMPO Female to PanMPO Female, HD Flex Transition, Method A, Ultra Insertion Loss - 30 Meters | PC | 1 | 1 | 1 | 1 | 1556.14
61305635961 | FWTYL7575KNM031 | OM5SigCore12fTrnkLSZH,EA | OM5, 12 Fiber Trunk, Low Smoke Zero Halogen, PanMPO Female to PanMPO Female, HD Flex Transition, Method A, Ultra Insertion Loss - 31 Meters | PC | 1 | 1 | 1 | 1 | 1583.22
61305635962 | FWTYL7575KNM032 | OM5SigCore12fTrnkLSZH,EA | OM5, 12 Fiber Trunk, Low Smoke Zero Halogen, PanMPO Female to PanMPO Female, HD Flex Transition, Method A, Ultra Insertion Loss - 32 Meters | PC | 1 | 1 | 1 | 1 | 1610.3
61305635963 | FWTYL7575KNM033 | OM5SigCore12fTrnkLSZH,EA | OM5, 12 Fiber Trunk, Low Smoke Zero Halogen, PanMPO Female to PanMPO Female, HD Flex Transition, Method A, Ultra Insertion Loss - 33 Meters | PC | 1 | 1 | 1 | 1 | 1637.38
61305635964 | FWTYL7575KNM034 | OM5SigCore12fTrnkLSZH,EA | OM5, 12 Fiber Trunk, Low Smoke Zero Halogen, PanMPO Female to PanMPO Female, HD Flex Transition, Method A, Ultra Insertion Loss - 34 Meters | PC | 1 | 1 | 1 | 1 | 1664.46
61305635965 | FWTYL7575KNM035 | OM5SigCore12fTrnkLSZH,EA | OM5, 12 Fiber Trunk, Low Smoke Zero Halogen, PanMPO Female to PanMPO Female, HD Flex Transition, Method A, Ultra Insertion Loss - 35 Meters | PC | 1 | 1 | 1 | 1 | 1691.54
61305635966 | FWTYL7575KNM036 | OM5SigCore12fTrnkLSZH,EA | OM5, 12 Fiber Trunk, Low Smoke Zero Halogen, PanMPO Female to PanMPO Female, HD Flex Transition, Method A, Ultra Insertion Loss - 36 Meters | PC | 1 | 1 | 1 | 1 | 1718.62
61305635967 | FWTYL7575KNM037 | OM5SigCore12fTrnkLSZH,EA | OM5, 12 Fiber Trunk, Low Smoke Zero Halogen, PanMPO Female to PanMPO Female, HD Flex Transition, Method A, Ultra Insertion Loss - 37 Meters | PC | 1 | 1 | 1 | 1 | 1745.7
61305635968 | FWTYL7575KNM038 | OM5SigCore12fTrnkLSZH,EA | OM5, 12 Fiber Trunk, Low Smoke Zero Halogen, PanMPO Female to PanMPO Female, HD Flex Transition, Method A, Ultra Insertion Loss - 38 Meters | PC | 1 | 1 | 1 | 1 | 1772.78
61305635969 | FWTYL7575KNM039 | OM5SigCore12fTrnkLSZH,EA | OM5, 12 Fiber Trunk, Low Smoke Zero Halogen, PanMPO Female to PanMPO Female, HD Flex Transition, Method A, Ultra Insertion Loss - 39 Meters | PC | 1 | 1 | 1 | 1 | 1799.86
61305635970 | FWTYL7575KNM040 | OM5SigCore12fTrnkLSZH,EA | OM5, 12 Fiber Trunk, Low Smoke Zero Halogen, PanMPO Female to PanMPO Female, HD Flex Transition, Method A, Ultra Insertion Loss - 40 Meters | PC | 1 | 1 | 1 | 1 | 1826.94
61305635971 | FWTYL7575KNM041 | OM5SigCore12fTrnkLSZH,EA | OM5, 12 Fiber Trunk, Low Smoke Zero Halogen, PanMPO Female to PanMPO Female, HD Flex Transition, Method A, Ultra Insertion Loss - 41 Meters | PC | 1 | 1 | 1 | 1 | 1854.02
61305635972 | FWTYL7575KNM042 | OM5SigCore12fTrnkLSZH,EA | OM5, 12 Fiber Trunk, Low Smoke Zero Halogen, PanMPO Female to PanMPO Female, HD Flex Transition, Method A, Ultra Insertion Loss - 42 Meters | PC | 1 | 1 | 1 | 1 | 1881.12
61305635973 | FWTYL7575KNM043 | OM5SigCore12fTrnkLSZH,EA | OM5, 12 Fiber Trunk, Low Smoke Zero Halogen, PanMPO Female to PanMPO Female, HD Flex Transition, Method A, Ultra Insertion Loss - 43 Meters | PC | 1 | 1 | 1 | 1 | 1908.2
61305635974 | FWTYL7575KNM044 | OM5SigCore12fTrnkLSZH,EA | OM5, 12 Fiber Trunk, Low Smoke Zero Halogen, PanMPO Female to PanMPO Female, HD Flex Transition, Method A, Ultra Insertion Loss - 44 Meters | PC | 1 | 1 | 1 | 1 | 1935.28
61305635975 | FWTYL7575KNM045 | OM5SigCore12fTrnkLSZH,EA | OM5, 12 Fiber Trunk, Low Smoke Zero Halogen, PanMPO Female to PanMPO Female, HD Flex Transition, Method A, Ultra Insertion Loss - 45 Meters | PC | 1 | 1 | 1 | 1 | 1962.36
61305635976 | FWTYL7575KNM046 | OM5SigCore12fTrnkLSZH,EA | OM5, 12 Fiber Trunk, Low Smoke Zero Halogen, PanMPO Female to PanMPO Female, HD Flex Transition, Method A, Ultra Insertion Loss - 46 Meters | PC | 1 | 1 | 1 | 1 | 1989.44
61305635977 | FWTYL7575KNM047 | OM5SigCore12fTrnkLSZH,EA | OM5, 12 Fiber Trunk, Low Smoke Zero Halogen, PanMPO Female to PanMPO Female, HD Flex Transition, Method A, Ultra Insertion Loss - 47 Meters | PC | 1 | 1 | 1 | 1 | 2016.52
61305635978 | FWTYL7575KNM048 | OM5SigCore12fTrnkLSZH,EA | OM5, 12 Fiber Trunk, Low Smoke Zero Halogen, PanMPO Female to PanMPO Female, HD Flex Transition, Method A, Ultra Insertion Loss - 48 Meters | PC | 1 | 1 | 1 | 1 | 2043.6
61305635979 | FWTYL7575KNM049 | OM5SigCore12fTrnkLSZH,EA | OM5, 12 Fiber Trunk, Low Smoke Zero Halogen, PanMPO Female to PanMPO Female, HD Flex Transition, Method A, Ultra Insertion Loss - 49 Meters | PC | 1 | 1 | 1 | 1 | 2070.68
61305635980 | FWTYL7575KNM050 | OM5SigCore12fTrnkLSZH,EA | OM5, 12 Fiber Trunk, Low Smoke Zero Halogen, PanMPO Female to PanMPO Female, HD Flex Transition, Method A, Ultra Insertion Loss - 50 Meters | PC | 1 | 1 | 1 | 1 | 2097.76
61305635905 | FWTYL7575LAM005 | OM5SigCore12fTrnkLSZH,EA | OM5, 12 Fiber Trunk, Low Smoke Zero Halogen, PanMPO Female to PanMPO Female, HD Flex Transition, Method B, Ultra Insertion Loss, with Pulling Eye on one end - 5 Meters | PC | 1 | 1 | 1 | 1 | 879.1
61305635906 | FWTYL7575LAM006 | OM5SigCore12fTrnkLSZH,EA | OM5, 12 Fiber Trunk, Low Smoke Zero Halogen, PanMPO Female to PanMPO Female, HD Flex Transition, Method B, Ultra Insertion Loss, with Pulling Eye on one end - 6 Meters | PC | 1 | 1 | 1 | 1 | 906.18
61305635907 | FWTYL7575LAM007 | OM5SigCore12fTrnkLSZH,EA | OM5, 12 Fiber Trunk, Low Smoke Zero Halogen, PanMPO Female to PanMPO Female, HD Flex Transition, Method B, Ultra Insertion Loss, with Pulling Eye on one end - 7 Meters | PC | 1 | 1 | 1 | 1 | 933.26
61305635908 | FWTYL7575LAM008 | OM5SigCore12fTrnkLSZH,EA | OM5, 12 Fiber Trunk, Low Smoke Zero Halogen, PanMPO Female to PanMPO Female, HD Flex Transition, Method B, Ultra Insertion Loss, with Pulling Eye on one end - 8 Meters | PC | 1 | 1 | 1 | 1 | 960.34
61305635909 | FWTYL7575LAM009 | OM5SigCore12fTrnkLSZH,EA | OM5, 12 Fiber Trunk, Low Smoke Zero Halogen, PanMPO Female to PanMPO Female, HD Flex Transition, Method B, Ultra Insertion Loss, with Pulling Eye on one end - 9 Meters | PC | 1 | 1 | 1 | 1 | 987.42
61305635910 | FWTYL7575LAM010 | OM5SigCore12fTrnkLSZH,EA | OM5, 12 Fiber Trunk, Low Smoke Zero Halogen, PanMPO Female to PanMPO Female, HD Flex Transition, Method B, Ultra Insertion Loss, with Pulling Eye on one end - 10 Meters | PC | 1 | 1 | 1 | 1 | 1014.5
61305635911 | FWTYL7575LAM011 | OM5SigCore12fTrnkLSZH,EA | OM5, 12 Fiber Trunk, Low Smoke Zero Halogen, PanMPO Female to PanMPO Female, HD Flex Transition, Method B, Ultra Insertion Loss, with Pulling Eye on one end - 11 Meters | PC | 1 | 1 | 1 | 1 | 1041.58
61305635912 | FWTYL7575LAM012 | OM5SigCore12fTrnkLSZH,EA | OM5, 12 Fiber Trunk, Low Smoke Zero Halogen, PanMPO Female to PanMPO Female, HD Flex Transition, Method B, Ultra Insertion Loss, with Pulling Eye on one end - 12 Meters | PC | 1 | 1 | 1 | 1 | 1068.66
61305635913 | FWTYL7575LAM013 | OM5SigCore12fTrnkLSZH,EA | OM5, 12 Fiber Trunk, Low Smoke Zero Halogen, PanMPO Female to PanMPO Female, HD Flex Transition, Method B, Ultra Insertion Loss, with Pulling Eye on one end - 13 Meters | PC | 1 | 1 | 1 | 1 | 1095.74
61305635914 | FWTYL7575LAM014 | OM5SigCore12fTrnkLSZH,EA | OM5, 12 Fiber Trunk, Low Smoke Zero Halogen, PanMPO Female to PanMPO Female, HD Flex Transition, Method B, Ultra Insertion Loss, with Pulling Eye on one end - 14 Meters | PC | 1 | 1 | 1 | 1 | 1122.82
61305635916 | FWTYL7575LAM015 | OM5SigCore12fTrnkLSZH,EA | OM5, 12 Fiber Trunk, Low Smoke Zero Halogen, PanMPO Female to PanMPO Female, HD Flex Transition, Method B, Ultra Insertion Loss, with Pulling Eye on one end - 15 Meters | PC | 1 | 1 | 1 | 1 | 1149.9
61305635918 | FWTYL7575LAM016 | OM5SigCore12fTrnkLSZH,EA | OM5, 12 Fiber Trunk, Low Smoke Zero Halogen, PanMPO Female to PanMPO Female, HD Flex Transition, Method B, Ultra Insertion Loss, with Pulling Eye on one end - 16 Meters | PC | 1 | 1 | 1 | 1 | 1176.98
61305635915 | FWTYL7575LAM017 | OM5SigCore12fTrnkLSZH,EA | OM5, 12 Fiber Trunk, Low Smoke Zero Halogen, PanMPO Female to PanMPO Female, HD Flex Transition, Method B, Ultra Insertion Loss, with Pulling Eye on one end - 17 Meters | PC | 1 | 1 | 1 | 1 | 1204.08
61305635917 | FWTYL7575LAM018 | OM5SigCore12fTrnkLSZH,EA | OM5, 12 Fiber Trunk, Low Smoke Zero Halogen, PanMPO Female to PanMPO Female, HD Flex Transition, Method B, Ultra Insertion Loss, with Pulling Eye on one end - 18 Meters | PC | 1 | 1 | 1 | 1 | 1231.16
61305635919 | FWTYL7575LAM019 | OM5SigCore12fTrnkLSZH,EA | OM5, 12 Fiber Trunk, Low Smoke Zero Halogen, PanMPO Female to PanMPO Female, HD Flex Transition, Method B, Ultra Insertion Loss, with Pulling Eye on one end - 19 Meters | PC | 1 | 1 | 1 | 1 | 1258.24
61305635920 | FWTYL7575LAM020 | OM5SigCore12fTrnkLSZH,EA | OM5, 12 Fiber Trunk, Low Smoke Zero Halogen, PanMPO Female to PanMPO Female, HD Flex Transition, Method B, Ultra Insertion Loss, with Pulling Eye on one end - 20 Meters | PC | 1 | 1 | 1 | 1 | 1285.32
61305635921 | FWTYL7575LAM021 | OM5SigCore12fTrnkLSZH,EA | OM5, 12 Fiber Trunk, Low Smoke Zero Halogen, PanMPO Female to PanMPO Female, HD Flex Transition, Method B, Ultra Insertion Loss, with Pulling Eye on one end - 21 Meters | PC | 1 | 1 | 1 | 1 | 1312.4
61305635922 | FWTYL7575LAM022 | OM5SigCore12fTrnkLSZH,EA | OM5, 12 Fiber Trunk, Low Smoke Zero Halogen, PanMPO Female to PanMPO Female, HD Flex Transition, Method B, Ultra Insertion Loss, with Pulling Eye on one end - 22 Meters | PC | 1 | 1 | 1 | 1 | 1339.48
61305635923 | FWTYL7575LAM023 | OM5SigCore12fTrnkLSZH,EA | OM5, 12 Fiber Trunk, Low Smoke Zero Halogen, PanMPO Female to PanMPO Female, HD Flex Transition, Method B, Ultra Insertion Loss, with Pulling Eye on one end - 23 Meters | PC | 1 | 1 | 1 | 1 | 1366.56
61305635924 | FWTYL7575LAM024 | OM5SigCore12fTrnkLSZH,EA | OM5, 12 Fiber Trunk, Low Smoke Zero Halogen, PanMPO Female to PanMPO Female, HD Flex Transition, Method B, Ultra Insertion Loss, with Pulling Eye on one end - 24 Meters | PC | 1 | 1 | 1 | 1 | 1393.64
61305635925 | FWTYL7575LAM025 | OM5SigCore12fTrnkLSZH,EA | OM5, 12 Fiber Trunk, Low Smoke Zero Halogen, PanMPO Female to PanMPO Female, HD Flex Transition, Method B, Ultra Insertion Loss, with Pulling Eye on one end - 25 Meters | PC | 1 | 1 | 1 | 1 | 1420.72
61305635927 | FWTYL7575LAM026 | OM5SigCore12fTrnkLSZH,EA | OM5, 12 Fiber Trunk, Low Smoke Zero Halogen, PanMPO Female to PanMPO Female, HD Flex Transition, Method B, Ultra Insertion Loss, with Pulling Eye on one end - 26 Meters | PC | 1 | 1 | 1 | 1 | 1447.8
61305635926 | FWTYL7575LAM027 | OM5SigCore12fTrnkLSZH,EA | OM5, 12 Fiber Trunk, Low Smoke Zero Halogen, PanMPO Female to PanMPO Female, HD Flex Transition, Method B, Ultra Insertion Loss, with Pulling Eye on one end - 27 Meters | PC | 1 | 1 | 1 | 1 | 1474.88
61305635928 | FWTYL7575LAM028 | OM5SigCore12fTrnkLSZH,EA | OM5, 12 Fiber Trunk, Low Smoke Zero Halogen, PanMPO Female to PanMPO Female, HD Flex Transition, Method B, Ultra Insertion Loss, with Pulling Eye on one end - 28 Meters | PC | 1 | 1 | 1 | 1 | 1501.96
61305635929 | FWTYL7575LAM029 | OM5SigCore12fTrnkLSZH,EA | OM5, 12 Fiber Trunk, Low Smoke Zero Halogen, PanMPO Female to PanMPO Female, HD Flex Transition, Method B, Ultra Insertion Loss, with Pulling Eye on one end - 29 Meters | PC | 1 | 1 | 1 | 1 | 1529.04
61305635930 | FWTYL7575LAM030 | OM5SigCore12fTrnkLSZH,EA | OM5, 12 Fiber Trunk, Low Smoke Zero Halogen, PanMPO Female to PanMPO Female, HD Flex Transition, Method B, Ultra Insertion Loss, with Pulling Eye on one end - 30 Meters | PC | 1 | 1 | 1 | 1 | 1556.14
61305636047 | FWTYL7575LAM031 | OM5SigCore12fTrnkLSZH,EA | OM5, 12 Fiber Trunk, Low Smoke Zero Halogen, PanMPO Female to PanMPO Female, HD Flex Transition, Method B, Ultra Insertion Loss, with Pulling Eye on one end - 31 Meters | PC | 1 | 1 | 1 | 1 | 1583.22
61305636048 | FWTYL7575LAM032 | OM5SigCore12fTrnkLSZH,EA | OM5, 12 Fiber Trunk, Low Smoke Zero Halogen, PanMPO Female to PanMPO Female, HD Flex Transition, Method B, Ultra Insertion Loss, with Pulling Eye on one end - 32 Meters | PC | 1 | 1 | 1 | 1 | 1610.3
61305636049 | FWTYL7575LAM033 | OM5SigCore12fTrnkLSZH,EA | OM5, 12 Fiber Trunk, Low Smoke Zero Halogen, PanMPO Female to PanMPO Female, HD Flex Transition, Method B, Ultra Insertion Loss, with Pulling Eye on one end - 33 Meters | PC | 1 | 1 | 1 | 1 | 1637.38
61305636050 | FWTYL7575LAM034 | OM5SigCore12fTrnkLSZH,EA | OM5, 12 Fiber Trunk, Low Smoke Zero Halogen, PanMPO Female to PanMPO Female, HD Flex Transition, Method B, Ultra Insertion Loss, with Pulling Eye on one end - 34 Meters | PC | 1 | 1 | 1 | 1 | 1664.46
61305636051 | FWTYL7575LAM035 | OM5SigCore12fTrnkLSZH,EA | OM5, 12 Fiber Trunk, Low Smoke Zero Halogen, PanMPO Female to PanMPO Female, HD Flex Transition, Method B, Ultra Insertion Loss, with Pulling Eye on one end - 35 Meters | PC | 1 | 1 | 1 | 1 | 1691.54
61305636052 | FWTYL7575LAM036 | OM5SigCore12fTrnkLSZH,EA | OM5, 12 Fiber Trunk, Low Smoke Zero Halogen, PanMPO Female to PanMPO Female, HD Flex Transition, Method B, Ultra Insertion Loss, with Pulling Eye on one end - 36 Meters | PC | 1 | 1 | 1 | 1 | 1718.62
61305636053 | FWTYL7575LAM037 | OM5SigCore12fTrnkLSZH,EA | OM5, 12 Fiber Trunk, Low Smoke Zero Halogen, PanMPO Female to PanMPO Female, HD Flex Transition, Method B, Ultra Insertion Loss, with Pulling Eye on one end - 37 Meters | PC | 1 | 1 | 1 | 1 | 1745.7
61305636054 | FWTYL7575LAM038 | OM5SigCore12fTrnkLSZH,EA | OM5, 12 Fiber Trunk, Low Smoke Zero Halogen, PanMPO Female to PanMPO Female, HD Flex Transition, Method B, Ultra Insertion Loss, with Pulling Eye on one end - 38 Meters | PC | 1 | 1 | 1 | 1 | 1772.78
61305636055 | FWTYL7575LAM039 | OM5SigCore12fTrnkLSZH,EA | OM5, 12 Fiber Trunk, Low Smoke Zero Halogen, PanMPO Female to PanMPO Female, HD Flex Transition, Method B, Ultra Insertion Loss, with Pulling Eye on one end - 39 Meters | PC | 1 | 1 | 1 | 1 | 1799.86
61305636056 | FWTYL7575LAM040 | OM5SigCore12fTrnkLSZH,EA | OM5, 12 Fiber Trunk, Low Smoke Zero Halogen, PanMPO Female to PanMPO Female, HD Flex Transition, Method B, Ultra Insertion Loss, with Pulling Eye on one end - 40 Meters | PC | 1 | 1 | 1 | 1 | 1826.94
61305636057 | FWTYL7575LAM041 | OM5SigCore12fTrnkLSZH,EA | OM5, 12 Fiber Trunk, Low Smoke Zero Halogen, PanMPO Female to PanMPO Female, HD Flex Transition, Method B, Ultra Insertion Loss, with Pulling Eye on one end - 41 Meters | PC | 1 | 1 | 1 | 1 | 1854.02
61305636058 | FWTYL7575LAM042 | OM5SigCore12fTrnkLSZH,EA | OM5, 12 Fiber Trunk, Low Smoke Zero Halogen, PanMPO Female to PanMPO Female, HD Flex Transition, Method B, Ultra Insertion Loss, with Pulling Eye on one end - 42 Meters | PC | 1 | 1 | 1 | 1 | 1881.12
61305636059 | FWTYL7575LAM043 | OM5SigCore12fTrnkLSZH,EA | OM5, 12 Fiber Trunk, Low Smoke Zero Halogen, PanMPO Female to PanMPO Female, HD Flex Transition, Method B, Ultra Insertion Loss, with Pulling Eye on one end - 43 Meters | PC | 1 | 1 | 1 | 1 | 1908.2
61305636060 | FWTYL7575LAM044 | OM5SigCore12fTrnkLSZH,EA | OM5, 12 Fiber Trunk, Low Smoke Zero Halogen, PanMPO Female to PanMPO Female, HD Flex Transition, Method B, Ultra Insertion Loss, with Pulling Eye on one end - 44 Meters | PC | 1 | 1 | 1 | 1 | 1935.28
61305636061 | FWTYL7575LAM045 | OM5SigCore12fTrnkLSZH,EA | OM5, 12 Fiber Trunk, Low Smoke Zero Halogen, PanMPO Female to PanMPO Female, HD Flex Transition, Method B, Ultra Insertion Loss, with Pulling Eye on one end - 45 Meters | PC | 1 | 1 | 1 | 1 | 1962.36
61305636062 | FWTYL7575LAM046 | OM5SigCore12fTrnkLSZH,EA | OM5, 12 Fiber Trunk, Low Smoke Zero Halogen, PanMPO Female to PanMPO Female, HD Flex Transition, Method B, Ultra Insertion Loss, with Pulling Eye on one end - 46 Meters | PC | 1 | 1 | 1 | 1 | 1989.44
61305636063 | FWTYL7575LAM047 | OM5SigCore12fTrnkLSZH,EA | OM5, 12 Fiber Trunk, Low Smoke Zero Halogen, PanMPO Female to PanMPO Female, HD Flex Transition, Method B, Ultra Insertion Loss, with Pulling Eye on one end - 47 Meters | PC | 1 | 1 | 1 | 1 | 2016.52
61305636064 | FWTYL7575LAM048 | OM5SigCore12fTrnkLSZH,EA | OM5, 12 Fiber Trunk, Low Smoke Zero Halogen, PanMPO Female to PanMPO Female, HD Flex Transition, Method B, Ultra Insertion Loss, with Pulling Eye on one end - 48 Meters | PC | 1 | 1 | 1 | 1 | 2043.6
61305636065 | FWTYL7575LAM049 | OM5SigCore12fTrnkLSZH,EA | OM5, 12 Fiber Trunk, Low Smoke Zero Halogen, PanMPO Female to PanMPO Female, HD Flex Transition, Method B, Ultra Insertion Loss, with Pulling Eye on one end - 49 Meters | PC | 1 | 1 | 1 | 1 | 2070.68
61305636066 | FWTYL7575LAM050 | OM5SigCore12fTrnkLSZH,EA | OM5, 12 Fiber Trunk, Low Smoke Zero Halogen, PanMPO Female to PanMPO Female, HD Flex Transition, Method B, Ultra Insertion Loss, with Pulling Eye on one end - 50 Meters | PC | 1 | 1 | 1 | 1 | 2097.76
61305636067 | FWTYL7575LAM051 | OM5SigCore12fTrnkLSZH,EA | OM5, 12 Fiber Trunk, Low Smoke Zero Halogen, PanMPO Female to PanMPO Female, HD Flex Transition, Method B, Ultra Insertion Loss, with Pulling Eye on one end - 51 Meters | PC | 1 | 1 | 1 | 1 | 2124.84
61305636068 | FWTYL7575LAM052 | OM5SigCore12fTrnkLSZH,EA | OM5, 12 Fiber Trunk, Low Smoke Zero Halogen, PanMPO Female to PanMPO Female, HD Flex Transition, Method B, Ultra Insertion Loss, with Pulling Eye on one end - 52 Meters | PC | 1 | 1 | 1 | 1 | 2151.92
61305636069 | FWTYL7575LAM053 | OM5SigCore12fTrnkLSZH,EA | OM5, 12 Fiber Trunk, Low Smoke Zero Halogen, PanMPO Female to PanMPO Female, HD Flex Transition, Method B, Ultra Insertion Loss, with Pulling Eye on one end - 53 Meters | PC | 1 | 1 | 1 | 1 | 2179
61305636070 | FWTYL7575LAM054 | OM5SigCore12fTrnkLSZH,EA | OM5, 12 Fiber Trunk, Low Smoke Zero Halogen, PanMPO Female to PanMPO Female, HD Flex Transition, Method B, Ultra Insertion Loss, with Pulling Eye on one end - 54 Meters | PC | 1 | 1 | 1 | 1 | 2206.08
61305636071 | FWTYL7575LAM055 | OM5SigCore12fTrnkLSZH,EA | OM5, 12 Fiber Trunk, Low Smoke Zero Halogen, PanMPO Female to PanMPO Female, HD Flex Transition, Method B, Ultra Insertion Loss, with Pulling Eye on one end - 55 Meters | PC | 1 | 1 | 1 | 1 | 2233.18
61305636072 | FWTYL7575LAM056 | OM5SigCore12fTrnkLSZH,EA | OM5, 12 Fiber Trunk, Low Smoke Zero Halogen, PanMPO Female to PanMPO Female, HD Flex Transition, Method B, Ultra Insertion Loss, with Pulling Eye on one end - 56 Meters | PC | 1 | 1 | 1 | 1 | 2260.26
61305636073 | FWTYL7575LAM057 | OM5SigCore12fTrnkLSZH,EA | OM5, 12 Fiber Trunk, Low Smoke Zero Halogen, PanMPO Female to PanMPO Female, HD Flex Transition, Method B, Ultra Insertion Loss, with Pulling Eye on one end - 57 Meters | PC | 1 | 1 | 1 | 1 | 2287.34
61305636074 | FWTYL7575LAM058 | OM5SigCore12fTrnkLSZH,EA | OM5, 12 Fiber Trunk, Low Smoke Zero Halogen, PanMPO Female to PanMPO Female, HD Flex Transition, Method B, Ultra Insertion Loss, with Pulling Eye on one end - 58 Meters | PC | 1 | 1 | 1 | 1 | 2314.42
61305636075 | FWTYL7575LAM059 | OM5SigCore12fTrnkLSZH,EA | OM5, 12 Fiber Trunk, Low Smoke Zero Halogen, PanMPO Female to PanMPO Female, HD Flex Transition, Method B, Ultra Insertion Loss, with Pulling Eye on one end - 59 Meters | PC | 1 | 1 | 1 | 1 | 2341.5
61305636076 | FWTYL7575LAM060 | OM5SigCore12fTrnkLSZH,EA | OM5, 12 Fiber Trunk, Low Smoke Zero Halogen, PanMPO Female to PanMPO Female, HD Flex Transition, Method B, Ultra Insertion Loss, with Pulling Eye on one end - 60 Meters | PC | 1 | 1 | 1 | 1 | 2368.58
61305636077 | FWTYL7575LAM061 | OM5SigCore12fTrnkLSZH,EA | OM5, 12 Fiber Trunk, Low Smoke Zero Halogen, PanMPO Female to PanMPO Female, HD Flex Transition, Method B, Ultra Insertion Loss, with Pulling Eye on one end - 61 Meters | PC | 1 | 1 | 1 | 1 | 2395.66
61305636078 | FWTYL7575LAM062 | OM5SigCore12fTrnkLSZH,EA | OM5, 12 Fiber Trunk, Low Smoke Zero Halogen, PanMPO Female to PanMPO Female, HD Flex Transition, Method B, Ultra Insertion Loss, with Pulling Eye on one end - 62 Meters | PC | 1 | 1 | 1 | 1 | 2422.74
61305636079 | FWTYL7575LAM063 | OM5SigCore12fTrnkLSZH,EA | OM5, 12 Fiber Trunk, Low Smoke Zero Halogen, PanMPO Female to PanMPO Female, HD Flex Transition, Method B, Ultra Insertion Loss, with Pulling Eye on one end - 63 Meters | PC | 1 | 1 | 1 | 1 | 2449.82
61305636080 | FWTYL7575LAM064 | OM5SigCore12fTrnkLSZH,EA | OM5, 12 Fiber Trunk, Low Smoke Zero Halogen, PanMPO Female to PanMPO Female, HD Flex Transition, Method B, Ultra Insertion Loss, with Pulling Eye on one end - 64 Meters | PC | 1 | 1 | 1 | 1 | 2476.9
61305636081 | FWTYL7575LAM065 | OM5SigCore12fTrnkLSZH,EA | OM5, 12 Fiber Trunk, Low Smoke Zero Halogen, PanMPO Female to PanMPO Female, HD Flex Transition, Method B, Ultra Insertion Loss, with Pulling Eye on one end - 65 Meters | PC | 1 | 1 | 1 | 1 | 2503.98
61305636082 | FWTYL7575LAM066 | OM5SigCore12fTrnkLSZH,EA | OM5, 12 Fiber Trunk, Low Smoke Zero Halogen, PanMPO Female to PanMPO Female, HD Flex Transition, Method B, Ultra Insertion Loss, with Pulling Eye on one end - 66 Meters | PC | 1 | 1 | 1 | 1 | 2531.06
61305636083 | FWTYL7575LAM067 | OM5SigCore12fTrnkLSZH,EA | OM5, 12 Fiber Trunk, Low Smoke Zero Halogen, PanMPO Female to PanMPO Female, HD Flex Transition, Method B, Ultra Insertion Loss, with Pulling Eye on one end - 67 Meters | PC | 1 | 1 | 1 | 1 | 2558.16
61305636084 | FWTYL7575LAM068 | OM5SigCore12fTrnkLSZH,EA | OM5, 12 Fiber Trunk, Low Smoke Zero Halogen, PanMPO Female to PanMPO Female, HD Flex Transition, Method B, Ultra Insertion Loss, with Pulling Eye on one end - 68 Meters | PC | 1 | 1 | 1 | 1 | 2585.24
61305636085 | FWTYL7575LAM069 | OM5SigCore12fTrnkLSZH,EA | OM5, 12 Fiber Trunk, Low Smoke Zero Halogen, PanMPO Female to PanMPO Female, HD Flex Transition, Method B, Ultra Insertion Loss, with Pulling Eye on one end - 69 Meters | PC | 1 | 1 | 1 | 1 | 2612.32
61305636086 | FWTYL7575LAM070 | OM5SigCore12fTrnkLSZH,EA | OM5, 12 Fiber Trunk, Low Smoke Zero Halogen, PanMPO Female to PanMPO Female, HD Flex Transition, Method B, Ultra Insertion Loss, with Pulling Eye on one end - 70 Meters | PC | 1 | 1 | 1 | 1 | 2639.4
61305636087 | FWTYL7575LAM071 | OM5SigCore12fTrnkLSZH,EA | OM5, 12 Fiber Trunk, Low Smoke Zero Halogen, PanMPO Female to PanMPO Female, HD Flex Transition, Method B, Ultra Insertion Loss, with Pulling Eye on one end - 71 Meters | PC | 1 | 1 | 1 | 1 | 2666.48
61305636089 | FWTYL7575LAM072 | OM5SigCore12fTrnkLSZH,EA | OM5, 12 Fiber Trunk, Low Smoke Zero Halogen, PanMPO Female to PanMPO Female, HD Flex Transition, Method B, Ultra Insertion Loss, with Pulling Eye on one end - 72 Meters | PC | 1 | 1 | 1 | 1 | 2693.56
61305636091 | FWTYL7575LAM073 | OM5SigCore12fTrnkLSZH,EA | OM5, 12 Fiber Trunk, Low Smoke Zero Halogen, PanMPO Female to PanMPO Female, HD Flex Transition, Method B, Ultra Insertion Loss, with Pulling Eye on one end - 73 Meters | PC | 1 | 1 | 1 | 1 | 2720.64
61305636092 | FWTYL7575LAM074 | OM5SigCore12fTrnkLSZH,EA | OM5, 12 Fiber Trunk, Low Smoke Zero Halogen, PanMPO Female to PanMPO Female, HD Flex Transition, Method B, Ultra Insertion Loss, with Pulling Eye on one end - 74 Meters | PC | 1 | 1 | 1 | 1 | 2747.72
61305636088 | FWTYL7575LAM075 | OM5SigCore12fTrnkLSZH,EA | OM5, 12 Fiber Trunk, Low Smoke Zero Halogen, PanMPO Female to PanMPO Female, HD Flex Transition, Method B, Ultra Insertion Loss, with Pulling Eye on one end - 75 Meters | PC | 1 | 1 | 1 | 1 | 2774.8
61305636090 | FWTYL7575LAM076 | OM5SigCore12fTrnkLSZH,EA | OM5, 12 Fiber Trunk, Low Smoke Zero Halogen, PanMPO Female to PanMPO Female, HD Flex Transition, Method B, Ultra Insertion Loss, with Pulling Eye on one end - 76 Meters | PC | 1 | 1 | 1 | 1 | 2801.88
61305636127 | FWTYL7575LAM077 | OM5SigCore12fTrnkLSZH,EA | OM5, 12 Fiber Trunk, Low Smoke Zero Halogen, PanMPO Female to PanMPO Female, HD Flex Transition, Method B, Ultra Insertion Loss, with Pulling Eye on one end - 77 Meters | PC | 1 | 1 | 1 | 1 | 2828.96
61305636128 | FWTYL7575LAM078 | OM5SigCore12fTrnkLSZH,EA | OM5, 12 Fiber Trunk, Low Smoke Zero Halogen, PanMPO Female to PanMPO Female, HD Flex Transition, Method B, Ultra Insertion Loss, with Pulling Eye on one end - 78 Meters | PC | 1 | 1 | 1 | 1 | 2856.04
61305636129 | FWTYL7575LAM079 | OM5SigCore12fTrnkLSZH,EA | OM5, 12 Fiber Trunk, Low Smoke Zero Halogen, PanMPO Female to PanMPO Female, HD Flex Transition, Method B, Ultra Insertion Loss, with Pulling Eye on one end - 79 Meters | PC | 1 | 1 | 1 | 1 | 2883.12
61305636130 | FWTYL7575LAM080 | OM5SigCore12fTrnkLSZH,EA | OM5, 12 Fiber Trunk, Low Smoke Zero Halogen, PanMPO Female to PanMPO Female, HD Flex Transition, Method B, Ultra Insertion Loss, with Pulling Eye on one end - 80 Meters | PC | 1 | 1 | 1 | 1 | 2910.22
61305636131 | FWTYL7575LAM081 | OM5SigCore12fTrnkLSZH,EA | OM5, 12 Fiber Trunk, Low Smoke Zero Halogen, PanMPO Female to PanMPO Female, HD Flex Transition, Method B, Ultra Insertion Loss, with Pulling Eye on one end - 81 Meters | PC | 1 | 1 | 1 | 1 | 2937.3
61305636132 | FWTYL7575LAM082 | OM5SigCore12fTrnkLSZH,EA | OM5, 12 Fiber Trunk, Low Smoke Zero Halogen, PanMPO Female to PanMPO Female, HD Flex Transition, Method B, Ultra Insertion Loss, with Pulling Eye on one end - 82 Meters | PC | 1 | 1 | 1 | 1 | 2964.38
61305636133 | FWTYL7575LAM083 | OM5SigCore12fTrnkLSZH,EA | OM5, 12 Fiber Trunk, Low Smoke Zero Halogen, PanMPO Female to PanMPO Female, HD Flex Transition, Method B, Ultra Insertion Loss, with Pulling Eye on one end - 83 Meters | PC | 1 | 1 | 1 | 1 | 2991.46
61305636134 | FWTYL7575LAM084 | OM5SigCore12fTrnkLSZH,EA | OM5, 12 Fiber Trunk, Low Smoke Zero Halogen, PanMPO Female to PanMPO Female, HD Flex Transition, Method B, Ultra Insertion Loss, with Pulling Eye on one end - 84 Meters | PC | 1 | 1 | 1 | 1 | 3018.54
61305636135 | FWTYL7575LAM085 | OM5SigCore12fTrnkLSZH,EA | OM5, 12 Fiber Trunk, Low Smoke Zero Halogen, PanMPO Female to PanMPO Female, HD Flex Transition, Method B, Ultra Insertion Loss, with Pulling Eye on one end - 85 Meters | PC | 1 | 1 | 1 | 1 | 3045.62
61305636136 | FWTYL7575LAM086 | OM5SigCore12fTrnkLSZH,EA | OM5, 12 Fiber Trunk, Low Smoke Zero Halogen, PanMPO Female to PanMPO Female, HD Flex Transition, Method B, Ultra Insertion Loss, with Pulling Eye on one end - 86 Meters | PC | 1 | 1 | 1 | 1 | 3072.7
61305636137 | FWTYL7575LAM087 | OM5SigCore12fTrnkLSZH,EA | OM5, 12 Fiber Trunk, Low Smoke Zero Halogen, PanMPO Female to PanMPO Female, HD Flex Transition, Method B, Ultra Insertion Loss, with Pulling Eye on one end - 87 Meters | PC | 1 | 1 | 1 | 1 | 3099.78
61305636138 | FWTYL7575LAM088 | OM5SigCore12fTrnkLSZH,EA | OM5, 12 Fiber Trunk, Low Smoke Zero Halogen, PanMPO Female to PanMPO Female, HD Flex Transition, Method B, Ultra Insertion Loss, with Pulling Eye on one end - 88 Meters | PC | 1 | 1 | 1 | 1 | 3126.86
61305636139 | FWTYL7575LAM089 | OM5SigCore12fTrnkLSZH,EA | OM5, 12 Fiber Trunk, Low Smoke Zero Halogen, PanMPO Female to PanMPO Female, HD Flex Transition, Method B, Ultra Insertion Loss, with Pulling Eye on one end - 89 Meters | PC | 1 | 1 | 1 | 1 | 3153.94
61305636140 | FWTYL7575LAM090 | OM5SigCore12fTrnkLSZH,EA | OM5, 12 Fiber Trunk, Low Smoke Zero Halogen, PanMPO Female to PanMPO Female, HD Flex Transition, Method B, Ultra Insertion Loss, with Pulling Eye on one end - 90 Meters | PC | 1 | 1 | 1 | 1 | 3181.02
61305636141 | FWTYL7575LAM091 | OM5SigCore12fTrnkLSZH,EA | OM5, 12 Fiber Trunk, Low Smoke Zero Halogen, PanMPO Female to PanMPO Female, HD Flex Transition, Method B, Ultra Insertion Loss, with Pulling Eye on one end - 91 Meters | PC | 1 | 1 | 1 | 1 | 3208.1
61305636142 | FWTYL7575LAM092 | OM5SigCore12fTrnkLSZH,EA | OM5, 12 Fiber Trunk, Low Smoke Zero Halogen, PanMPO Female to PanMPO Female, HD Flex Transition, Method B, Ultra Insertion Loss, with Pulling Eye on one end - 92 Meters | PC | 1 | 1 | 1 | 1 | 3235.2
61305636143 | FWTYL7575LAM093 | OM5SigCore12fTrnkLSZH,EA | OM5, 12 Fiber Trunk, Low Smoke Zero Halogen, PanMPO Female to PanMPO Female, HD Flex Transition, Method B, Ultra Insertion Loss, with Pulling Eye on one end - 93 Meters | PC | 1 | 1 | 1 | 1 | 3262.28
61305636144 | FWTYL7575LAM094 | OM5SigCore12fTrnkLSZH,EA | OM5, 12 Fiber Trunk, Low Smoke Zero Halogen, PanMPO Female to PanMPO Female, HD Flex Transition, Method B, Ultra Insertion Loss, with Pulling Eye on one end - 94 Meters | PC | 1 | 1 | 1 | 1 | 3289.36
61305636145 | FWTYL7575LAM095 | OM5SigCore12fTrnkLSZH,EA | OM5, 12 Fiber Trunk, Low Smoke Zero Halogen, PanMPO Female to PanMPO Female, HD Flex Transition, Method B, Ultra Insertion Loss, with Pulling Eye on one end - 95 Meters | PC | 1 | 1 | 1 | 1 | 3316.44
61305636146 | FWTYL7575LAM096 | OM5SigCore12fTrnkLSZH,EA | OM5, 12 Fiber Trunk, Low Smoke Zero Halogen, PanMPO Female to PanMPO Female, HD Flex Transition, Method B, Ultra Insertion Loss, with Pulling Eye on one end - 96 Meters | PC | 1 | 1 | 1 | 1 | 3343.52
61305636147 | FWTYL7575LAM097 | OM5SigCore12fTrnkLSZH,EA | OM5, 12 Fiber Trunk, Low Smoke Zero Halogen, PanMPO Female to PanMPO Female, HD Flex Transition, Method B, Ultra Insertion Loss, with Pulling Eye on one end - 97 Meters | PC | 1 | 1 | 1 | 1 | 3370.6
61305636148 | FWTYL7575LAM098 | OM5SigCore12fTrnkLSZH,EA | OM5, 12 Fiber Trunk, Low Smoke Zero Halogen, PanMPO Female to PanMPO Female, HD Flex Transition, Method B, Ultra Insertion Loss, with Pulling Eye on one end - 98 Meters | PC | 1 | 1 | 1 | 1 | 3397.68
61305636149 | FWTYL7575LAM099 | OM5SigCore12fTrnkLSZH,EA | OM5, 12 Fiber Trunk, Low Smoke Zero Halogen, PanMPO Female to PanMPO Female, HD Flex Transition, Method B, Ultra Insertion Loss, with Pulling Eye on one end - 99 Meters | PC | 1 | 1 | 1 | 1 | 3424.76
61305636150 | FWTYL7575LAM100 | OM5SigCore12fTrnkLSZH,EA | OM5, 12 Fiber Trunk, Low Smoke Zero Halogen, PanMPO Female to PanMPO Female, HD Flex Transition, Method B, Ultra Insertion Loss, with Pulling Eye on one end - 100 Meters | PC | 1 | 1 | 1 | 1 | 3451.84
61305635879 | FWTYL7575LNM005 | OM5SigCore12fTrnkLSZH,EA | OM5, 12 Fiber Trunk, Low Smoke Zero Halogen, PanMPO Female to PanMPO Female, HD Flex Transition, Method B, Ultra Insertion Loss - 5 Meters | PC | 1 | 1 | 1 | 1 | 879.1
61305635880 | FWTYL7575LNM006 | OM5SigCore12fTrnkLSZH,EA | OM5, 12 Fiber Trunk, Low Smoke Zero Halogen, PanMPO Female to PanMPO Female, HD Flex Transition, Method B, Ultra Insertion Loss - 6 Meters | PC | 1 | 1 | 1 | 1 | 906.18
61305635881 | FWTYL7575LNM007 | OM5SigCore12fTrnkLSZH,EA | OM5, 12 Fiber Trunk, Low Smoke Zero Halogen, PanMPO Female to PanMPO Female, HD Flex Transition, Method B, Ultra Insertion Loss - 7 Meters | PC | 1 | 1 | 1 | 1 | 933.26
61305635882 | FWTYL7575LNM008 | OM5SigCore12fTrnkLSZH,EA | OM5, 12 Fiber Trunk, Low Smoke Zero Halogen, PanMPO Female to PanMPO Female, HD Flex Transition, Method B, Ultra Insertion Loss - 8 Meters | PC | 1 | 1 | 1 | 1 | 960.34
61305635883 | FWTYL7575LNM009 | OM5SigCore12fTrnkLSZH,EA | OM5, 12 Fiber Trunk, Low Smoke Zero Halogen, PanMPO Female to PanMPO Female, HD Flex Transition, Method B, Ultra Insertion Loss - 9 Meters | PC | 1 | 1 | 1 | 1 | 987.42
61305635884 | FWTYL7575LNM010 | OM5SigCore12fTrnkLSZH,EA | OM5, 12 Fiber Trunk, Low Smoke Zero Halogen, PanMPO Female to PanMPO Female, HD Flex Transition, Method B, Ultra Insertion Loss - 10 Meters | PC | 1 | 1 | 1 | 1 | 1014.5
61305635885 | FWTYL7575LNM011 | OM5SigCore12fTrnkLSZH,EA | OM5, 12 Fiber Trunk, Low Smoke Zero Halogen, PanMPO Female to PanMPO Female, HD Flex Transition, Method B, Ultra Insertion Loss - 11 Meters | PC | 1 | 1 | 1 | 1 | 1041.58
61305635886 | FWTYL7575LNM012 | OM5SigCore12fTrnkLSZH,EA | OM5, 12 Fiber Trunk, Low Smoke Zero Halogen, PanMPO Female to PanMPO Female, HD Flex Transition, Method B, Ultra Insertion Loss - 12 Meters | PC | 1 | 1 | 1 | 1 | 1068.66
61305635887 | FWTYL7575LNM013 | OM5SigCore12fTrnkLSZH,EA | OM5, 12 Fiber Trunk, Low Smoke Zero Halogen, PanMPO Female to PanMPO Female, HD Flex Transition, Method B, Ultra Insertion Loss - 13 Meters | PC | 1 | 1 | 1 | 1 | 1095.74
61305635888 | FWTYL7575LNM014 | OM5SigCore12fTrnkLSZH,EA | OM5, 12 Fiber Trunk, Low Smoke Zero Halogen, PanMPO Female to PanMPO Female, HD Flex Transition, Method B, Ultra Insertion Loss - 14 Meters | PC | 1 | 1 | 1 | 1 | 1122.82
61305635889 | FWTYL7575LNM015 | OM5SigCore12fTrnkLSZH,EA | OM5, 12 Fiber Trunk, Low Smoke Zero Halogen, PanMPO Female to PanMPO Female, HD Flex Transition, Method B, Ultra Insertion Loss - 15 Meters | PC | 1 | 1 | 1 | 1 | 1149.9
61305635890 | FWTYL7575LNM016 | OM5SigCore12fTrnkLSZH,EA | OM5, 12 Fiber Trunk, Low Smoke Zero Halogen, PanMPO Female to PanMPO Female, HD Flex Transition, Method B, Ultra Insertion Loss - 16 Meters | PC | 1 | 1 | 1 | 1 | 1176.98
61305635891 | FWTYL7575LNM017 | OM5SigCore12fTrnkLSZH,EA | OM5, 12 Fiber Trunk, Low Smoke Zero Halogen, PanMPO Female to PanMPO Female, HD Flex Transition, Method B, Ultra Insertion Loss - 17 Meters | PC | 1 | 1 | 1 | 1 | 1204.08
61305635892 | FWTYL7575LNM018 | OM5SigCore12fTrnkLSZH,EA | OM5, 12 Fiber Trunk, Low Smoke Zero Halogen, PanMPO Female to PanMPO Female, HD Flex Transition, Method B, Ultra Insertion Loss - 18 Meters | PC | 1 | 1 | 1 | 1 | 1231.16
61305635893 | FWTYL7575LNM019 | OM5SigCore12fTrnkLSZH,EA | OM5, 12 Fiber Trunk, Low Smoke Zero Halogen, PanMPO Female to PanMPO Female, HD Flex Transition, Method B, Ultra Insertion Loss - 19 Meters | PC | 1 | 1 | 1 | 1 | 1258.24
61305635894 | FWTYL7575LNM020 | OM5SigCore12fTrnkLSZH,EA | OM5, 12 Fiber Trunk, Low Smoke Zero Halogen, PanMPO Female to PanMPO Female, HD Flex Transition, Method B, Ultra Insertion Loss - 20 Meters | PC | 1 | 1 | 1 | 1 | 1285.32
61305635895 | FWTYL7575LNM021 | OM5SigCore12fTrnkLSZH,EA | OM5, 12 Fiber Trunk, Low Smoke Zero Halogen, PanMPO Female to PanMPO Female, HD Flex Transition, Method B, Ultra Insertion Loss - 21 Meters | PC | 1 | 1 | 1 | 1 | 1312.4
61305635896 | FWTYL7575LNM022 | OM5SigCore12fTrnkLSZH,EA | OM5, 12 Fiber Trunk, Low Smoke Zero Halogen, PanMPO Female to PanMPO Female, HD Flex Transition, Method B, Ultra Insertion Loss - 22 Meters | PC | 1 | 1 | 1 | 1 | 1339.48
61305635897 | FWTYL7575LNM023 | OM5SigCore12fTrnkLSZH,EA | OM5, 12 Fiber Trunk, Low Smoke Zero Halogen, PanMPO Female to PanMPO Female, HD Flex Transition, Method B, Ultra Insertion Loss - 23 Meters | PC | 1 | 1 | 1 | 1 | 1366.56
61305635898 | FWTYL7575LNM024 | OM5SigCore12fTrnkLSZH,EA | OM5, 12 Fiber Trunk, Low Smoke Zero Halogen, PanMPO Female to PanMPO Female, HD Flex Transition, Method B, Ultra Insertion Loss - 24 Meters | PC | 1 | 1 | 1 | 1 | 1393.64
61305635899 | FWTYL7575LNM025 | OM5SigCore12fTrnkLSZH,EA | OM5, 12 Fiber Trunk, Low Smoke Zero Halogen, PanMPO Female to PanMPO Female, HD Flex Transition, Method B, Ultra Insertion Loss - 25 Meters | PC | 1 | 1 | 1 | 1 | 1420.72
61305635900 | FWTYL7575LNM026 | OM5SigCore12fTrnkLSZH,EA | OM5, 12 Fiber Trunk, Low Smoke Zero Halogen, PanMPO Female to PanMPO Female, HD Flex Transition, Method B, Ultra Insertion Loss - 26 Meters | PC | 1 | 1 | 1 | 1 | 1447.8
61305635901 | FWTYL7575LNM027 | OM5SigCore12fTrnkLSZH,EA | OM5, 12 Fiber Trunk, Low Smoke Zero Halogen, PanMPO Female to PanMPO Female, HD Flex Transition, Method B, Ultra Insertion Loss - 27 Meters | PC | 1 | 1 | 1 | 1 | 1474.88
61305635902 | FWTYL7575LNM028 | OM5SigCore12fTrnkLSZH,EA | OM5, 12 Fiber Trunk, Low Smoke Zero Halogen, PanMPO Female to PanMPO Female, HD Flex Transition, Method B, Ultra Insertion Loss - 28 Meters | PC | 1 | 1 | 1 | 1 | 1501.96
61305635903 | FWTYL7575LNM029 | OM5SigCore12fTrnkLSZH,EA | OM5, 12 Fiber Trunk, Low Smoke Zero Halogen, PanMPO Female to PanMPO Female, HD Flex Transition, Method B, Ultra Insertion Loss - 29 Meters | PC | 1 | 1 | 1 | 1 | 1529.04
61305635904 | FWTYL7575LNM030 | OM5SigCore12fTrnkLSZH,EA | OM5, 12 Fiber Trunk, Low Smoke Zero Halogen, PanMPO Female to PanMPO Female, HD Flex Transition, Method B, Ultra Insertion Loss - 30 Meters | PC | 1 | 1 | 1 | 1 | 1556.14
61305636027 | FWTYL7575LNM031 | OM5SigCore12fTrnkLSZH,EA | OM5, 12 Fiber Trunk, Low Smoke Zero Halogen, PanMPO Female to PanMPO Female, HD Flex Transition, Method B, Ultra Insertion Loss - 31 Meters | PC | 1 | 1 | 1 | 1 | 1583.22
61305636028 | FWTYL7575LNM032 | OM5SigCore12fTrnkLSZH,EA | OM5, 12 Fiber Trunk, Low Smoke Zero Halogen, PanMPO Female to PanMPO Female, HD Flex Transition, Method B, Ultra Insertion Loss - 32 Meters | PC | 1 | 1 | 1 | 1 | 1610.3
61305636029 | FWTYL7575LNM033 | OM5SigCore12fTrnkLSZH,EA | OM5, 12 Fiber Trunk, Low Smoke Zero Halogen, PanMPO Female to PanMPO Female, HD Flex Transition, Method B, Ultra Insertion Loss - 33 Meters | PC | 1 | 1 | 1 | 1 | 1637.38
61305636030 | FWTYL7575LNM034 | OM5SigCore12fTrnkLSZH,EA | OM5, 12 Fiber Trunk, Low Smoke Zero Halogen, PanMPO Female to PanMPO Female, HD Flex Transition, Method B, Ultra Insertion Loss - 34 Meters | PC | 1 | 1 | 1 | 1 | 1664.46
61305636031 | FWTYL7575LNM035 | OM5SigCore12fTrnkLSZH,EA | OM5, 12 Fiber Trunk, Low Smoke Zero Halogen, PanMPO Female to PanMPO Female, HD Flex Transition, Method B, Ultra Insertion Loss - 35 Meters | PC | 1 | 1 | 1 | 1 | 1691.54
61305636032 | FWTYL7575LNM036 | OM5SigCore12fTrnkLSZH,EA | OM5, 12 Fiber Trunk, Low Smoke Zero Halogen, PanMPO Female to PanMPO Female, HD Flex Transition, Method B, Ultra Insertion Loss - 36 Meters | PC | 1 | 1 | 1 | 1 | 1718.62
61305636033 | FWTYL7575LNM037 | OM5SigCore12fTrnkLSZH,EA | OM5, 12 Fiber Trunk, Low Smoke Zero Halogen, PanMPO Female to PanMPO Female, HD Flex Transition, Method B, Ultra Insertion Loss - 37 Meters | PC | 1 | 1 | 1 | 1 | 1745.7
61305636034 | FWTYL7575LNM038 | OM5SigCore12fTrnkLSZH,EA | OM5, 12 Fiber Trunk, Low Smoke Zero Halogen, PanMPO Female to PanMPO Female, HD Flex Transition, Method B, Ultra Insertion Loss - 38 Meters | PC | 1 | 1 | 1 | 1 | 1772.78
61305636035 | FWTYL7575LNM039 | OM5SigCore12fTrnkLSZH,EA | OM5, 12 Fiber Trunk, Low Smoke Zero Halogen, PanMPO Female to PanMPO Female, HD Flex Transition, Method B, Ultra Insertion Loss - 39 Meters | PC | 1 | 1 | 1 | 1 | 1799.86
61305636036 | FWTYL7575LNM040 | OM5SigCore12fTrnkLSZH,EA | OM5, 12 Fiber Trunk, Low Smoke Zero Halogen, PanMPO Female to PanMPO Female, HD Flex Transition, Method B, Ultra Insertion Loss - 40 Meters | PC | 1 | 1 | 1 | 1 | 1826.94
61305636037 | FWTYL7575LNM041 | OM5SigCore12fTrnkLSZH,EA | OM5, 12 Fiber Trunk, Low Smoke Zero Halogen, PanMPO Female to PanMPO Female, HD Flex Transition, Method B, Ultra Insertion Loss - 41 Meters | PC | 1 | 1 | 1 | 1 | 1854.02
61305636038 | FWTYL7575LNM042 | OM5SigCore12fTrnkLSZH,EA | OM5, 12 Fiber Trunk, Low Smoke Zero Halogen, PanMPO Female to PanMPO Female, HD Flex Transition, Method B, Ultra Insertion Loss - 42 Meters | PC | 1 | 1 | 1 | 1 | 1881.12
61305636039 | FWTYL7575LNM043 | OM5SigCore12fTrnkLSZH,EA | OM5, 12 Fiber Trunk, Low Smoke Zero Halogen, PanMPO Female to PanMPO Female, HD Flex Transition, Method B, Ultra Insertion Loss - 43 Meters | PC | 1 | 1 | 1 | 1 | 1908.2
61305636040 | FWTYL7575LNM044 | OM5SigCore12fTrnkLSZH,EA | OM5, 12 Fiber Trunk, Low Smoke Zero Halogen, PanMPO Female to PanMPO Female, HD Flex Transition, Method B, Ultra Insertion Loss - 44 Meters | PC | 1 | 1 | 1 | 1 | 1935.28
61305636041 | FWTYL7575LNM045 | OM5SigCore12fTrnkLSZH,EA | OM5, 12 Fiber Trunk, Low Smoke Zero Halogen, PanMPO Female to PanMPO Female, HD Flex Transition, Method B, Ultra Insertion Loss - 45 Meters | PC | 1 | 1 | 1 | 1 | 1962.36
61305636042 | FWTYL7575LNM046 | OM5SigCore12fTrnkLSZH,EA | OM5, 12 Fiber Trunk, Low Smoke Zero Halogen, PanMPO Female to PanMPO Female, HD Flex Transition, Method B, Ultra Insertion Loss - 46 Meters | PC | 1 | 1 | 1 | 1 | 1989.44
61305636043 | FWTYL7575LNM047 | OM5SigCore12fTrnkLSZH,EA | OM5, 12 Fiber Trunk, Low Smoke Zero Halogen, PanMPO Female to PanMPO Female, HD Flex Transition, Method B, Ultra Insertion Loss - 47 Meters | PC | 1 | 1 | 1 | 1 | 2016.52
61305636044 | FWTYL7575LNM048 | OM5SigCore12fTrnkLSZH,EA | OM5, 12 Fiber Trunk, Low Smoke Zero Halogen, PanMPO Female to PanMPO Female, HD Flex Transition, Method B, Ultra Insertion Loss - 48 Meters | PC | 1 | 1 | 1 | 1 | 2043.6
61305636045 | FWTYL7575LNM049 | OM5SigCore12fTrnkLSZH,EA | OM5, 12 Fiber Trunk, Low Smoke Zero Halogen, PanMPO Female to PanMPO Female, HD Flex Transition, Method B, Ultra Insertion Loss - 49 Meters | PC | 1 | 1 | 1 | 1 | 2070.68
61305636046 | FWTYL7575LNM050 | OM5SigCore12fTrnkLSZH,EA | OM5, 12 Fiber Trunk, Low Smoke Zero Halogen, PanMPO Female to PanMPO Female, HD Flex Transition, Method B, Ultra Insertion Loss - 50 Meters | PC | 1 | 1 | 1 | 1 | 2097.76
61305635201 | FWUYL7575KAM005 | OM5SigCore24fTrnkLSZH,EA | OM5, 24 Fiber Trunk, Low Smoke Zero Halogen, PanMPO Female to PanMPO Female, HD Flex Transition, Method A, Ultra Insertion Loss, with Pulling Eye on one end - 5 Meters | PC | 1 | 1 | 1 | 1 | 1582.56
61305635202 | FWUYL7575KAM006 | OM5SigCore24fTrnkLSZH,EA | OM5, 24 Fiber Trunk, Low Smoke Zero Halogen, PanMPO Female to PanMPO Female, HD Flex Transition, Method A, Ultra Insertion Loss, with Pulling Eye on one end - 6 Meters | PC | 1 | 1 | 1 | 1 | 1631.36
61305635203 | FWUYL7575KAM007 | OM5SigCore24fTrnkLSZH,EA | OM5, 24 Fiber Trunk, Low Smoke Zero Halogen, PanMPO Female to PanMPO Female, HD Flex Transition, Method A, Ultra Insertion Loss, with Pulling Eye on one end - 7 Meters | PC | 1 | 1 | 1 | 1 | 1680.16
61305635204 | FWUYL7575KAM008 | OM5SigCore24fTrnkLSZH,EA | OM5, 24 Fiber Trunk, Low Smoke Zero Halogen, PanMPO Female to PanMPO Female, HD Flex Transition, Method A, Ultra Insertion Loss, with Pulling Eye on one end - 8 Meters | PC | 1 | 1 | 1 | 1 | 1728.94
61305635205 | FWUYL7575KAM009 | OM5SigCore24fTrnkLSZH,EA | OM5, 24 Fiber Trunk, Low Smoke Zero Halogen, PanMPO Female to PanMPO Female, HD Flex Transition, Method A, Ultra Insertion Loss, with Pulling Eye on one end - 9 Meters | PC | 1 | 1 | 1 | 1 | 1777.74
61305635206 | FWUYL7575KAM010 | OM5SigCore24fTrnkLSZH,EA | OM5, 24 Fiber Trunk, Low Smoke Zero Halogen, PanMPO Female to PanMPO Female, HD Flex Transition, Method A, Ultra Insertion Loss, with Pulling Eye on one end - 10 Meters | PC | 1 | 1 | 1 | 1 | 1826.54
61305635207 | FWUYL7575KAM011 | OM5SigCore24fTrnkLSZH,EA | OM5, 24 Fiber Trunk, Low Smoke Zero Halogen, PanMPO Female to PanMPO Female, HD Flex Transition, Method A, Ultra Insertion Loss, with Pulling Eye on one end - 11 Meters | PC | 1 | 1 | 1 | 1 | 1875.3
61305635208 | FWUYL7575KAM012 | OM5SigCore24fTrnkLSZH,EA | OM5, 24 Fiber Trunk, Low Smoke Zero Halogen, PanMPO Female to PanMPO Female, HD Flex Transition, Method A, Ultra Insertion Loss, with Pulling Eye on one end - 12 Meters | PC | 1 | 1 | 1 | 1 | 1924.1
61305635209 | FWUYL7575KAM013 | OM5SigCore24fTrnkLSZH,EA | OM5, 24 Fiber Trunk, Low Smoke Zero Halogen, PanMPO Female to PanMPO Female, HD Flex Transition, Method A, Ultra Insertion Loss, with Pulling Eye on one end - 13 Meters | PC | 1 | 1 | 1 | 1 | 1972.9
61305635210 | FWUYL7575KAM014 | OM5SigCore24fTrnkLSZH,EA | OM5, 24 Fiber Trunk, Low Smoke Zero Halogen, PanMPO Female to PanMPO Female, HD Flex Transition, Method A, Ultra Insertion Loss, with Pulling Eye on one end - 14 Meters | PC | 1 | 1 | 1 | 1 | 2021.68
61305635211 | FWUYL7575KAM015 | OM5SigCore24fTrnkLSZH,EA | OM5, 24 Fiber Trunk, Low Smoke Zero Halogen, PanMPO Female to PanMPO Female, HD Flex Transition, Method A, Ultra Insertion Loss, with Pulling Eye on one end - 15 Meters | PC | 1 | 1 | 1 | 1 | 2070.48
61305635212 | FWUYL7575KAM016 | OM5SigCore24fTrnkLSZH,EA | OM5, 24 Fiber Trunk, Low Smoke Zero Halogen, PanMPO Female to PanMPO Female, HD Flex Transition, Method A, Ultra Insertion Loss, with Pulling Eye on one end - 16 Meters | PC | 1 | 1 | 1 | 1 | 2119.28
61305635213 | FWUYL7575KAM017 | OM5SigCore24fTrnkLSZH,EA | OM5, 24 Fiber Trunk, Low Smoke Zero Halogen, PanMPO Female to PanMPO Female, HD Flex Transition, Method A, Ultra Insertion Loss, with Pulling Eye on one end - 17 Meters | PC | 1 | 1 | 1 | 1 | 2168.06
61305635214 | FWUYL7575KAM018 | OM5SigCore24fTrnkLSZH,EA | OM5, 24 Fiber Trunk, Low Smoke Zero Halogen, PanMPO Female to PanMPO Female, HD Flex Transition, Method A, Ultra Insertion Loss, with Pulling Eye on one end - 18 Meters | PC | 1 | 1 | 1 | 1 | 2216.84
61305635215 | FWUYL7575KAM019 | OM5SigCore24fTrnkLSZH,EA | OM5, 24 Fiber Trunk, Low Smoke Zero Halogen, PanMPO Female to PanMPO Female, HD Flex Transition, Method A, Ultra Insertion Loss, with Pulling Eye on one end - 19 Meters | PC | 1 | 1 | 1 | 1 | 2265.64
61305635216 | FWUYL7575KAM020 | OM5SigCore24fTrnkLSZH,EA | OM5, 24 Fiber Trunk, Low Smoke Zero Halogen, PanMPO Female to PanMPO Female, HD Flex Transition, Method A, Ultra Insertion Loss, with Pulling Eye on one end - 20 Meters | PC | 1 | 1 | 1 | 1 | 2314.44
61305635217 | FWUYL7575KAM021 | OM5SigCore24fTrnkLSZH,EA | OM5, 24 Fiber Trunk, Low Smoke Zero Halogen, PanMPO Female to PanMPO Female, HD Flex Transition, Method A, Ultra Insertion Loss, with Pulling Eye on one end - 21 Meters | PC | 1 | 1 | 1 | 1 | 2363.22
61305635218 | FWUYL7575KAM022 | OM5SigCore24fTrnkLSZH,EA | OM5, 24 Fiber Trunk, Low Smoke Zero Halogen, PanMPO Female to PanMPO Female, HD Flex Transition, Method A, Ultra Insertion Loss, with Pulling Eye on one end - 22 Meters | PC | 1 | 1 | 1 | 1 | 2412
61305635219 | FWUYL7575KAM023 | OM5SigCore24fTrnkLSZH,EA | OM5, 24 Fiber Trunk, Low Smoke Zero Halogen, PanMPO Female to PanMPO Female, HD Flex Transition, Method A, Ultra Insertion Loss, with Pulling Eye on one end - 23 Meters | PC | 1 | 1 | 1 | 1 | 2460.8
61305635220 | FWUYL7575KAM024 | OM5SigCore24fTrnkLSZH,EA | OM5, 24 Fiber Trunk, Low Smoke Zero Halogen, PanMPO Female to PanMPO Female, HD Flex Transition, Method A, Ultra Insertion Loss, with Pulling Eye on one end - 24 Meters | PC | 1 | 1 | 1 | 1 | 2509.58
61305635221 | FWUYL7575KAM025 | OM5SigCore24fTrnkLSZH,EA | OM5, 24 Fiber Trunk, Low Smoke Zero Halogen, PanMPO Female to PanMPO Female, HD Flex Transition, Method A, Ultra Insertion Loss, with Pulling Eye on one end - 25 Meters | PC | 1 | 1 | 1 | 1 | 2558.38
61305635222 | FWUYL7575KAM026 | OM5SigCore24fTrnkLSZH,EA | OM5, 24 Fiber Trunk, Low Smoke Zero Halogen, PanMPO Female to PanMPO Female, HD Flex Transition, Method A, Ultra Insertion Loss, with Pulling Eye on one end - 26 Meters | PC | 1 | 1 | 1 | 1 | 2607.18
61305635223 | FWUYL7575KAM027 | OM5SigCore24fTrnkLSZH,EA | OM5, 24 Fiber Trunk, Low Smoke Zero Halogen, PanMPO Female to PanMPO Female, HD Flex Transition, Method A, Ultra Insertion Loss, with Pulling Eye on one end - 27 Meters | PC | 1 | 1 | 1 | 1 | 2655.98
61305635224 | FWUYL7575KAM028 | OM5SigCore24fTrnkLSZH,EA | OM5, 24 Fiber Trunk, Low Smoke Zero Halogen, PanMPO Female to PanMPO Female, HD Flex Transition, Method A, Ultra Insertion Loss, with Pulling Eye on one end - 28 Meters | PC | 1 | 1 | 1 | 1 | 2704.74
61305635225 | FWUYL7575KAM029 | OM5SigCore24fTrnkLSZH,EA | OM5, 24 Fiber Trunk, Low Smoke Zero Halogen, PanMPO Female to PanMPO Female, HD Flex Transition, Method A, Ultra Insertion Loss, with Pulling Eye on one end - 29 Meters | PC | 1 | 1 | 1 | 1 | 2753.54
61305635226 | FWUYL7575KAM030 | OM5SigCore24fTrnkLSZH,EA | OM5, 24 Fiber Trunk, Low Smoke Zero Halogen, PanMPO Female to PanMPO Female, HD Flex Transition, Method A, Ultra Insertion Loss, with Pulling Eye on one end - 30 Meters | PC | 1 | 1 | 1 | 1 | 2802.34
61305635227 | FWUYL7575KAM031 | OM5SigCore24fTrnkLSZH,EA | OM5, 24 Fiber Trunk, Low Smoke Zero Halogen, PanMPO Female to PanMPO Female, HD Flex Transition, Method A, Ultra Insertion Loss, with Pulling Eye on one end - 31 Meters | PC | 1 | 1 | 1 | 1 | 2851.12
61305635228 | FWUYL7575KAM032 | OM5SigCore24fTrnkLSZH,EA | OM5, 24 Fiber Trunk, Low Smoke Zero Halogen, PanMPO Female to PanMPO Female, HD Flex Transition, Method A, Ultra Insertion Loss, with Pulling Eye on one end - 32 Meters | PC | 1 | 1 | 1 | 1 | 2899.92
61305635229 | FWUYL7575KAM033 | OM5SigCore24fTrnkLSZH,EA | OM5, 24 Fiber Trunk, Low Smoke Zero Halogen, PanMPO Female to PanMPO Female, HD Flex Transition, Method A, Ultra Insertion Loss, with Pulling Eye on one end - 33 Meters | PC | 1 | 1 | 1 | 1 | 2948.72
61305635230 | FWUYL7575KAM034 | OM5SigCore24fTrnkLSZH,EA | OM5, 24 Fiber Trunk, Low Smoke Zero Halogen, PanMPO Female to PanMPO Female, HD Flex Transition, Method A, Ultra Insertion Loss, with Pulling Eye on one end - 34 Meters | PC | 1 | 1 | 1 | 1 | 2997.48
61305635231 | FWUYL7575KAM035 | OM5SigCore24fTrnkLSZH,EA | OM5, 24 Fiber Trunk, Low Smoke Zero Halogen, PanMPO Female to PanMPO Female, HD Flex Transition, Method A, Ultra Insertion Loss, with Pulling Eye on one end - 35 Meters | PC | 1 | 1 | 1 | 1 | 3046.28
61305635232 | FWUYL7575KAM036 | OM5SigCore24fTrnkLSZH,EA | OM5, 24 Fiber Trunk, Low Smoke Zero Halogen, PanMPO Female to PanMPO Female, HD Flex Transition, Method A, Ultra Insertion Loss, with Pulling Eye on one end - 36 Meters | PC | 1 | 1 | 1 | 1 | 3095.08
61305635233 | FWUYL7575KAM037 | OM5SigCore24fTrnkLSZH,EA | OM5, 24 Fiber Trunk, Low Smoke Zero Halogen, PanMPO Female to PanMPO Female, HD Flex Transition, Method A, Ultra Insertion Loss, with Pulling Eye on one end - 37 Meters | PC | 1 | 1 | 1 | 1 | 3143.88
61305635234 | FWUYL7575KAM038 | OM5SigCore24fTrnkLSZH,EA | OM5, 24 Fiber Trunk, Low Smoke Zero Halogen, PanMPO Female to PanMPO Female, HD Flex Transition, Method A, Ultra Insertion Loss, with Pulling Eye on one end - 38 Meters | PC | 1 | 1 | 1 | 1 | 3192.66
61305635235 | FWUYL7575KAM039 | OM5SigCore24fTrnkLSZH,EA | OM5, 24 Fiber Trunk, Low Smoke Zero Halogen, PanMPO Female to PanMPO Female, HD Flex Transition, Method A, Ultra Insertion Loss, with Pulling Eye on one end - 39 Meters | PC | 1 | 1 | 1 | 1 | 3241.46
61305635236 | FWUYL7575KAM040 | OM5SigCore24fTrnkLSZH,EA | OM5, 24 Fiber Trunk, Low Smoke Zero Halogen, PanMPO Female to PanMPO Female, HD Flex Transition, Method A, Ultra Insertion Loss, with Pulling Eye on one end - 40 Meters | PC | 1 | 1 | 1 | 1 | 3290.24
61305635237 | FWUYL7575KAM041 | OM5SigCore24fTrnkLSZH,EA | OM5, 24 Fiber Trunk, Low Smoke Zero Halogen, PanMPO Female to PanMPO Female, HD Flex Transition, Method A, Ultra Insertion Loss, with Pulling Eye on one end - 41 Meters | PC | 1 | 1 | 1 | 1 | 3339.02
61305635238 | FWUYL7575KAM042 | OM5SigCore24fTrnkLSZH,EA | OM5, 24 Fiber Trunk, Low Smoke Zero Halogen, PanMPO Female to PanMPO Female, HD Flex Transition, Method A, Ultra Insertion Loss, with Pulling Eye on one end - 42 Meters | PC | 1 | 1 | 1 | 1 | 3387.82
61305635239 | FWUYL7575KAM043 | OM5SigCore24fTrnkLSZH,EA | OM5, 24 Fiber Trunk, Low Smoke Zero Halogen, PanMPO Female to PanMPO Female, HD Flex Transition, Method A, Ultra Insertion Loss, with Pulling Eye on one end - 43 Meters | PC | 1 | 1 | 1 | 1 | 3436.62
61305635240 | FWUYL7575KAM044 | OM5SigCore24fTrnkLSZH,EA | OM5, 24 Fiber Trunk, Low Smoke Zero Halogen, PanMPO Female to PanMPO Female, HD Flex Transition, Method A, Ultra Insertion Loss, with Pulling Eye on one end - 44 Meters | PC | 1 | 1 | 1 | 1 | 3485.4
61305635241 | FWUYL7575KAM045 | OM5SigCore24fTrnkLSZH,EA | OM5, 24 Fiber Trunk, Low Smoke Zero Halogen, PanMPO Female to PanMPO Female, HD Flex Transition, Method A, Ultra Insertion Loss, with Pulling Eye on one end - 45 Meters | PC | 1 | 1 | 1 | 1 | 3534.2
61305635242 | FWUYL7575KAM046 | OM5SigCore24fTrnkLSZH,EA | OM5, 24 Fiber Trunk, Low Smoke Zero Halogen, PanMPO Female to PanMPO Female, HD Flex Transition, Method A, Ultra Insertion Loss, with Pulling Eye on one end - 46 Meters | PC | 1 | 1 | 1 | 1 | 3582.98
61305635243 | FWUYL7575KAM047 | OM5SigCore24fTrnkLSZH,EA | OM5, 24 Fiber Trunk, Low Smoke Zero Halogen, PanMPO Female to PanMPO Female, HD Flex Transition, Method A, Ultra Insertion Loss, with Pulling Eye on one end - 47 Meters | PC | 1 | 1 | 1 | 1 | 3631.78
61305635244 | FWUYL7575KAM048 | OM5SigCore24fTrnkLSZH,EA | OM5, 24 Fiber Trunk, Low Smoke Zero Halogen, PanMPO Female to PanMPO Female, HD Flex Transition, Method A, Ultra Insertion Loss, with Pulling Eye on one end - 48 Meters | PC | 1 | 1 | 1 | 1 | 3680.56
61305635245 | FWUYL7575KAM049 | OM5SigCore24fTrnkLSZH,EA | OM5, 24 Fiber Trunk, Low Smoke Zero Halogen, PanMPO Female to PanMPO Female, HD Flex Transition, Method A, Ultra Insertion Loss, with Pulling Eye on one end - 49 Meters | PC | 1 | 1 | 1 | 1 | 3729.36
61305635246 | FWUYL7575KAM050 | OM5SigCore24fTrnkLSZH,EA | OM5, 24 Fiber Trunk, Low Smoke Zero Halogen, PanMPO Female to PanMPO Female, HD Flex Transition, Method A, Ultra Insertion Loss, with Pulling Eye on one end - 50 Meters | PC | 1 | 1 | 1 | 1 | 3778.16
61305635247 | FWUYL7575KAM051 | OM5SigCore24fTrnkLSZH,EA | OM5, 24 Fiber Trunk, Low Smoke Zero Halogen, PanMPO Female to PanMPO Female, HD Flex Transition, Method A, Ultra Insertion Loss, with Pulling Eye on one end - 51 Meters | PC | 1 | 1 | 1 | 1 | 3826.92
61305635248 | FWUYL7575KAM052 | OM5SigCore24fTrnkLSZH,EA | OM5, 24 Fiber Trunk, Low Smoke Zero Halogen, PanMPO Female to PanMPO Female, HD Flex Transition, Method A, Ultra Insertion Loss, with Pulling Eye on one end - 52 Meters | PC | 1 | 1 | 1 | 1 | 3875.72
61305635249 | FWUYL7575KAM053 | OM5SigCore24fTrnkLSZH,EA | OM5, 24 Fiber Trunk, Low Smoke Zero Halogen, PanMPO Female to PanMPO Female, HD Flex Transition, Method A, Ultra Insertion Loss, with Pulling Eye on one end - 53 Meters | PC | 1 | 1 | 1 | 1 | 3924.52
61305635250 | FWUYL7575KAM054 | OM5SigCore24fTrnkLSZH,EA | OM5, 24 Fiber Trunk, Low Smoke Zero Halogen, PanMPO Female to PanMPO Female, HD Flex Transition, Method A, Ultra Insertion Loss, with Pulling Eye on one end - 54 Meters | PC | 1 | 1 | 1 | 1 | 3973.3
61305635251 | FWUYL7575KAM055 | OM5SigCore24fTrnkLSZH,EA | OM5, 24 Fiber Trunk, Low Smoke Zero Halogen, PanMPO Female to PanMPO Female, HD Flex Transition, Method A, Ultra Insertion Loss, with Pulling Eye on one end - 55 Meters | PC | 1 | 1 | 1 | 1 | 4022.1
61305635252 | FWUYL7575KAM056 | OM5SigCore24fTrnkLSZH,EA | OM5, 24 Fiber Trunk, Low Smoke Zero Halogen, PanMPO Female to PanMPO Female, HD Flex Transition, Method A, Ultra Insertion Loss, with Pulling Eye on one end - 56 Meters | PC | 1 | 1 | 1 | 1 | 4070.9
61305635253 | FWUYL7575KAM057 | OM5SigCore24fTrnkLSZH,EA | OM5, 24 Fiber Trunk, Low Smoke Zero Halogen, PanMPO Female to PanMPO Female, HD Flex Transition, Method A, Ultra Insertion Loss, with Pulling Eye on one end - 57 Meters | PC | 1 | 1 | 1 | 1 | 4119.68
61305635254 | FWUYL7575KAM058 | OM5SigCore24fTrnkLSZH,EA | OM5, 24 Fiber Trunk, Low Smoke Zero Halogen, PanMPO Female to PanMPO Female, HD Flex Transition, Method A, Ultra Insertion Loss, with Pulling Eye on one end - 58 Meters | PC | 1 | 1 | 1 | 1 | 4168.46
61305635255 | FWUYL7575KAM059 | OM5SigCore24fTrnkLSZH,EA | OM5, 24 Fiber Trunk, Low Smoke Zero Halogen, PanMPO Female to PanMPO Female, HD Flex Transition, Method A, Ultra Insertion Loss, with Pulling Eye on one end - 59 Meters | PC | 1 | 1 | 1 | 1 | 4217.26
61305635256 | FWUYL7575KAM060 | OM5SigCore24fTrnkLSZH,EA | OM5, 24 Fiber Trunk, Low Smoke Zero Halogen, PanMPO Female to PanMPO Female, HD Flex Transition, Method A, Ultra Insertion Loss, with Pulling Eye on one end - 60 Meters | PC | 1 | 1 | 1 | 1 | 4266.06
61305635257 | FWUYL7575KAM061 | OM5SigCore24fTrnkLSZH,EA | OM5, 24 Fiber Trunk, Low Smoke Zero Halogen, PanMPO Female to PanMPO Female, HD Flex Transition, Method A, Ultra Insertion Loss, with Pulling Eye on one end - 61 Meters | PC | 1 | 1 | 1 | 1 | 4314.84
61305635258 | FWUYL7575KAM062 | OM5SigCore24fTrnkLSZH,EA | OM5, 24 Fiber Trunk, Low Smoke Zero Halogen, PanMPO Female to PanMPO Female, HD Flex Transition, Method A, Ultra Insertion Loss, with Pulling Eye on one end - 62 Meters | PC | 1 | 1 | 1 | 1 | 4363.64
61305635259 | FWUYL7575KAM063 | OM5SigCore24fTrnkLSZH,EA | OM5, 24 Fiber Trunk, Low Smoke Zero Halogen, PanMPO Female to PanMPO Female, HD Flex Transition, Method A, Ultra Insertion Loss, with Pulling Eye on one end - 63 Meters | PC | 1 | 1 | 1 | 1 | 4412.42
61305635260 | FWUYL7575KAM064 | OM5SigCore24fTrnkLSZH,EA | OM5, 24 Fiber Trunk, Low Smoke Zero Halogen, PanMPO Female to PanMPO Female, HD Flex Transition, Method A, Ultra Insertion Loss, with Pulling Eye on one end - 64 Meters | PC | 1 | 1 | 1 | 1 | 4461.2
61305635261 | FWUYL7575KAM065 | OM5SigCore24fTrnkLSZH,EA | OM5, 24 Fiber Trunk, Low Smoke Zero Halogen, PanMPO Female to PanMPO Female, HD Flex Transition, Method A, Ultra Insertion Loss, with Pulling Eye on one end - 65 Meters | PC | 1 | 1 | 1 | 1 | 4510
61305635262 | FWUYL7575KAM066 | OM5SigCore24fTrnkLSZH,EA | OM5, 24 Fiber Trunk, Low Smoke Zero Halogen, PanMPO Female to PanMPO Female, HD Flex Transition, Method A, Ultra Insertion Loss, with Pulling Eye on one end - 66 Meters | PC | 1 | 1 | 1 | 1 | 4558.8
61305635263 | FWUYL7575KAM067 | OM5SigCore24fTrnkLSZH,EA | OM5, 24 Fiber Trunk, Low Smoke Zero Halogen, PanMPO Female to PanMPO Female, HD Flex Transition, Method A, Ultra Insertion Loss, with Pulling Eye on one end - 67 Meters | PC | 1 | 1 | 1 | 1 | 4607.6
61305635264 | FWUYL7575KAM068 | OM5SigCore24fTrnkLSZH,EA | OM5, 24 Fiber Trunk, Low Smoke Zero Halogen, PanMPO Female to PanMPO Female, HD Flex Transition, Method A, Ultra Insertion Loss, with Pulling Eye on one end - 68 Meters | PC | 1 | 1 | 1 | 1 | 4656.38
61305635265 | FWUYL7575KAM069 | OM5SigCore24fTrnkLSZH,EA | OM5, 24 Fiber Trunk, Low Smoke Zero Halogen, PanMPO Female to PanMPO Female, HD Flex Transition, Method A, Ultra Insertion Loss, with Pulling Eye on one end - 69 Meters | PC | 1 | 1 | 1 | 1 | 4705.16
61305635266 | FWUYL7575KAM070 | OM5SigCore24fTrnkLSZH,EA | OM5, 24 Fiber Trunk, Low Smoke Zero Halogen, PanMPO Female to PanMPO Female, HD Flex Transition, Method A, Ultra Insertion Loss, with Pulling Eye on one end - 70 Meters | PC | 1 | 1 | 1 | 1 | 4753.96
61305635267 | FWUYL7575KAM071 | OM5SigCore24fTrnkLSZH,EA | OM5, 24 Fiber Trunk, Low Smoke Zero Halogen, PanMPO Female to PanMPO Female, HD Flex Transition, Method A, Ultra Insertion Loss, with Pulling Eye on one end - 71 Meters | PC | 1 | 1 | 1 | 1 | 4802.74
61305635268 | FWUYL7575KAM072 | OM5SigCore24fTrnkLSZH,EA | OM5, 24 Fiber Trunk, Low Smoke Zero Halogen, PanMPO Female to PanMPO Female, HD Flex Transition, Method A, Ultra Insertion Loss, with Pulling Eye on one end - 72 Meters | PC | 1 | 1 | 1 | 1 | 4851.54
61305635269 | FWUYL7575KAM073 | OM5SigCore24fTrnkLSZH,EA | OM5, 24 Fiber Trunk, Low Smoke Zero Halogen, PanMPO Female to PanMPO Female, HD Flex Transition, Method A, Ultra Insertion Loss, with Pulling Eye on one end - 73 Meters | PC | 1 | 1 | 1 | 1 | 4900.34
61305635270 | FWUYL7575KAM074 | OM5SigCore24fTrnkLSZH,EA | OM5, 24 Fiber Trunk, Low Smoke Zero Halogen, PanMPO Female to PanMPO Female, HD Flex Transition, Method A, Ultra Insertion Loss, with Pulling Eye on one end - 74 Meters | PC | 1 | 1 | 1 | 1 | 4949.12
61305635271 | FWUYL7575KAM075 | OM5SigCore24fTrnkLSZH,EA | OM5, 24 Fiber Trunk, Low Smoke Zero Halogen, PanMPO Female to PanMPO Female, HD Flex Transition, Method A, Ultra Insertion Loss, with Pulling Eye on one end - 75 Meters | PC | 1 | 1 | 1 | 1 | 4997.9
61305635272 | FWUYL7575KAM076 | OM5SigCore24fTrnkLSZH,EA | OM5, 24 Fiber Trunk, Low Smoke Zero Halogen, PanMPO Female to PanMPO Female, HD Flex Transition, Method A, Ultra Insertion Loss, with Pulling Eye on one end - 76 Meters | PC | 1 | 1 | 1 | 1 | 5046.7
61305635273 | FWUYL7575KAM077 | OM5SigCore24fTrnkLSZH,EA | OM5, 24 Fiber Trunk, Low Smoke Zero Halogen, PanMPO Female to PanMPO Female, HD Flex Transition, Method A, Ultra Insertion Loss, with Pulling Eye on one end - 77 Meters | PC | 1 | 1 | 1 | 1 | 5095.5
61305635274 | FWUYL7575KAM078 | OM5SigCore24fTrnkLSZH,EA | OM5, 24 Fiber Trunk, Low Smoke Zero Halogen, PanMPO Female to PanMPO Female, HD Flex Transition, Method A, Ultra Insertion Loss, with Pulling Eye on one end - 78 Meters | PC | 1 | 1 | 1 | 1 | 5144.28
61305635275 | FWUYL7575KAM079 | OM5SigCore24fTrnkLSZH,EA | OM5, 24 Fiber Trunk, Low Smoke Zero Halogen, PanMPO Female to PanMPO Female, HD Flex Transition, Method A, Ultra Insertion Loss, with Pulling Eye on one end - 79 Meters | PC | 1 | 1 | 1 | 1 | 5193.08
61305635276 | FWUYL7575KAM080 | OM5SigCore24fTrnkLSZH,EA | OM5, 24 Fiber Trunk, Low Smoke Zero Halogen, PanMPO Female to PanMPO Female, HD Flex Transition, Method A, Ultra Insertion Loss, with Pulling Eye on one end - 80 Meters | PC | 1 | 1 | 1 | 1 | 5241.88
61305635277 | FWUYL7575KAM081 | OM5SigCore24fTrnkLSZH,EA | OM5, 24 Fiber Trunk, Low Smoke Zero Halogen, PanMPO Female to PanMPO Female, HD Flex Transition, Method A, Ultra Insertion Loss, with Pulling Eye on one end - 81 Meters | PC | 1 | 1 | 1 | 1 | 5290.64
61305635278 | FWUYL7575KAM082 | OM5SigCore24fTrnkLSZH,EA | OM5, 24 Fiber Trunk, Low Smoke Zero Halogen, PanMPO Female to PanMPO Female, HD Flex Transition, Method A, Ultra Insertion Loss, with Pulling Eye on one end - 82 Meters | PC | 1 | 1 | 1 | 1 | 5339.44
61305635279 | FWUYL7575KAM083 | OM5SigCore24fTrnkLSZH,EA | OM5, 24 Fiber Trunk, Low Smoke Zero Halogen, PanMPO Female to PanMPO Female, HD Flex Transition, Method A, Ultra Insertion Loss, with Pulling Eye on one end - 83 Meters | PC | 1 | 1 | 1 | 1 | 5388.24
61305635280 | FWUYL7575KAM084 | OM5SigCore24fTrnkLSZH,EA | OM5, 24 Fiber Trunk, Low Smoke Zero Halogen, PanMPO Female to PanMPO Female, HD Flex Transition, Method A, Ultra Insertion Loss, with Pulling Eye on one end - 84 Meters | PC | 1 | 1 | 1 | 1 | 5437.02
61305635281 | FWUYL7575KAM085 | OM5SigCore24fTrnkLSZH,EA | OM5, 24 Fiber Trunk, Low Smoke Zero Halogen, PanMPO Female to PanMPO Female, HD Flex Transition, Method A, Ultra Insertion Loss, with Pulling Eye on one end - 85 Meters | PC | 1 | 1 | 1 | 1 | 5485.82
61305635282 | FWUYL7575KAM086 | OM5SigCore24fTrnkLSZH,EA | OM5, 24 Fiber Trunk, Low Smoke Zero Halogen, PanMPO Female to PanMPO Female, HD Flex Transition, Method A, Ultra Insertion Loss, with Pulling Eye on one end - 86 Meters | PC | 1 | 1 | 1 | 1 | 5534.6
61305635283 | FWUYL7575KAM087 | OM5SigCore24fTrnkLSZH,EA | OM5, 24 Fiber Trunk, Low Smoke Zero Halogen, PanMPO Female to PanMPO Female, HD Flex Transition, Method A, Ultra Insertion Loss, with Pulling Eye on one end - 87 Meters | PC | 1 | 1 | 1 | 1 | 5583.4
61305635284 | FWUYL7575KAM088 | OM5SigCore24fTrnkLSZH,EA | OM5, 24 Fiber Trunk, Low Smoke Zero Halogen, PanMPO Female to PanMPO Female, HD Flex Transition, Method A, Ultra Insertion Loss, with Pulling Eye on one end - 88 Meters | PC | 1 | 1 | 1 | 1 | 5632.18
61305635285 | FWUYL7575KAM089 | OM5SigCore24fTrnkLSZH,EA | OM5, 24 Fiber Trunk, Low Smoke Zero Halogen, PanMPO Female to PanMPO Female, HD Flex Transition, Method A, Ultra Insertion Loss, with Pulling Eye on one end - 89 Meters | PC | 1 | 1 | 1 | 1 | 5680.98
61305635286 | FWUYL7575KAM090 | OM5SigCore24fTrnkLSZH,EA | OM5, 24 Fiber Trunk, Low Smoke Zero Halogen, PanMPO Female to PanMPO Female, HD Flex Transition, Method A, Ultra Insertion Loss, with Pulling Eye on one end - 90 Meters | PC | 1 | 1 | 1 | 1 | 5729.78
61305635287 | FWUYL7575KAM091 | OM5SigCore24fTrnkLSZH,EA | OM5, 24 Fiber Trunk, Low Smoke Zero Halogen, PanMPO Female to PanMPO Female, HD Flex Transition, Method A, Ultra Insertion Loss, with Pulling Eye on one end - 91 Meters | PC | 1 | 1 | 1 | 1 | 5778.56
61305635288 | FWUYL7575KAM092 | OM5SigCore24fTrnkLSZH,EA | OM5, 24 Fiber Trunk, Low Smoke Zero Halogen, PanMPO Female to PanMPO Female, HD Flex Transition, Method A, Ultra Insertion Loss, with Pulling Eye on one end - 92 Meters | PC | 1 | 1 | 1 | 1 | 5827.34
61305635289 | FWUYL7575KAM093 | OM5SigCore24fTrnkLSZH,EA | OM5, 24 Fiber Trunk, Low Smoke Zero Halogen, PanMPO Female to PanMPO Female, HD Flex Transition, Method A, Ultra Insertion Loss, with Pulling Eye on one end - 93 Meters | PC | 1 | 1 | 1 | 1 | 5876.14
61305635290 | FWUYL7575KAM094 | OM5SigCore24fTrnkLSZH,EA | OM5, 24 Fiber Trunk, Low Smoke Zero Halogen, PanMPO Female to PanMPO Female, HD Flex Transition, Method A, Ultra Insertion Loss, with Pulling Eye on one end - 94 Meters | PC | 1 | 1 | 1 | 1 | 5924.92
61305635291 | FWUYL7575KAM095 | OM5SigCore24fTrnkLSZH,EA | OM5, 24 Fiber Trunk, Low Smoke Zero Halogen, PanMPO Female to PanMPO Female, HD Flex Transition, Method A, Ultra Insertion Loss, with Pulling Eye on one end - 95 Meters | PC | 1 | 1 | 1 | 1 | 5973.72
61305635292 | FWUYL7575KAM096 | OM5SigCore24fTrnkLSZH,EA | OM5, 24 Fiber Trunk, Low Smoke Zero Halogen, PanMPO Female to PanMPO Female, HD Flex Transition, Method A, Ultra Insertion Loss, with Pulling Eye on one end - 96 Meters | PC | 1 | 1 | 1 | 1 | 6022.52
61305635293 | FWUYL7575KAM097 | OM5SigCore24fTrnkLSZH,EA | OM5, 24 Fiber Trunk, Low Smoke Zero Halogen, PanMPO Female to PanMPO Female, HD Flex Transition, Method A, Ultra Insertion Loss, with Pulling Eye on one end - 97 Meters | PC | 1 | 1 | 1 | 1 | 6071.32
61305635294 | FWUYL7575KAM098 | OM5SigCore24fTrnkLSZH,EA | OM5, 24 Fiber Trunk, Low Smoke Zero Halogen, PanMPO Female to PanMPO Female, HD Flex Transition, Method A, Ultra Insertion Loss, with Pulling Eye on one end - 98 Meters | PC | 1 | 1 | 1 | 1 | 6120.08
61305635295 | FWUYL7575KAM099 | OM5SigCore24fTrnkLSZH,EA | OM5, 24 Fiber Trunk, Low Smoke Zero Halogen, PanMPO Female to PanMPO Female, HD Flex Transition, Method A, Ultra Insertion Loss, with Pulling Eye on one end - 99 Meters | PC | 1 | 1 | 1 | 1 | 6168.88
61305635296 | FWUYL7575KAM100 | OM5SigCore24fTrnkLSZH,EA | OM5, 24 Fiber Trunk, Low Smoke Zero Halogen, PanMPO Female to PanMPO Female, HD Flex Transition, Method A, Ultra Insertion Loss, with Pulling Eye on one end - 100 Meters | PC | 1 | 1 | 1 | 1 | 6217.68
61305635155 | FWUYL7575KNM005 | OM5SigCore24fTrnkLSZH,EA | OM5, 24 Fiber Trunk, Low Smoke Zero Halogen, PanMPO Female to PanMPO Female, HD Flex Transition, Method A, Ultra Insertion Loss - 5 Meters | PC | 1 | 1 | 1 | 1 | 1582.56
61305635156 | FWUYL7575KNM006 | OM5SigCore24fTrnkLSZH,EA | OM5, 24 Fiber Trunk, Low Smoke Zero Halogen, PanMPO Female to PanMPO Female, HD Flex Transition, Method A, Ultra Insertion Loss - 6 Meters | PC | 1 | 1 | 1 | 1 | 1631.36
61305635157 | FWUYL7575KNM007 | OM5SigCore24fTrnkLSZH,EA | OM5, 24 Fiber Trunk, Low Smoke Zero Halogen, PanMPO Female to PanMPO Female, HD Flex Transition, Method A, Ultra Insertion Loss - 7 Meters | PC | 1 | 1 | 1 | 1 | 1680.16
61305635158 | FWUYL7575KNM008 | OM5SigCore24fTrnkLSZH,EA | OM5, 24 Fiber Trunk, Low Smoke Zero Halogen, PanMPO Female to PanMPO Female, HD Flex Transition, Method A, Ultra Insertion Loss - 8 Meters | PC | 1 | 1 | 1 | 1 | 1728.94
61305635159 | FWUYL7575KNM009 | OM5SigCore24fTrnkLSZH,EA | OM5, 24 Fiber Trunk, Low Smoke Zero Halogen, PanMPO Female to PanMPO Female, HD Flex Transition, Method A, Ultra Insertion Loss - 9 Meters | PC | 1 | 1 | 1 | 1 | 1777.74
61305635160 | FWUYL7575KNM010 | OM5SigCore24fTrnkLSZH,EA | OM5, 24 Fiber Trunk, Low Smoke Zero Halogen, PanMPO Female to PanMPO Female, HD Flex Transition, Method A, Ultra Insertion Loss - 10 Meters | PC | 1 | 1 | 1 | 1 | 1826.54
61305635161 | FWUYL7575KNM011 | OM5SigCore24fTrnkLSZH,EA | OM5, 24 Fiber Trunk, Low Smoke Zero Halogen, PanMPO Female to PanMPO Female, HD Flex Transition, Method A, Ultra Insertion Loss - 11 Meters | PC | 1 | 1 | 1 | 1 | 1875.3
61305635162 | FWUYL7575KNM012 | OM5SigCore24fTrnkLSZH,EA | OM5, 24 Fiber Trunk, Low Smoke Zero Halogen, PanMPO Female to PanMPO Female, HD Flex Transition, Method A, Ultra Insertion Loss - 12 Meters | PC | 1 | 1 | 1 | 1 | 1924.1
61305635163 | FWUYL7575KNM013 | OM5SigCore24fTrnkLSZH,EA | OM5, 24 Fiber Trunk, Low Smoke Zero Halogen, PanMPO Female to PanMPO Female, HD Flex Transition, Method A, Ultra Insertion Loss - 13 Meters | PC | 1 | 1 | 1 | 1 | 1972.9
61305635164 | FWUYL7575KNM014 | OM5SigCore24fTrnkLSZH,EA | OM5, 24 Fiber Trunk, Low Smoke Zero Halogen, PanMPO Female to PanMPO Female, HD Flex Transition, Method A, Ultra Insertion Loss - 14 Meters | PC | 1 | 1 | 1 | 1 | 2021.68
61305635165 | FWUYL7575KNM015 | OM5SigCore24fTrnkLSZH,EA | OM5, 24 Fiber Trunk, Low Smoke Zero Halogen, PanMPO Female to PanMPO Female, HD Flex Transition, Method A, Ultra Insertion Loss - 15 Meters | PC | 1 | 1 | 1 | 1 | 2070.48
61305635166 | FWUYL7575KNM016 | OM5SigCore24fTrnkLSZH,EA | OM5, 24 Fiber Trunk, Low Smoke Zero Halogen, PanMPO Female to PanMPO Female, HD Flex Transition, Method A, Ultra Insertion Loss - 16 Meters | PC | 1 | 1 | 1 | 1 | 2119.28
61305635167 | FWUYL7575KNM017 | OM5SigCore24fTrnkLSZH,EA | OM5, 24 Fiber Trunk, Low Smoke Zero Halogen, PanMPO Female to PanMPO Female, HD Flex Transition, Method A, Ultra Insertion Loss - 17 Meters | PC | 1 | 1 | 1 | 1 | 2168.06
61305635168 | FWUYL7575KNM018 | OM5SigCore24fTrnkLSZH,EA | OM5, 24 Fiber Trunk, Low Smoke Zero Halogen, PanMPO Female to PanMPO Female, HD Flex Transition, Method A, Ultra Insertion Loss - 18 Meters | PC | 1 | 1 | 1 | 1 | 2216.84
61305635169 | FWUYL7575KNM019 | OM5SigCore24fTrnkLSZH,EA | OM5, 24 Fiber Trunk, Low Smoke Zero Halogen, PanMPO Female to PanMPO Female, HD Flex Transition, Method A, Ultra Insertion Loss - 19 Meters | PC | 1 | 1 | 1 | 1 | 2265.64
61305635170 | FWUYL7575KNM020 | OM5SigCore24fTrnkLSZH,EA | OM5, 24 Fiber Trunk, Low Smoke Zero Halogen, PanMPO Female to PanMPO Female, HD Flex Transition, Method A, Ultra Insertion Loss - 20 Meters | PC | 1 | 1 | 1 | 1 | 2314.44
61305635171 | FWUYL7575KNM021 | OM5SigCore24fTrnkLSZH,EA | OM5, 24 Fiber Trunk, Low Smoke Zero Halogen, PanMPO Female to PanMPO Female, HD Flex Transition, Method A, Ultra Insertion Loss - 21 Meters | PC | 1 | 1 | 1 | 1 | 2363.22
61305635172 | FWUYL7575KNM022 | OM5SigCore24fTrnkLSZH,EA | OM5, 24 Fiber Trunk, Low Smoke Zero Halogen, PanMPO Female to PanMPO Female, HD Flex Transition, Method A, Ultra Insertion Loss - 22 Meters | PC | 1 | 1 | 1 | 1 | 2412
61305635173 | FWUYL7575KNM023 | OM5SigCore24fTrnkLSZH,EA | OM5, 24 Fiber Trunk, Low Smoke Zero Halogen, PanMPO Female to PanMPO Female, HD Flex Transition, Method A, Ultra Insertion Loss - 23 Meters | PC | 1 | 1 | 1 | 1 | 2460.8
61305635174 | FWUYL7575KNM024 | OM5SigCore24fTrnkLSZH,EA | OM5, 24 Fiber Trunk, Low Smoke Zero Halogen, PanMPO Female to PanMPO Female, HD Flex Transition, Method A, Ultra Insertion Loss - 24 Meters | PC | 1 | 1 | 1 | 1 | 2509.58
61305635175 | FWUYL7575KNM025 | OM5SigCore24fTrnkLSZH,EA | OM5, 24 Fiber Trunk, Low Smoke Zero Halogen, PanMPO Female to PanMPO Female, HD Flex Transition, Method A, Ultra Insertion Loss - 25 Meters | PC | 1 | 1 | 1 | 1 | 2558.38
61305635176 | FWUYL7575KNM026 | OM5SigCore24fTrnkLSZH,EA | OM5, 24 Fiber Trunk, Low Smoke Zero Halogen, PanMPO Female to PanMPO Female, HD Flex Transition, Method A, Ultra Insertion Loss - 26 Meters | PC | 1 | 1 | 1 | 1 | 2607.18
61305635177 | FWUYL7575KNM027 | OM5SigCore24fTrnkLSZH,EA | OM5, 24 Fiber Trunk, Low Smoke Zero Halogen, PanMPO Female to PanMPO Female, HD Flex Transition, Method A, Ultra Insertion Loss - 27 Meters | PC | 1 | 1 | 1 | 1 | 2655.98
61305635178 | FWUYL7575KNM028 | OM5SigCore24fTrnkLSZH,EA | OM5, 24 Fiber Trunk, Low Smoke Zero Halogen, PanMPO Female to PanMPO Female, HD Flex Transition, Method A, Ultra Insertion Loss - 28 Meters | PC | 1 | 1 | 1 | 1 | 2704.74
61305635179 | FWUYL7575KNM029 | OM5SigCore24fTrnkLSZH,EA | OM5, 24 Fiber Trunk, Low Smoke Zero Halogen, PanMPO Female to PanMPO Female, HD Flex Transition, Method A, Ultra Insertion Loss - 29 Meters | PC | 1 | 1 | 1 | 1 | 2753.54
61305635180 | FWUYL7575KNM030 | OM5SigCore24fTrnkLSZH,EA | OM5, 24 Fiber Trunk, Low Smoke Zero Halogen, PanMPO Female to PanMPO Female, HD Flex Transition, Method A, Ultra Insertion Loss - 30 Meters | PC | 1 | 1 | 1 | 1 | 2802.34
61305635181 | FWUYL7575KNM031 | OM5SigCore24fTrnkLSZH,EA | OM5, 24 Fiber Trunk, Low Smoke Zero Halogen, PanMPO Female to PanMPO Female, HD Flex Transition, Method A, Ultra Insertion Loss - 31 Meters | PC | 1 | 1 | 1 | 1 | 2851.12
61305635182 | FWUYL7575KNM032 | OM5SigCore24fTrnkLSZH,EA | OM5, 24 Fiber Trunk, Low Smoke Zero Halogen, PanMPO Female to PanMPO Female, HD Flex Transition, Method A, Ultra Insertion Loss - 32 Meters | PC | 1 | 1 | 1 | 1 | 2899.92
61305635183 | FWUYL7575KNM033 | OM5SigCore24fTrnkLSZH,EA | OM5, 24 Fiber Trunk, Low Smoke Zero Halogen, PanMPO Female to PanMPO Female, HD Flex Transition, Method A, Ultra Insertion Loss - 33 Meters | PC | 1 | 1 | 1 | 1 | 2948.72
61305635184 | FWUYL7575KNM034 | OM5SigCore24fTrnkLSZH,EA | OM5, 24 Fiber Trunk, Low Smoke Zero Halogen, PanMPO Female to PanMPO Female, HD Flex Transition, Method A, Ultra Insertion Loss - 34 Meters | PC | 1 | 1 | 1 | 1 | 2997.48
61305635185 | FWUYL7575KNM035 | OM5SigCore24fTrnkLSZH,EA | OM5, 24 Fiber Trunk, Low Smoke Zero Halogen, PanMPO Female to PanMPO Female, HD Flex Transition, Method A, Ultra Insertion Loss - 35 Meters | PC | 1 | 1 | 1 | 1 | 3046.28
61305635186 | FWUYL7575KNM036 | OM5SigCore24fTrnkLSZH,EA | OM5, 24 Fiber Trunk, Low Smoke Zero Halogen, PanMPO Female to PanMPO Female, HD Flex Transition, Method A, Ultra Insertion Loss - 36 Meters | PC | 1 | 1 | 1 | 1 | 3095.08
61305635187 | FWUYL7575KNM037 | OM5SigCore24fTrnkLSZH,EA | OM5, 24 Fiber Trunk, Low Smoke Zero Halogen, PanMPO Female to PanMPO Female, HD Flex Transition, Method A, Ultra Insertion Loss - 37 Meters | PC | 1 | 1 | 1 | 1 | 3143.88
61305635188 | FWUYL7575KNM038 | OM5SigCore24fTrnkLSZH,EA | OM5, 24 Fiber Trunk, Low Smoke Zero Halogen, PanMPO Female to PanMPO Female, HD Flex Transition, Method A, Ultra Insertion Loss - 38 Meters | PC | 1 | 1 | 1 | 1 | 3192.66
61305635189 | FWUYL7575KNM039 | OM5SigCore24fTrnkLSZH,EA | OM5, 24 Fiber Trunk, Low Smoke Zero Halogen, PanMPO Female to PanMPO Female, HD Flex Transition, Method A, Ultra Insertion Loss - 39 Meters | PC | 1 | 1 | 1 | 1 | 3241.46
61305635190 | FWUYL7575KNM040 | OM5SigCore24fTrnkLSZH,EA | OM5, 24 Fiber Trunk, Low Smoke Zero Halogen, PanMPO Female to PanMPO Female, HD Flex Transition, Method A, Ultra Insertion Loss - 40 Meters | PC | 1 | 1 | 1 | 1 | 3290.24
61305635191 | FWUYL7575KNM041 | OM5SigCore24fTrnkLSZH,EA | OM5, 24 Fiber Trunk, Low Smoke Zero Halogen, PanMPO Female to PanMPO Female, HD Flex Transition, Method A, Ultra Insertion Loss - 41 Meters | PC | 1 | 1 | 1 | 1 | 3339.02
61305635192 | FWUYL7575KNM042 | OM5SigCore24fTrnkLSZH,EA | OM5, 24 Fiber Trunk, Low Smoke Zero Halogen, PanMPO Female to PanMPO Female, HD Flex Transition, Method A, Ultra Insertion Loss - 42 Meters | PC | 1 | 1 | 1 | 1 | 3387.82
61305635193 | FWUYL7575KNM043 | OM5SigCore24fTrnkLSZH,EA | OM5, 24 Fiber Trunk, Low Smoke Zero Halogen, PanMPO Female to PanMPO Female, HD Flex Transition, Method A, Ultra Insertion Loss - 43 Meters | PC | 1 | 1 | 1 | 1 | 3436.62
61305635194 | FWUYL7575KNM044 | OM5SigCore24fTrnkLSZH,EA | OM5, 24 Fiber Trunk, Low Smoke Zero Halogen, PanMPO Female to PanMPO Female, HD Flex Transition, Method A, Ultra Insertion Loss - 44 Meters | PC | 1 | 1 | 1 | 1 | 3485.4
61305635195 | FWUYL7575KNM045 | OM5SigCore24fTrnkLSZH,EA | OM5, 24 Fiber Trunk, Low Smoke Zero Halogen, PanMPO Female to PanMPO Female, HD Flex Transition, Method A, Ultra Insertion Loss - 45 Meters | PC | 1 | 1 | 1 | 1 | 3534.2
61305635196 | FWUYL7575KNM046 | OM5SigCore24fTrnkLSZH,EA | OM5, 24 Fiber Trunk, Low Smoke Zero Halogen, PanMPO Female to PanMPO Female, HD Flex Transition, Method A, Ultra Insertion Loss - 46 Meters | PC | 1 | 1 | 1 | 1 | 3582.98
61305635197 | FWUYL7575KNM047 | OM5SigCore24fTrnkLSZH,EA | OM5, 24 Fiber Trunk, Low Smoke Zero Halogen, PanMPO Female to PanMPO Female, HD Flex Transition, Method A, Ultra Insertion Loss - 47 Meters | PC | 1 | 1 | 1 | 1 | 3631.78
61305635198 | FWUYL7575KNM048 | OM5SigCore24fTrnkLSZH,EA | OM5, 24 Fiber Trunk, Low Smoke Zero Halogen, PanMPO Female to PanMPO Female, HD Flex Transition, Method A, Ultra Insertion Loss - 48 Meters | PC | 1 | 1 | 1 | 1 | 3680.56
61305635199 | FWUYL7575KNM049 | OM5SigCore24fTrnkLSZH,EA | OM5, 24 Fiber Trunk, Low Smoke Zero Halogen, PanMPO Female to PanMPO Female, HD Flex Transition, Method A, Ultra Insertion Loss - 49 Meters | PC | 1 | 1 | 1 | 1 | 3729.36
61305635200 | FWUYL7575KNM050 | OM5SigCore24fTrnkLSZH,EA | OM5, 24 Fiber Trunk, Low Smoke Zero Halogen, PanMPO Female to PanMPO Female, HD Flex Transition, Method A, Ultra Insertion Loss - 50 Meters | PC | 1 | 1 | 1 | 1 | 3778.16
61305635343 | FWUYL7575LAM005 | OM5SigCore24fTrnkLSZH,EA | OM5, 24 Fiber Trunk, Low Smoke Zero Halogen, PanMPO Female to PanMPO Female, HD Flex Transition, Method B, Ultra Insertion Loss, with Pulling Eye on one end - 5 Meters | PC | 1 | 1 | 1 | 1 | 1582.56
61305635344 | FWUYL7575LAM006 | OM5SigCore24fTrnkLSZH,EA | OM5, 24 Fiber Trunk, Low Smoke Zero Halogen, PanMPO Female to PanMPO Female, HD Flex Transition, Method B, Ultra Insertion Loss, with Pulling Eye on one end - 6 Meters | PC | 1 | 1 | 1 | 1 | 1631.36
61305635345 | FWUYL7575LAM007 | OM5SigCore24fTrnkLSZH,EA | OM5, 24 Fiber Trunk, Low Smoke Zero Halogen, PanMPO Female to PanMPO Female, HD Flex Transition, Method B, Ultra Insertion Loss, with Pulling Eye on one end - 7 Meters | PC | 1 | 1 | 1 | 1 | 1680.16
61305635346 | FWUYL7575LAM008 | OM5SigCore24fTrnkLSZH,EA | OM5, 24 Fiber Trunk, Low Smoke Zero Halogen, PanMPO Female to PanMPO Female, HD Flex Transition, Method B, Ultra Insertion Loss, with Pulling Eye on one end - 8 Meters | PC | 1 | 1 | 1 | 1 | 1728.94
61305635347 | FWUYL7575LAM009 | OM5SigCore24fTrnkLSZH,EA | OM5, 24 Fiber Trunk, Low Smoke Zero Halogen, PanMPO Female to PanMPO Female, HD Flex Transition, Method B, Ultra Insertion Loss, with Pulling Eye on one end - 9 Meters | PC | 1 | 1 | 1 | 1 | 1777.74
61305635348 | FWUYL7575LAM010 | OM5SigCore24fTrnkLSZH,EA | OM5, 24 Fiber Trunk, Low Smoke Zero Halogen, PanMPO Female to PanMPO Female, HD Flex Transition, Method B, Ultra Insertion Loss, with Pulling Eye on one end - 10 Meters | PC | 1 | 1 | 1 | 1 | 1826.54
61305635349 | FWUYL7575LAM011 | OM5SigCore24fTrnkLSZH,EA | OM5, 24 Fiber Trunk, Low Smoke Zero Halogen, PanMPO Female to PanMPO Female, HD Flex Transition, Method B, Ultra Insertion Loss, with Pulling Eye on one end - 11 Meters | PC | 1 | 1 | 1 | 1 | 1875.3
61305635350 | FWUYL7575LAM012 | OM5SigCore24fTrnkLSZH,EA | OM5, 24 Fiber Trunk, Low Smoke Zero Halogen, PanMPO Female to PanMPO Female, HD Flex Transition, Method B, Ultra Insertion Loss, with Pulling Eye on one end - 12 Meters | PC | 1 | 1 | 1 | 1 | 1924.1
61305635351 | FWUYL7575LAM013 | OM5SigCore24fTrnkLSZH,EA | OM5, 24 Fiber Trunk, Low Smoke Zero Halogen, PanMPO Female to PanMPO Female, HD Flex Transition, Method B, Ultra Insertion Loss, with Pulling Eye on one end - 13 Meters | PC | 1 | 1 | 1 | 1 | 1972.9
61305635352 | FWUYL7575LAM014 | OM5SigCore24fTrnkLSZH,EA | OM5, 24 Fiber Trunk, Low Smoke Zero Halogen, PanMPO Female to PanMPO Female, HD Flex Transition, Method B, Ultra Insertion Loss, with Pulling Eye on one end - 14 Meters | PC | 1 | 1 | 1 | 1 | 2021.68
61305635353 | FWUYL7575LAM015 | OM5SigCore24fTrnkLSZH,EA | OM5, 24 Fiber Trunk, Low Smoke Zero Halogen, PanMPO Female to PanMPO Female, HD Flex Transition, Method B, Ultra Insertion Loss, with Pulling Eye on one end - 15 Meters | PC | 1 | 1 | 1 | 1 | 2070.48
61305635354 | FWUYL7575LAM016 | OM5SigCore24fTrnkLSZH,EA | OM5, 24 Fiber Trunk, Low Smoke Zero Halogen, PanMPO Female to PanMPO Female, HD Flex Transition, Method B, Ultra Insertion Loss, with Pulling Eye on one end - 16 Meters | PC | 1 | 1 | 1 | 1 | 2119.28
61305635355 | FWUYL7575LAM017 | OM5SigCore24fTrnkLSZH,EA | OM5, 24 Fiber Trunk, Low Smoke Zero Halogen, PanMPO Female to PanMPO Female, HD Flex Transition, Method B, Ultra Insertion Loss, with Pulling Eye on one end - 17 Meters | PC | 1 | 1 | 1 | 1 | 2168.06
61305635356 | FWUYL7575LAM018 | OM5SigCore24fTrnkLSZH,EA | OM5, 24 Fiber Trunk, Low Smoke Zero Halogen, PanMPO Female to PanMPO Female, HD Flex Transition, Method B, Ultra Insertion Loss, with Pulling Eye on one end - 18 Meters | PC | 1 | 1 | 1 | 1 | 2216.84
61305635357 | FWUYL7575LAM019 | OM5SigCore24fTrnkLSZH,EA | OM5, 24 Fiber Trunk, Low Smoke Zero Halogen, PanMPO Female to PanMPO Female, HD Flex Transition, Method B, Ultra Insertion Loss, with Pulling Eye on one end - 19 Meters | PC | 1 | 1 | 1 | 1 | 2265.64
61305635358 | FWUYL7575LAM020 | OM5SigCore24fTrnkLSZH,EA | OM5, 24 Fiber Trunk, Low Smoke Zero Halogen, PanMPO Female to PanMPO Female, HD Flex Transition, Method B, Ultra Insertion Loss, with Pulling Eye on one end - 20 Meters | PC | 1 | 1 | 1 | 1 | 2314.44
61305635359 | FWUYL7575LAM021 | OM5SigCore24fTrnkLSZH,EA | OM5, 24 Fiber Trunk, Low Smoke Zero Halogen, PanMPO Female to PanMPO Female, HD Flex Transition, Method B, Ultra Insertion Loss, with Pulling Eye on one end - 21 Meters | PC | 1 | 1 | 1 | 1 | 2363.22
61305635360 | FWUYL7575LAM022 | OM5SigCore24fTrnkLSZH,EA | OM5, 24 Fiber Trunk, Low Smoke Zero Halogen, PanMPO Female to PanMPO Female, HD Flex Transition, Method B, Ultra Insertion Loss, with Pulling Eye on one end - 22 Meters | PC | 1 | 1 | 1 | 1 | 2412
61305635361 | FWUYL7575LAM023 | OM5SigCore24fTrnkLSZH,EA | OM5, 24 Fiber Trunk, Low Smoke Zero Halogen, PanMPO Female to PanMPO Female, HD Flex Transition, Method B, Ultra Insertion Loss, with Pulling Eye on one end - 23 Meters | PC | 1 | 1 | 1 | 1 | 2460.8
61305635362 | FWUYL7575LAM024 | OM5SigCore24fTrnkLSZH,EA | OM5, 24 Fiber Trunk, Low Smoke Zero Halogen, PanMPO Female to PanMPO Female, HD Flex Transition, Method B, Ultra Insertion Loss, with Pulling Eye on one end - 24 Meters | PC | 1 | 1 | 1 | 1 | 2509.58
61305635363 | FWUYL7575LAM025 | OM5SigCore24fTrnkLSZH,EA | OM5, 24 Fiber Trunk, Low Smoke Zero Halogen, PanMPO Female to PanMPO Female, HD Flex Transition, Method B, Ultra Insertion Loss, with Pulling Eye on one end - 25 Meters | PC | 1 | 1 | 1 | 1 | 2558.38
61305635364 | FWUYL7575LAM026 | OM5SigCore24fTrnkLSZH,EA | OM5, 24 Fiber Trunk, Low Smoke Zero Halogen, PanMPO Female to PanMPO Female, HD Flex Transition, Method B, Ultra Insertion Loss, with Pulling Eye on one end - 26 Meters | PC | 1 | 1 | 1 | 1 | 2607.18
61305635365 | FWUYL7575LAM027 | OM5SigCore24fTrnkLSZH,EA | OM5, 24 Fiber Trunk, Low Smoke Zero Halogen, PanMPO Female to PanMPO Female, HD Flex Transition, Method B, Ultra Insertion Loss, with Pulling Eye on one end - 27 Meters | PC | 1 | 1 | 1 | 1 | 2655.98
61305635366 | FWUYL7575LAM028 | OM5SigCore24fTrnkLSZH,EA | OM5, 24 Fiber Trunk, Low Smoke Zero Halogen, PanMPO Female to PanMPO Female, HD Flex Transition, Method B, Ultra Insertion Loss, with Pulling Eye on one end - 28 Meters | PC | 1 | 1 | 1 | 1 | 2704.74
61305635367 | FWUYL7575LAM029 | OM5SigCore24fTrnkLSZH,EA | OM5, 24 Fiber Trunk, Low Smoke Zero Halogen, PanMPO Female to PanMPO Female, HD Flex Transition, Method B, Ultra Insertion Loss, with Pulling Eye on one end - 29 Meters | PC | 1 | 1 | 1 | 1 | 2753.54
61305635368 | FWUYL7575LAM030 | OM5SigCore24fTrnkLSZH,EA | OM5, 24 Fiber Trunk, Low Smoke Zero Halogen, PanMPO Female to PanMPO Female, HD Flex Transition, Method B, Ultra Insertion Loss, with Pulling Eye on one end - 30 Meters | PC | 1 | 1 | 1 | 1 | 2802.34
61305635369 | FWUYL7575LAM031 | OM5SigCore24fTrnkLSZH,EA | OM5, 24 Fiber Trunk, Low Smoke Zero Halogen, PanMPO Female to PanMPO Female, HD Flex Transition, Method B, Ultra Insertion Loss, with Pulling Eye on one end - 31 Meters | PC | 1 | 1 | 1 | 1 | 2851.12
61305635370 | FWUYL7575LAM032 | OM5SigCore24fTrnkLSZH,EA | OM5, 24 Fiber Trunk, Low Smoke Zero Halogen, PanMPO Female to PanMPO Female, HD Flex Transition, Method B, Ultra Insertion Loss, with Pulling Eye on one end - 32 Meters | PC | 1 | 1 | 1 | 1 | 2899.92
61305635371 | FWUYL7575LAM033 | OM5SigCore24fTrnkLSZH,EA | OM5, 24 Fiber Trunk, Low Smoke Zero Halogen, PanMPO Female to PanMPO Female, HD Flex Transition, Method B, Ultra Insertion Loss, with Pulling Eye on one end - 33 Meters | PC | 1 | 1 | 1 | 1 | 2948.72
61305635372 | FWUYL7575LAM034 | OM5SigCore24fTrnkLSZH,EA | OM5, 24 Fiber Trunk, Low Smoke Zero Halogen, PanMPO Female to PanMPO Female, HD Flex Transition, Method B, Ultra Insertion Loss, with Pulling Eye on one end - 34 Meters | PC | 1 | 1 | 1 | 1 | 2997.48
61305635373 | FWUYL7575LAM035 | OM5SigCore24fTrnkLSZH,EA | OM5, 24 Fiber Trunk, Low Smoke Zero Halogen, PanMPO Female to PanMPO Female, HD Flex Transition, Method B, Ultra Insertion Loss, with Pulling Eye on one end - 35 Meters | PC | 1 | 1 | 1 | 1 | 3046.28
61305635374 | FWUYL7575LAM036 | OM5SigCore24fTrnkLSZH,EA | OM5, 24 Fiber Trunk, Low Smoke Zero Halogen, PanMPO Female to PanMPO Female, HD Flex Transition, Method B, Ultra Insertion Loss, with Pulling Eye on one end - 36 Meters | PC | 1 | 1 | 1 | 1 | 3095.08
61305635375 | FWUYL7575LAM037 | OM5SigCore24fTrnkLSZH,EA | OM5, 24 Fiber Trunk, Low Smoke Zero Halogen, PanMPO Female to PanMPO Female, HD Flex Transition, Method B, Ultra Insertion Loss, with Pulling Eye on one end - 37 Meters | PC | 1 | 1 | 1 | 1 | 3143.88
61305635376 | FWUYL7575LAM038 | OM5SigCore24fTrnkLSZH,EA | OM5, 24 Fiber Trunk, Low Smoke Zero Halogen, PanMPO Female to PanMPO Female, HD Flex Transition, Method B, Ultra Insertion Loss, with Pulling Eye on one end - 38 Meters | PC | 1 | 1 | 1 | 1 | 3192.66
61305635377 | FWUYL7575LAM039 | OM5SigCore24fTrnkLSZH,EA | OM5, 24 Fiber Trunk, Low Smoke Zero Halogen, PanMPO Female to PanMPO Female, HD Flex Transition, Method B, Ultra Insertion Loss, with Pulling Eye on one end - 39 Meters | PC | 1 | 1 | 1 | 1 | 3241.46
61305635378 | FWUYL7575LAM040 | OM5SigCore24fTrnkLSZH,EA | OM5, 24 Fiber Trunk, Low Smoke Zero Halogen, PanMPO Female to PanMPO Female, HD Flex Transition, Method B, Ultra Insertion Loss, with Pulling Eye on one end - 40 Meters | PC | 1 | 1 | 1 | 1 | 3290.24
61305635379 | FWUYL7575LAM041 | OM5SigCore24fTrnkLSZH,EA | OM5, 24 Fiber Trunk, Low Smoke Zero Halogen, PanMPO Female to PanMPO Female, HD Flex Transition, Method B, Ultra Insertion Loss, with Pulling Eye on one end - 41 Meters | PC | 1 | 1 | 1 | 1 | 3339.02
61305635380 | FWUYL7575LAM042 | OM5SigCore24fTrnkLSZH,EA | OM5, 24 Fiber Trunk, Low Smoke Zero Halogen, PanMPO Female to PanMPO Female, HD Flex Transition, Method B, Ultra Insertion Loss, with Pulling Eye on one end - 42 Meters | PC | 1 | 1 | 1 | 1 | 3387.82
61305635381 | FWUYL7575LAM043 | OM5SigCore24fTrnkLSZH,EA | OM5, 24 Fiber Trunk, Low Smoke Zero Halogen, PanMPO Female to PanMPO Female, HD Flex Transition, Method B, Ultra Insertion Loss, with Pulling Eye on one end - 43 Meters | PC | 1 | 1 | 1 | 1 | 3436.62
61305635382 | FWUYL7575LAM044 | OM5SigCore24fTrnkLSZH,EA | OM5, 24 Fiber Trunk, Low Smoke Zero Halogen, PanMPO Female to PanMPO Female, HD Flex Transition, Method B, Ultra Insertion Loss, with Pulling Eye on one end - 44 Meters | PC | 1 | 1 | 1 | 1 | 3485.4
61305635383 | FWUYL7575LAM045 | OM5SigCore24fTrnkLSZH,EA | OM5, 24 Fiber Trunk, Low Smoke Zero Halogen, PanMPO Female to PanMPO Female, HD Flex Transition, Method B, Ultra Insertion Loss, with Pulling Eye on one end - 45 Meters | PC | 1 | 1 | 1 | 1 | 3534.2
61305635384 | FWUYL7575LAM046 | OM5SigCore24fTrnkLSZH,EA | OM5, 24 Fiber Trunk, Low Smoke Zero Halogen, PanMPO Female to PanMPO Female, HD Flex Transition, Method B, Ultra Insertion Loss, with Pulling Eye on one end - 46 Meters | PC | 1 | 1 | 1 | 1 | 3582.98
61305635385 | FWUYL7575LAM047 | OM5SigCore24fTrnkLSZH,EA | OM5, 24 Fiber Trunk, Low Smoke Zero Halogen, PanMPO Female to PanMPO Female, HD Flex Transition, Method B, Ultra Insertion Loss, with Pulling Eye on one end - 47 Meters | PC | 1 | 1 | 1 | 1 | 3631.78
61305635386 | FWUYL7575LAM048 | OM5SigCore24fTrnkLSZH,EA | OM5, 24 Fiber Trunk, Low Smoke Zero Halogen, PanMPO Female to PanMPO Female, HD Flex Transition, Method B, Ultra Insertion Loss, with Pulling Eye on one end - 48 Meters | PC | 1 | 1 | 1 | 1 | 3680.56
61305635387 | FWUYL7575LAM049 | OM5SigCore24fTrnkLSZH,EA | OM5, 24 Fiber Trunk, Low Smoke Zero Halogen, PanMPO Female to PanMPO Female, HD Flex Transition, Method B, Ultra Insertion Loss, with Pulling Eye on one end - 49 Meters | PC | 1 | 1 | 1 | 1 | 3729.36
61305635388 | FWUYL7575LAM050 | OM5SigCore24fTrnkLSZH,EA | OM5, 24 Fiber Trunk, Low Smoke Zero Halogen, PanMPO Female to PanMPO Female, HD Flex Transition, Method B, Ultra Insertion Loss, with Pulling Eye on one end - 50 Meters | PC | 1 | 1 | 1 | 1 | 3778.16
61305635389 | FWUYL7575LAM051 | OM5SigCore24fTrnkLSZH,EA | OM5, 24 Fiber Trunk, Low Smoke Zero Halogen, PanMPO Female to PanMPO Female, HD Flex Transition, Method B, Ultra Insertion Loss, with Pulling Eye on one end - 51 Meters | PC | 1 | 1 | 1 | 1 | 3826.92
61305635390 | FWUYL7575LAM052 | OM5SigCore24fTrnkLSZH,EA | OM5, 24 Fiber Trunk, Low Smoke Zero Halogen, PanMPO Female to PanMPO Female, HD Flex Transition, Method B, Ultra Insertion Loss, with Pulling Eye on one end - 52 Meters | PC | 1 | 1 | 1 | 1 | 3875.72
61305635391 | FWUYL7575LAM053 | OM5SigCore24fTrnkLSZH,EA | OM5, 24 Fiber Trunk, Low Smoke Zero Halogen, PanMPO Female to PanMPO Female, HD Flex Transition, Method B, Ultra Insertion Loss, with Pulling Eye on one end - 53 Meters | PC | 1 | 1 | 1 | 1 | 3924.52
61305635392 | FWUYL7575LAM054 | OM5SigCore24fTrnkLSZH,EA | OM5, 24 Fiber Trunk, Low Smoke Zero Halogen, PanMPO Female to PanMPO Female, HD Flex Transition, Method B, Ultra Insertion Loss, with Pulling Eye on one end - 54 Meters | PC | 1 | 1 | 1 | 1 | 3973.3
61305635393 | FWUYL7575LAM055 | OM5SigCore24fTrnkLSZH,EA | OM5, 24 Fiber Trunk, Low Smoke Zero Halogen, PanMPO Female to PanMPO Female, HD Flex Transition, Method B, Ultra Insertion Loss, with Pulling Eye on one end - 55 Meters | PC | 1 | 1 | 1 | 1 | 4022.1
61305635394 | FWUYL7575LAM056 | OM5SigCore24fTrnkLSZH,EA | OM5, 24 Fiber Trunk, Low Smoke Zero Halogen, PanMPO Female to PanMPO Female, HD Flex Transition, Method B, Ultra Insertion Loss, with Pulling Eye on one end - 56 Meters | PC | 1 | 1 | 1 | 1 | 4070.9
61305635395 | FWUYL7575LAM057 | OM5SigCore24fTrnkLSZH,EA | OM5, 24 Fiber Trunk, Low Smoke Zero Halogen, PanMPO Female to PanMPO Female, HD Flex Transition, Method B, Ultra Insertion Loss, with Pulling Eye on one end - 57 Meters | PC | 1 | 1 | 1 | 1 | 4119.68
61305635396 | FWUYL7575LAM058 | OM5SigCore24fTrnkLSZH,EA | OM5, 24 Fiber Trunk, Low Smoke Zero Halogen, PanMPO Female to PanMPO Female, HD Flex Transition, Method B, Ultra Insertion Loss, with Pulling Eye on one end - 58 Meters | PC | 1 | 1 | 1 | 1 | 4168.46
61305635397 | FWUYL7575LAM059 | OM5SigCore24fTrnkLSZH,EA | OM5, 24 Fiber Trunk, Low Smoke Zero Halogen, PanMPO Female to PanMPO Female, HD Flex Transition, Method B, Ultra Insertion Loss, with Pulling Eye on one end - 59 Meters | PC | 1 | 1 | 1 | 1 | 4217.26
61305635398 | FWUYL7575LAM060 | OM5SigCore24fTrnkLSZH,EA | OM5, 24 Fiber Trunk, Low Smoke Zero Halogen, PanMPO Female to PanMPO Female, HD Flex Transition, Method B, Ultra Insertion Loss, with Pulling Eye on one end - 60 Meters | PC | 1 | 1 | 1 | 1 | 4266.06
61305635399 | FWUYL7575LAM061 | OM5SigCore24fTrnkLSZH,EA | OM5, 24 Fiber Trunk, Low Smoke Zero Halogen, PanMPO Female to PanMPO Female, HD Flex Transition, Method B, Ultra Insertion Loss, with Pulling Eye on one end - 61 Meters | PC | 1 | 1 | 1 | 1 | 4314.84
61305635400 | FWUYL7575LAM062 | OM5SigCore24fTrnkLSZH,EA | OM5, 24 Fiber Trunk, Low Smoke Zero Halogen, PanMPO Female to PanMPO Female, HD Flex Transition, Method B, Ultra Insertion Loss, with Pulling Eye on one end - 62 Meters | PC | 1 | 1 | 1 | 1 | 4363.64
61305635401 | FWUYL7575LAM063 | OM5SigCore24fTrnkLSZH,EA | OM5, 24 Fiber Trunk, Low Smoke Zero Halogen, PanMPO Female to PanMPO Female, HD Flex Transition, Method B, Ultra Insertion Loss, with Pulling Eye on one end - 63 Meters | PC | 1 | 1 | 1 | 1 | 4412.42
61305635402 | FWUYL7575LAM064 | OM5SigCore24fTrnkLSZH,EA | OM5, 24 Fiber Trunk, Low Smoke Zero Halogen, PanMPO Female to PanMPO Female, HD Flex Transition, Method B, Ultra Insertion Loss, with Pulling Eye on one end - 64 Meters | PC | 1 | 1 | 1 | 1 | 4461.2
61305635403 | FWUYL7575LAM065 | OM5SigCore24fTrnkLSZH,EA | OM5, 24 Fiber Trunk, Low Smoke Zero Halogen, PanMPO Female to PanMPO Female, HD Flex Transition, Method B, Ultra Insertion Loss, with Pulling Eye on one end - 65 Meters | PC | 1 | 1 | 1 | 1 | 4510
61305635404 | FWUYL7575LAM066 | OM5SigCore24fTrnkLSZH,EA | OM5, 24 Fiber Trunk, Low Smoke Zero Halogen, PanMPO Female to PanMPO Female, HD Flex Transition, Method B, Ultra Insertion Loss, with Pulling Eye on one end - 66 Meters | PC | 1 | 1 | 1 | 1 | 4558.8
61305635405 | FWUYL7575LAM067 | OM5SigCore24fTrnkLSZH,EA | OM5, 24 Fiber Trunk, Low Smoke Zero Halogen, PanMPO Female to PanMPO Female, HD Flex Transition, Method B, Ultra Insertion Loss, with Pulling Eye on one end - 67 Meters | PC | 1 | 1 | 1 | 1 | 4607.6
61305635406 | FWUYL7575LAM068 | OM5SigCore24fTrnkLSZH,EA | OM5, 24 Fiber Trunk, Low Smoke Zero Halogen, PanMPO Female to PanMPO Female, HD Flex Transition, Method B, Ultra Insertion Loss, with Pulling Eye on one end - 68 Meters | PC | 1 | 1 | 1 | 1 | 4656.38
61305635407 | FWUYL7575LAM069 | OM5SigCore24fTrnkLSZH,EA | OM5, 24 Fiber Trunk, Low Smoke Zero Halogen, PanMPO Female to PanMPO Female, HD Flex Transition, Method B, Ultra Insertion Loss, with Pulling Eye on one end - 69 Meters | PC | 1 | 1 | 1 | 1 | 4705.16
61305635408 | FWUYL7575LAM070 | OM5SigCore24fTrnkLSZH,EA | OM5, 24 Fiber Trunk, Low Smoke Zero Halogen, PanMPO Female to PanMPO Female, HD Flex Transition, Method B, Ultra Insertion Loss, with Pulling Eye on one end - 70 Meters | PC | 1 | 1 | 1 | 1 | 4753.96
61305635409 | FWUYL7575LAM071 | OM5SigCore24fTrnkLSZH,EA | OM5, 24 Fiber Trunk, Low Smoke Zero Halogen, PanMPO Female to PanMPO Female, HD Flex Transition, Method B, Ultra Insertion Loss, with Pulling Eye on one end - 71 Meters | PC | 1 | 1 | 1 | 1 | 4802.74
61305635410 | FWUYL7575LAM072 | OM5SigCore24fTrnkLSZH,EA | OM5, 24 Fiber Trunk, Low Smoke Zero Halogen, PanMPO Female to PanMPO Female, HD Flex Transition, Method B, Ultra Insertion Loss, with Pulling Eye on one end - 72 Meters | PC | 1 | 1 | 1 | 1 | 4851.54
61305635411 | FWUYL7575LAM073 | OM5SigCore24fTrnkLSZH,EA | OM5, 24 Fiber Trunk, Low Smoke Zero Halogen, PanMPO Female to PanMPO Female, HD Flex Transition, Method B, Ultra Insertion Loss, with Pulling Eye on one end - 73 Meters | PC | 1 | 1 | 1 | 1 | 4900.34
61305635412 | FWUYL7575LAM074 | OM5SigCore24fTrnkLSZH,EA | OM5, 24 Fiber Trunk, Low Smoke Zero Halogen, PanMPO Female to PanMPO Female, HD Flex Transition, Method B, Ultra Insertion Loss, with Pulling Eye on one end - 74 Meters | PC | 1 | 1 | 1 | 1 | 4949.12
61305635413 | FWUYL7575LAM075 | OM5SigCore24fTrnkLSZH,EA | OM5, 24 Fiber Trunk, Low Smoke Zero Halogen, PanMPO Female to PanMPO Female, HD Flex Transition, Method B, Ultra Insertion Loss, with Pulling Eye on one end - 75 Meters | PC | 1 | 1 | 1 | 1 | 4997.9
61305635414 | FWUYL7575LAM076 | OM5SigCore24fTrnkLSZH,EA | OM5, 24 Fiber Trunk, Low Smoke Zero Halogen, PanMPO Female to PanMPO Female, HD Flex Transition, Method B, Ultra Insertion Loss, with Pulling Eye on one end - 76 Meters | PC | 1 | 1 | 1 | 1 | 5046.7
61305635415 | FWUYL7575LAM077 | OM5SigCore24fTrnkLSZH,EA | OM5, 24 Fiber Trunk, Low Smoke Zero Halogen, PanMPO Female to PanMPO Female, HD Flex Transition, Method B, Ultra Insertion Loss, with Pulling Eye on one end - 77 Meters | PC | 1 | 1 | 1 | 1 | 5095.5
61305635416 | FWUYL7575LAM078 | OM5SigCore24fTrnkLSZH,EA | OM5, 24 Fiber Trunk, Low Smoke Zero Halogen, PanMPO Female to PanMPO Female, HD Flex Transition, Method B, Ultra Insertion Loss, with Pulling Eye on one end - 78 Meters | PC | 1 | 1 | 1 | 1 | 5144.28
61305635417 | FWUYL7575LAM079 | OM5SigCore24fTrnkLSZH,EA | OM5, 24 Fiber Trunk, Low Smoke Zero Halogen, PanMPO Female to PanMPO Female, HD Flex Transition, Method B, Ultra Insertion Loss, with Pulling Eye on one end - 79 Meters | PC | 1 | 1 | 1 | 1 | 5193.08
61305635418 | FWUYL7575LAM080 | OM5SigCore24fTrnkLSZH,EA | OM5, 24 Fiber Trunk, Low Smoke Zero Halogen, PanMPO Female to PanMPO Female, HD Flex Transition, Method B, Ultra Insertion Loss, with Pulling Eye on one end - 80 Meters | PC | 1 | 1 | 1 | 1 | 5241.88
61305635419 | FWUYL7575LAM081 | OM5SigCore24fTrnkLSZH,EA | OM5, 24 Fiber Trunk, Low Smoke Zero Halogen, PanMPO Female to PanMPO Female, HD Flex Transition, Method B, Ultra Insertion Loss, with Pulling Eye on one end - 81 Meters | PC | 1 | 1 | 1 | 1 | 5290.64
61305635420 | FWUYL7575LAM082 | OM5SigCore24fTrnkLSZH,EA | OM5, 24 Fiber Trunk, Low Smoke Zero Halogen, PanMPO Female to PanMPO Female, HD Flex Transition, Method B, Ultra Insertion Loss, with Pulling Eye on one end - 82 Meters | PC | 1 | 1 | 1 | 1 | 5339.44
61305635421 | FWUYL7575LAM083 | OM5SigCore24fTrnkLSZH,EA | OM5, 24 Fiber Trunk, Low Smoke Zero Halogen, PanMPO Female to PanMPO Female, HD Flex Transition, Method B, Ultra Insertion Loss, with Pulling Eye on one end - 83 Meters | PC | 1 | 1 | 1 | 1 | 5388.24
61305635422 | FWUYL7575LAM084 | OM5SigCore24fTrnkLSZH,EA | OM5, 24 Fiber Trunk, Low Smoke Zero Halogen, PanMPO Female to PanMPO Female, HD Flex Transition, Method B, Ultra Insertion Loss, with Pulling Eye on one end - 84 Meters | PC | 1 | 1 | 1 | 1 | 5437.02
61305635423 | FWUYL7575LAM085 | OM5SigCore24fTrnkLSZH,EA | OM5, 24 Fiber Trunk, Low Smoke Zero Halogen, PanMPO Female to PanMPO Female, HD Flex Transition, Method B, Ultra Insertion Loss, with Pulling Eye on one end - 85 Meters | PC | 1 | 1 | 1 | 1 | 5485.82
61305635424 | FWUYL7575LAM086 | OM5SigCore24fTrnkLSZH,EA | OM5, 24 Fiber Trunk, Low Smoke Zero Halogen, PanMPO Female to PanMPO Female, HD Flex Transition, Method B, Ultra Insertion Loss, with Pulling Eye on one end - 86 Meters | PC | 1 | 1 | 1 | 1 | 5534.6
61305635425 | FWUYL7575LAM087 | OM5SigCore24fTrnkLSZH,EA | OM5, 24 Fiber Trunk, Low Smoke Zero Halogen, PanMPO Female to PanMPO Female, HD Flex Transition, Method B, Ultra Insertion Loss, with Pulling Eye on one end - 87 Meters | PC | 1 | 1 | 1 | 1 | 5583.4
61305635426 | FWUYL7575LAM088 | OM5SigCore24fTrnkLSZH,EA | OM5, 24 Fiber Trunk, Low Smoke Zero Halogen, PanMPO Female to PanMPO Female, HD Flex Transition, Method B, Ultra Insertion Loss, with Pulling Eye on one end - 88 Meters | PC | 1 | 1 | 1 | 1 | 5632.18
61305635427 | FWUYL7575LAM089 | OM5SigCore24fTrnkLSZH,EA | OM5, 24 Fiber Trunk, Low Smoke Zero Halogen, PanMPO Female to PanMPO Female, HD Flex Transition, Method B, Ultra Insertion Loss, with Pulling Eye on one end - 89 Meters | PC | 1 | 1 | 1 | 1 | 5680.98
61305635428 | FWUYL7575LAM090 | OM5SigCore24fTrnkLSZH,EA | OM5, 24 Fiber Trunk, Low Smoke Zero Halogen, PanMPO Female to PanMPO Female, HD Flex Transition, Method B, Ultra Insertion Loss, with Pulling Eye on one end - 90 Meters | PC | 1 | 1 | 1 | 1 | 5729.78
61305635429 | FWUYL7575LAM091 | OM5SigCore24fTrnkLSZH,EA | OM5, 24 Fiber Trunk, Low Smoke Zero Halogen, PanMPO Female to PanMPO Female, HD Flex Transition, Method B, Ultra Insertion Loss, with Pulling Eye on one end - 91 Meters | PC | 1 | 1 | 1 | 1 | 5778.56
61305635430 | FWUYL7575LAM092 | OM5SigCore24fTrnkLSZH,EA | OM5, 24 Fiber Trunk, Low Smoke Zero Halogen, PanMPO Female to PanMPO Female, HD Flex Transition, Method B, Ultra Insertion Loss, with Pulling Eye on one end - 92 Meters | PC | 1 | 1 | 1 | 1 | 5827.34
61305635431 | FWUYL7575LAM093 | OM5SigCore24fTrnkLSZH,EA | OM5, 24 Fiber Trunk, Low Smoke Zero Halogen, PanMPO Female to PanMPO Female, HD Flex Transition, Method B, Ultra Insertion Loss, with Pulling Eye on one end - 93 Meters | PC | 1 | 1 | 1 | 1 | 5876.14
61305635432 | FWUYL7575LAM094 | OM5SigCore24fTrnkLSZH,EA | OM5, 24 Fiber Trunk, Low Smoke Zero Halogen, PanMPO Female to PanMPO Female, HD Flex Transition, Method B, Ultra Insertion Loss, with Pulling Eye on one end - 94 Meters | PC | 1 | 1 | 1 | 1 | 5924.92
61305635433 | FWUYL7575LAM095 | OM5SigCore24fTrnkLSZH,EA | OM5, 24 Fiber Trunk, Low Smoke Zero Halogen, PanMPO Female to PanMPO Female, HD Flex Transition, Method B, Ultra Insertion Loss, with Pulling Eye on one end - 95 Meters | PC | 1 | 1 | 1 | 1 | 5973.72
61305635434 | FWUYL7575LAM096 | OM5SigCore24fTrnkLSZH,EA | OM5, 24 Fiber Trunk, Low Smoke Zero Halogen, PanMPO Female to PanMPO Female, HD Flex Transition, Method B, Ultra Insertion Loss, with Pulling Eye on one end - 96 Meters | PC | 1 | 1 | 1 | 1 | 6022.52
61305635435 | FWUYL7575LAM097 | OM5SigCore24fTrnkLSZH,EA | OM5, 24 Fiber Trunk, Low Smoke Zero Halogen, PanMPO Female to PanMPO Female, HD Flex Transition, Method B, Ultra Insertion Loss, with Pulling Eye on one end - 97 Meters | PC | 1 | 1 | 1 | 1 | 6071.32
61305635436 | FWUYL7575LAM098 | OM5SigCore24fTrnkLSZH,EA | OM5, 24 Fiber Trunk, Low Smoke Zero Halogen, PanMPO Female to PanMPO Female, HD Flex Transition, Method B, Ultra Insertion Loss, with Pulling Eye on one end - 98 Meters | PC | 1 | 1 | 1 | 1 | 6120.08
61305635437 | FWUYL7575LAM099 | OM5SigCore24fTrnkLSZH,EA | OM5, 24 Fiber Trunk, Low Smoke Zero Halogen, PanMPO Female to PanMPO Female, HD Flex Transition, Method B, Ultra Insertion Loss, with Pulling Eye on one end - 99 Meters | PC | 1 | 1 | 1 | 1 | 6168.88
61305635438 | FWUYL7575LAM100 | OM5SigCore24fTrnkLSZH,EA | OM5, 24 Fiber Trunk, Low Smoke Zero Halogen, PanMPO Female to PanMPO Female, HD Flex Transition, Method B, Ultra Insertion Loss, with Pulling Eye on one end - 100 Meters | PC | 1 | 1 | 1 | 1 | 6217.68
61305635297 | FWUYL7575LNM005 | OM5SigCore24fTrnkLSZH,EA | OM5, 24 Fiber Trunk, Low Smoke Zero Halogen, PanMPO Female to PanMPO Female, HD Flex Transition, Method B, Ultra Insertion Loss - 5 Meters | PC | 1 | 1 | 1 | 1 | 1582.56
61305635298 | FWUYL7575LNM006 | OM5SigCore24fTrnkLSZH,EA | OM5, 24 Fiber Trunk, Low Smoke Zero Halogen, PanMPO Female to PanMPO Female, HD Flex Transition, Method B, Ultra Insertion Loss - 6 Meters | PC | 1 | 1 | 1 | 1 | 1631.36
61305635299 | FWUYL7575LNM007 | OM5SigCore24fTrnkLSZH,EA | OM5, 24 Fiber Trunk, Low Smoke Zero Halogen, PanMPO Female to PanMPO Female, HD Flex Transition, Method B, Ultra Insertion Loss - 7 Meters | PC | 1 | 1 | 1 | 1 | 1680.16
61305635300 | FWUYL7575LNM008 | OM5SigCore24fTrnkLSZH,EA | OM5, 24 Fiber Trunk, Low Smoke Zero Halogen, PanMPO Female to PanMPO Female, HD Flex Transition, Method B, Ultra Insertion Loss - 8 Meters | PC | 1 | 1 | 1 | 1 | 1728.94
61305635301 | FWUYL7575LNM009 | OM5SigCore24fTrnkLSZH,EA | OM5, 24 Fiber Trunk, Low Smoke Zero Halogen, PanMPO Female to PanMPO Female, HD Flex Transition, Method B, Ultra Insertion Loss - 9 Meters | PC | 1 | 1 | 1 | 1 | 1777.74
61305635302 | FWUYL7575LNM010 | OM5SigCore24fTrnkLSZH,EA | OM5, 24 Fiber Trunk, Low Smoke Zero Halogen, PanMPO Female to PanMPO Female, HD Flex Transition, Method B, Ultra Insertion Loss - 10 Meters | PC | 1 | 1 | 1 | 1 | 1826.54
61305635303 | FWUYL7575LNM011 | OM5SigCore24fTrnkLSZH,EA | OM5, 24 Fiber Trunk, Low Smoke Zero Halogen, PanMPO Female to PanMPO Female, HD Flex Transition, Method B, Ultra Insertion Loss - 11 Meters | PC | 1 | 1 | 1 | 1 | 1875.3
61305635304 | FWUYL7575LNM012 | OM5SigCore24fTrnkLSZH,EA | OM5, 24 Fiber Trunk, Low Smoke Zero Halogen, PanMPO Female to PanMPO Female, HD Flex Transition, Method B, Ultra Insertion Loss - 12 Meters | PC | 1 | 1 | 1 | 1 | 1924.1
61305635305 | FWUYL7575LNM013 | OM5SigCore24fTrnkLSZH,EA | OM5, 24 Fiber Trunk, Low Smoke Zero Halogen, PanMPO Female to PanMPO Female, HD Flex Transition, Method B, Ultra Insertion Loss - 13 Meters | PC | 1 | 1 | 1 | 1 | 1972.9
61305635306 | FWUYL7575LNM014 | OM5SigCore24fTrnkLSZH,EA | OM5, 24 Fiber Trunk, Low Smoke Zero Halogen, PanMPO Female to PanMPO Female, HD Flex Transition, Method B, Ultra Insertion Loss - 14 Meters | PC | 1 | 1 | 1 | 1 | 2021.68
61305635307 | FWUYL7575LNM015 | OM5SigCore24fTrnkLSZH,EA | OM5, 24 Fiber Trunk, Low Smoke Zero Halogen, PanMPO Female to PanMPO Female, HD Flex Transition, Method B, Ultra Insertion Loss - 15 Meters | PC | 1 | 1 | 1 | 1 | 2070.48
61305635308 | FWUYL7575LNM016 | OM5SigCore24fTrnkLSZH,EA | OM5, 24 Fiber Trunk, Low Smoke Zero Halogen, PanMPO Female to PanMPO Female, HD Flex Transition, Method B, Ultra Insertion Loss - 16 Meters | PC | 1 | 1 | 1 | 1 | 2119.28
61305635309 | FWUYL7575LNM017 | OM5SigCore24fTrnkLSZH,EA | OM5, 24 Fiber Trunk, Low Smoke Zero Halogen, PanMPO Female to PanMPO Female, HD Flex Transition, Method B, Ultra Insertion Loss - 17 Meters | PC | 1 | 1 | 1 | 1 | 2168.06
61305635310 | FWUYL7575LNM018 | OM5SigCore24fTrnkLSZH,EA | OM5, 24 Fiber Trunk, Low Smoke Zero Halogen, PanMPO Female to PanMPO Female, HD Flex Transition, Method B, Ultra Insertion Loss - 18 Meters | PC | 1 | 1 | 1 | 1 | 2216.84
61305635311 | FWUYL7575LNM019 | OM5SigCore24fTrnkLSZH,EA | OM5, 24 Fiber Trunk, Low Smoke Zero Halogen, PanMPO Female to PanMPO Female, HD Flex Transition, Method B, Ultra Insertion Loss - 19 Meters | PC | 1 | 1 | 1 | 1 | 2265.64
61305635312 | FWUYL7575LNM020 | OM5SigCore24fTrnkLSZH,EA | OM5, 24 Fiber Trunk, Low Smoke Zero Halogen, PanMPO Female to PanMPO Female, HD Flex Transition, Method B, Ultra Insertion Loss - 20 Meters | PC | 1 | 1 | 1 | 1 | 2314.44
61305635313 | FWUYL7575LNM021 | OM5SigCore24fTrnkLSZH,EA | OM5, 24 Fiber Trunk, Low Smoke Zero Halogen, PanMPO Female to PanMPO Female, HD Flex Transition, Method B, Ultra Insertion Loss - 21 Meters | PC | 1 | 1 | 1 | 1 | 2363.22
61305635314 | FWUYL7575LNM022 | OM5SigCore24fTrnkLSZH,EA | OM5, 24 Fiber Trunk, Low Smoke Zero Halogen, PanMPO Female to PanMPO Female, HD Flex Transition, Method B, Ultra Insertion Loss - 22 Meters | PC | 1 | 1 | 1 | 1 | 2412
61305635315 | FWUYL7575LNM023 | OM5SigCore24fTrnkLSZH,EA | OM5, 24 Fiber Trunk, Low Smoke Zero Halogen, PanMPO Female to PanMPO Female, HD Flex Transition, Method B, Ultra Insertion Loss - 23 Meters | PC | 1 | 1 | 1 | 1 | 2460.8
61305635316 | FWUYL7575LNM024 | OM5SigCore24fTrnkLSZH,EA | OM5, 24 Fiber Trunk, Low Smoke Zero Halogen, PanMPO Female to PanMPO Female, HD Flex Transition, Method B, Ultra Insertion Loss - 24 Meters | PC | 1 | 1 | 1 | 1 | 2509.58
61305635317 | FWUYL7575LNM025 | OM5SigCore24fTrnkLSZH,EA | OM5, 24 Fiber Trunk, Low Smoke Zero Halogen, PanMPO Female to PanMPO Female, HD Flex Transition, Method B, Ultra Insertion Loss - 25 Meters | PC | 1 | 1 | 1 | 1 | 2558.38
61305635318 | FWUYL7575LNM026 | OM5SigCore24fTrnkLSZH,EA | OM5, 24 Fiber Trunk, Low Smoke Zero Halogen, PanMPO Female to PanMPO Female, HD Flex Transition, Method B, Ultra Insertion Loss - 26 Meters | PC | 1 | 1 | 1 | 1 | 2607.18
61305635319 | FWUYL7575LNM027 | OM5SigCore24fTrnkLSZH,EA | OM5, 24 Fiber Trunk, Low Smoke Zero Halogen, PanMPO Female to PanMPO Female, HD Flex Transition, Method B, Ultra Insertion Loss - 27 Meters | PC | 1 | 1 | 1 | 1 | 2655.98
61305635320 | FWUYL7575LNM028 | OM5SigCore24fTrnkLSZH,EA | OM5, 24 Fiber Trunk, Low Smoke Zero Halogen, PanMPO Female to PanMPO Female, HD Flex Transition, Method B, Ultra Insertion Loss - 28 Meters | PC | 1 | 1 | 1 | 1 | 2704.74
61305635321 | FWUYL7575LNM029 | OM5SigCore24fTrnkLSZH,EA | OM5, 24 Fiber Trunk, Low Smoke Zero Halogen, PanMPO Female to PanMPO Female, HD Flex Transition, Method B, Ultra Insertion Loss - 29 Meters | PC | 1 | 1 | 1 | 1 | 2753.54
61305635322 | FWUYL7575LNM030 | OM5SigCore24fTrnkLSZH,EA | OM5, 24 Fiber Trunk, Low Smoke Zero Halogen, PanMPO Female to PanMPO Female, HD Flex Transition, Method B, Ultra Insertion Loss - 30 Meters | PC | 1 | 1 | 1 | 1 | 2802.34
61305635323 | FWUYL7575LNM031 | OM5SigCore24fTrnkLSZH,EA | OM5, 24 Fiber Trunk, Low Smoke Zero Halogen, PanMPO Female to PanMPO Female, HD Flex Transition, Method B, Ultra Insertion Loss - 31 Meters | PC | 1 | 1 | 1 | 1 | 2851.12
61305635324 | FWUYL7575LNM032 | OM5SigCore24fTrnkLSZH,EA | OM5, 24 Fiber Trunk, Low Smoke Zero Halogen, PanMPO Female to PanMPO Female, HD Flex Transition, Method B, Ultra Insertion Loss - 32 Meters | PC | 1 | 1 | 1 | 1 | 2899.92
61305635325 | FWUYL7575LNM033 | OM5SigCore24fTrnkLSZH,EA | OM5, 24 Fiber Trunk, Low Smoke Zero Halogen, PanMPO Female to PanMPO Female, HD Flex Transition, Method B, Ultra Insertion Loss - 33 Meters | PC | 1 | 1 | 1 | 1 | 2948.72
61305635326 | FWUYL7575LNM034 | OM5SigCore24fTrnkLSZH,EA | OM5, 24 Fiber Trunk, Low Smoke Zero Halogen, PanMPO Female to PanMPO Female, HD Flex Transition, Method B, Ultra Insertion Loss - 34 Meters | PC | 1 | 1 | 1 | 1 | 2997.48
61305635327 | FWUYL7575LNM035 | OM5SigCore24fTrnkLSZH,EA | OM5, 24 Fiber Trunk, Low Smoke Zero Halogen, PanMPO Female to PanMPO Female, HD Flex Transition, Method B, Ultra Insertion Loss - 35 Meters | PC | 1 | 1 | 1 | 1 | 3046.28
61305635328 | FWUYL7575LNM036 | OM5SigCore24fTrnkLSZH,EA | OM5, 24 Fiber Trunk, Low Smoke Zero Halogen, PanMPO Female to PanMPO Female, HD Flex Transition, Method B, Ultra Insertion Loss - 36 Meters | PC | 1 | 1 | 1 | 1 | 3095.08
61305635329 | FWUYL7575LNM037 | OM5SigCore24fTrnkLSZH,EA | OM5, 24 Fiber Trunk, Low Smoke Zero Halogen, PanMPO Female to PanMPO Female, HD Flex Transition, Method B, Ultra Insertion Loss - 37 Meters | PC | 1 | 1 | 1 | 1 | 3143.88
61305635330 | FWUYL7575LNM038 | OM5SigCore24fTrnkLSZH,EA | OM5, 24 Fiber Trunk, Low Smoke Zero Halogen, PanMPO Female to PanMPO Female, HD Flex Transition, Method B, Ultra Insertion Loss - 38 Meters | PC | 1 | 1 | 1 | 1 | 3192.66
61305635331 | FWUYL7575LNM039 | OM5SigCore24fTrnkLSZH,EA | OM5, 24 Fiber Trunk, Low Smoke Zero Halogen, PanMPO Female to PanMPO Female, HD Flex Transition, Method B, Ultra Insertion Loss - 39 Meters | PC | 1 | 1 | 1 | 1 | 3241.46
61305635332 | FWUYL7575LNM040 | OM5SigCore24fTrnkLSZH,EA | OM5, 24 Fiber Trunk, Low Smoke Zero Halogen, PanMPO Female to PanMPO Female, HD Flex Transition, Method B, Ultra Insertion Loss - 40 Meters | PC | 1 | 1 | 1 | 1 | 3290.24
61305635333 | FWUYL7575LNM041 | OM5SigCore24fTrnkLSZH,EA | OM5, 24 Fiber Trunk, Low Smoke Zero Halogen, PanMPO Female to PanMPO Female, HD Flex Transition, Method B, Ultra Insertion Loss - 41 Meters | PC | 1 | 1 | 1 | 1 | 3339.02
61305635334 | FWUYL7575LNM042 | OM5SigCore24fTrnkLSZH,EA | OM5, 24 Fiber Trunk, Low Smoke Zero Halogen, PanMPO Female to PanMPO Female, HD Flex Transition, Method B, Ultra Insertion Loss - 42 Meters | PC | 1 | 1 | 1 | 1 | 3387.82
61305635335 | FWUYL7575LNM043 | OM5SigCore24fTrnkLSZH,EA | OM5, 24 Fiber Trunk, Low Smoke Zero Halogen, PanMPO Female to PanMPO Female, HD Flex Transition, Method B, Ultra Insertion Loss - 43 Meters | PC | 1 | 1 | 1 | 1 | 3436.62
61305635336 | FWUYL7575LNM044 | OM5SigCore24fTrnkLSZH,EA | OM5, 24 Fiber Trunk, Low Smoke Zero Halogen, PanMPO Female to PanMPO Female, HD Flex Transition, Method B, Ultra Insertion Loss - 44 Meters | PC | 1 | 1 | 1 | 1 | 3485.4
61305635337 | FWUYL7575LNM045 | OM5SigCore24fTrnkLSZH,EA | OM5, 24 Fiber Trunk, Low Smoke Zero Halogen, PanMPO Female to PanMPO Female, HD Flex Transition, Method B, Ultra Insertion Loss - 45 Meters | PC | 1 | 1 | 1 | 1 | 3534.2
61305635338 | FWUYL7575LNM046 | OM5SigCore24fTrnkLSZH,EA | OM5, 24 Fiber Trunk, Low Smoke Zero Halogen, PanMPO Female to PanMPO Female, HD Flex Transition, Method B, Ultra Insertion Loss - 46 Meters | PC | 1 | 1 | 1 | 1 | 3582.98
61305635339 | FWUYL7575LNM047 | OM5SigCore24fTrnkLSZH,EA | OM5, 24 Fiber Trunk, Low Smoke Zero Halogen, PanMPO Female to PanMPO Female, HD Flex Transition, Method B, Ultra Insertion Loss - 47 Meters | PC | 1 | 1 | 1 | 1 | 3631.78
61305635340 | FWUYL7575LNM048 | OM5SigCore24fTrnkLSZH,EA | OM5, 24 Fiber Trunk, Low Smoke Zero Halogen, PanMPO Female to PanMPO Female, HD Flex Transition, Method B, Ultra Insertion Loss - 48 Meters | PC | 1 | 1 | 1 | 1 | 3680.56
61305635341 | FWUYL7575LNM049 | OM5SigCore24fTrnkLSZH,EA | OM5, 24 Fiber Trunk, Low Smoke Zero Halogen, PanMPO Female to PanMPO Female, HD Flex Transition, Method B, Ultra Insertion Loss - 49 Meters | PC | 1 | 1 | 1 | 1 | 3729.36
61305635342 | FWUYL7575LNM050 | OM5SigCore24fTrnkLSZH,EA | OM5, 24 Fiber Trunk, Low Smoke Zero Halogen, PanMPO Female to PanMPO Female, HD Flex Transition, Method B, Ultra Insertion Loss - 50 Meters | PC | 1 | 1 | 1 | 1 | 3778.16
07498392337 | FX1BN1NNNSNM001 | OM3,1-Fiber,LC,900µm,Buffd,PC,No,1M | The simplex patch cord is OM3 900µm buffered fiber with no jacket. It features a LC connector to a pigtail, has standard insertion loss and is 1 meter in length. | PC | 1 | 10 | 1 | 1 | 12.04
07498392338 | FX1BN1NNNSNM002 | OM3,1-Fiber,900µm,Buffd,LC,PC,No,2M | The simplex patch cord is OM3 900µm buffered fiber with no jacket. It features a LC connector to a pigtail, has standard insertion loss and is 2 meters in length. | PC | 1 | 10 | 1 | 1 | 12.74
07498392339 | FX1BN1NNNSNM003 | OM3,1-Fiber,900µm,Buffd,LC,PC,No,3M | The simplex patch cord is OM3 900µm buffered fiber with no jacket. It features a LC connector to a pigtail, has standard insertion loss and is 3 meters in length. | PC | 1 | 10 | 1 | 1 | 13.44
07498392340 | FX1BN3NNNSNM001 | OM3,1-Fiber,SC,900µm,Buffd,PC,No,1M | OM3 1 fiber, SC to pigtail, 900µm buffered fiber, patch cord, no jacket, (one SC connector on one end and open on the other end), Std IL Aqua, 1 meter | PC | 1 | 10 | 1 | 1 | 11.2
07498392341 | FX1BN3NNNSNM002 | OM3,1-Fiber,900µm,Buffd,SC,PC,No,2M | OM3 1 fiber, SC to pigtail, 900µm buffered fiber, patch cord, no jacket, (one SC connector on one end and open on the other end), Std IL Aqua, 2 meters | PC | 1 | 10 | 1 | 1 | 11.9
07498392342 | FX1BN3NNNSNM003 | OM3,1-Fiber,900µm,Buffd,SC,PC,No,3M | The simplex fiber patch cord is OM3 900µm buffered fiber with no jacket. It features SC to pigtail connectors. It has standard insertion loss, is aqua, and is 3 meters in length. | PC | 1 | 10 | 1 | 1 | 12.6
61305644507 | FX23LSNSNSNM0.5 | OM3 2f 3mm PC LSZH SC Dup/SC Dup Std Pol |  | PC | 1 | 10 | 1 | 1 | 46.34
07498383691 | FX23LSNSNSNM001 | OM3,2-Fiber,3mm,PC,LSZH,SC-SC,1M | 2 fiber OM3, SC duplex to SC duplex patch cord, 3mm jacket, low smoke zero halogen (LSZH) rated, Std IL | PC | 1 | 10 | 1 | 1 | 47.28
07498383692 | FX23LSNSNSNM002 | OM3,2-Fiber,3mm,PC,LSZH,SC-SC,2M | 2 fiber OM3, SC duplex to SC duplex patch cord, 3mm jacket, low smoke zero halogen (LSZH) rated, Std IL | PC | 1 | 10 | 1 | 1 | 49.16
07498383693 | FX23LSNSNSNM003 | OM3,2-Fiber,3mm,PC,LSZH,SC-SC,3M | 2 fiber OM3, SC duplex to SC duplex patch cord, 3mm jacket, low smoke zero halogen (LSZH) rated, Std IL | PC | 1 | 10 | 1 | 1 | 51.04
07498382830 | FX23LSNSNSNM004 | OM3,2-Fiber,3mm,PC,LSZH,SC-SC,4M | 2 fiber OM3, SC duplex to SC duplex patch cord, 3mm jacket, low smoke zero halogen (LSZH) rated, Std IL | PC | 1 | 10 | 1 | 1 | 52.92
07498382832 | FX23LSNSNSNM005 | OM3,2-Fiber,3mm,PC,LSZH,SC-SC,5M | 2 fiber OM3, SC duplex to SC duplex patch cord, 3mm jacket, low smoke zero halogen (LSZH) rated, Std IL | PC | 1 | 10 | 1 | 1 | 54.8
07498382834 | FX23LSNSNSNM006 | OM3,2-Fiber,3mm,PC,LSZH,SC-SC,6M | 2 fiber OM3, SC duplex to SC duplex patch cord, 3mm jacket, low smoke zero halogen (LSZH) rated, Std IL | PC | 1 | 10 | 1 | 1 | 56.68
07498382835 | FX23LSNSNSNM007 | OM3,2-Fiber,3mm,PC,LSZH,SC-SC,7M | 2 fiber OM3, SC duplex to SC duplex patch cord, 3mm jacket, low smoke zero halogen (LSZH) rated, Std IL | PC | 1 | 10 | 1 | 1 | 58.56
07498382836 | FX23LSNSNSNM008 | OM3,2-Fiber,3mm,PC,LSZH,SC-SC,8M | 2 fiber OM3, SC duplex to SC duplex patch cord, 3mm jacket, low smoke zero halogen (LSZH) rated, Std IL | PC | 1 | 10 | 1 | 1 | 60.44
07498382837 | FX23LSNSNSNM009 | OM3,2-Fiber,3mm,PC,LSZH,SC-SC,9M | 2 fiber OM3, SC duplex to SC duplex patch cord, 3mm jacket, low smoke zero halogen (LSZH) rated, Std IL | PC | 1 | 10 | 1 | 1 | 62.32
07498382838 | FX23LSNSNSNM010 | OM3,2-Fiber,3mm,PC,LSZH,SC-SC,10M | 2 fiber OM3, SC duplex to SC duplex patch cord, 3mm jacket, low smoke zero halogen (LSZH) rated, Std IL | PC | 1 | 10 | 1 | 1 | 64.2
07498382839 | FX23LSNSNSNM011 | OM3,2-Fiber,3mm,PC,LSZH,SC-SC,11M | 2 fiber OM3, SC duplex to SC duplex patch cord, 3mm jacket, low smoke zero halogen (LSZH) rated, Std IL | PC | 1 | 1 | 1 | 1 | 66.08
07498382846 | FX23LSNSNSNM012 | OM3,2-Fiber,3mm,PC,LSZH,SC-SC,12M | 2 fiber OM3, SC duplex to SC duplex patch cord, 3mm jacket, low smoke zero halogen (LSZH) rated, Std IL | PC | 1 | 1 | 1 | 1 | 67.96
07498382848 | FX23LSNSNSNM013 | OM3,2-Fiber,3mm,PC,LSZH,SC-SC,13M | 2 fiber OM3, SC duplex to SC duplex patch cord, 3mm jacket, low smoke zero halogen (LSZH) rated, Std IL | PC | 1 | 1 | 1 | 1 | 69.84
07498382850 | FX23LSNSNSNM014 | OM3,2-Fiber,3mm,PC,LSZH,SC-SC,14M | 2 fiber OM3, SC duplex to SC duplex patch cord, 3mm jacket, low smoke zero halogen (LSZH) rated, Std IL | PC | 1 | 1 | 1 | 1 | 71.72
07498382852 | FX23LSNSNSNM015 | OM3,2-Fiber,3mm,PC,LSZH,SC-SC,15M | 2 fiber OM3, SC duplex to SC duplex patch cord, 3mm jacket, low smoke zero halogen (LSZH) rated, Std IL | PC | 1 | 1 | 1 | 1 | 73.6
07498382854 | FX23LSNSNSNM016 | OM3,2-Fiber,3mm,PC,LSZH,SC-SC,16M | 2 fiber OM3, SC duplex to SC duplex patch cord, 3mm jacket, low smoke zero halogen (LSZH) rated, Std IL | PC | 1 | 1 | 1 | 1 | 75.48
07498382856 | FX23LSNSNSNM017 | OM3,2-Fiber,3mm,PC,LSZH,SC-SC,17M | 2 fiber OM3, SC duplex to SC duplex patch cord, 3mm jacket, low smoke zero halogen (LSZH) rated, Std IL | PC | 1 | 1 | 1 | 1 | 77.36
07498382858 | FX23LSNSNSNM018 | OM3,2-Fiber,3mm,PC,LSZH,SC-SC,18M | 2 fiber OM3, SC duplex to SC duplex patch cord, 3mm jacket, low smoke zero halogen (LSZH) rated, Std IL | PC | 1 | 1 | 1 | 1 | 79.24
07498382860 | FX23LSNSNSNM019 | OM3,2-Fiber,3mm,PC,LSZH,SC-SC,19M | 2 fiber OM3, SC duplex to SC duplex patch cord, 3mm jacket, low smoke zero halogen (LSZH) rated, Std IL | PC | 1 | 1 | 1 | 1 | 81.12
07498382862 | FX23LSNSNSNM020 | OM3,2-Fiber,3mm,PC,LSZH,SC-SC,20M | 2 fiber OM3, SC duplex to SC duplex patch cord, 3mm jacket, low smoke zero halogen (LSZH) rated, Std IL | PC | 1 | 1 | 1 | 1 | 83
07498382864 | FX23LSNSNSNM021 | OM3,2-Fiber,3mm,PC,LSZH,SC-SC,21M | 2 fiber OM3, SC duplex to SC duplex patch cord, 3mm jacket, low smoke zero halogen (LSZH) rated, Std IL | PC | 1 | 1 | 1 | 1 | 84.88
07498382866 | FX23LSNSNSNM022 | OM3,2-Fiber,3mm,PC,LSZH,SC-SC,22M | 2 fiber OM3, SC duplex to SC duplex patch cord, 3mm jacket, low smoke zero halogen (LSZH) rated, Std IL | PC | 1 | 1 | 1 | 1 | 86.76
07498382868 | FX23LSNSNSNM023 | OM3,2-Fiber,3mm,PC,LSZH,SC-SC,23M | 2 fiber OM3, SC duplex to SC duplex patch cord, 3mm jacket, low smoke zero halogen (LSZH) rated, Std IL | PC | 1 | 1 | 1 | 1 | 88.64
07498382870 | FX23LSNSNSNM024 | OM3,2-Fiber,3mm,PC,LSZH,SC-SC,24M | 2 fiber OM3, SC duplex to SC duplex patch cord, 3mm jacket, low smoke zero halogen (LSZH) rated, Std IL | PC | 1 | 1 | 1 | 1 | 90.52
07498382872 | FX23LSNSNSNM025 | OM3,2-Fiber,3mm,PC,LSZH,SC-SC,25M | 2 fiber OM3, SC duplex to SC duplex patch cord, 3mm jacket, low smoke zero halogen (LSZH) rated, Std IL | PC | 1 | 1 | 1 | 1 | 92.4
07498382874 | FX23LSNSNSNM026 | OM3,2-Fiber,3mm,PC,LSZH,SC-SC,26M | 2 fiber OM3, SC duplex to SC duplex patch cord, 3mm jacket, low smoke zero halogen (LSZH) rated, Std IL | PC | 1 | 1 | 1 | 1 | 94.28
07498382876 | FX23LSNSNSNM027 | OM3,2-Fiber,3mm,PC,LSZH,SC-SC,27M | 2 fiber OM3, SC duplex to SC duplex patch cord, 3mm jacket, low smoke zero halogen (LSZH) rated, Std IL | PC | 1 | 1 | 1 | 1 | 96.16
07498382878 | FX23LSNSNSNM028 | OM3,2-Fiber,3mm,PC,LSZH,SC-SC,28M | 2 fiber OM3, SC duplex to SC duplex patch cord, 3mm jacket, low smoke zero halogen (LSZH) rated, Std IL | PC | 1 | 1 | 1 | 1 | 98.04
07498382880 | FX23LSNSNSNM029 | OM3,2-Fiber,3mm,PC,LSZH,SC-SC,29M | 2 fiber OM3, SC duplex to SC duplex patch cord, 3mm jacket, low smoke zero halogen (LSZH) rated, Std IL | PC | 1 | 1 | 1 | 1 | 99.92
07498382884 | FX23LSNSNSNM030 | OM3,2-Fiber,3mm,PC,LSZH,SC-SC,30M | 2 fiber OM3, SC duplex to SC duplex patch cord, 3mm jacket, low smoke zero halogen (LSZH) rated, Std IL | PC | 1 | 1 | 1 | 1 | 101.8
07498382903 | FX23LSNSNSNM031 | OM3,2-Fiber,3mm,PC,LSZH,SC-SC,31M | 2 fiber OM3, SC duplex to SC duplex patch cord, 3mm jacket, low smoke zero halogen (LSZH) rated, Std IL | PC | 1 | 1 | 1 | 1 | 103.68
07498382909 | FX23LSNSNSNM032 | OM3,2-Fiber,3mm,PC,LSZH,SC-SC,32M | 2 fiber OM3, SC duplex to SC duplex patch cord, 3mm jacket, low smoke zero halogen (LSZH) rated, Std IL | PC | 1 | 1 | 1 | 1 | 105.56
07498382882 | FX23LSNSNSNM033 | OM3,2-Fiber,3mm,PC,LSZH,SC-SC,33M | 2 fiber OM3, SC duplex to SC duplex patch cord, 3mm jacket, low smoke zero halogen (LSZH) rated, Std IL | PC | 1 | 1 | 1 | 1 | 107.44
07498382899 | FX23LSNSNSNM034 | OM3,2-Fiber,3mm,PC,LSZH,SC-SC,34M | 2 fiber OM3, SC duplex to SC duplex patch cord, 3mm jacket, low smoke zero halogen (LSZH) rated, Std IL | PC | 1 | 1 | 1 | 1 | 109.32
07498382904 | FX23LSNSNSNM035 | OM3,2-Fiber,3mm,PC,LSZH,SC-SC,35M | 2 fiber OM3, SC duplex to SC duplex patch cord, 3mm jacket, low smoke zero halogen (LSZH) rated, Std IL | PC | 1 | 1 | 1 | 1 | 111.2
07498382919 | FX23LSNSNSNM036 | OM3,2-Fiber,3mm,PC,LSZH,SC-SC,36M | 2 fiber OM3, SC duplex to SC duplex patch cord, 3mm jacket, low smoke zero halogen (LSZH) rated, Std IL | PC | 1 | 1 | 1 | 1 | 113.08
07498382920 | FX23LSNSNSNM037 | OM3,2-Fiber,3mm,PC,LSZH,SC-SC,37M | 2 fiber OM3, SC duplex to SC duplex patch cord, 3mm jacket, low smoke zero halogen (LSZH) rated, Std IL | PC | 1 | 1 | 1 | 1 | 114.96
07498382921 | FX23LSNSNSNM038 | OM3,2-Fiber,3mm,PC,LSZH,SC-SC,38M | 2 fiber OM3, SC duplex to SC duplex patch cord, 3mm jacket, low smoke zero halogen (LSZH) rated, Std IL | PC | 1 | 1 | 1 | 1 | 116.84
07498382922 | FX23LSNSNSNM039 | OM3,2-Fiber,3mm,PC,LSZH,SC-SC,39M | 2 fiber OM3, SC duplex to SC duplex patch cord, 3mm jacket, low smoke zero halogen (LSZH) rated, Std IL | PC | 1 | 1 | 1 | 1 | 118.72
07498382923 | FX23LSNSNSNM040 | OM3,2-Fiber,3mm,PC,LSZH,SC-SC,40M | 2 fiber OM3, SC duplex to SC duplex patch cord, 3mm jacket, low smoke zero halogen (LSZH) rated, Std IL | PC | 1 | 1 | 1 | 1 | 120.6
07498382924 | FX23LSNSNSNM041 | OM3,2-Fiber,3mm,PC,LSZH,SC-SC,41M | 2 fiber OM3, SC duplex to SC duplex patch cord, 3mm jacket, low smoke zero halogen (LSZH) rated, Std IL | PC | 1 | 1 | 1 | 1 | 122.48
07498382925 | FX23LSNSNSNM042 | OM3,2-Fiber,3mm,PC,LSZH,SC-SC,42M | 2 fiber OM3, SC duplex to SC duplex patch cord, 3mm jacket, low smoke zero halogen (LSZH) rated, Std IL | PC | 1 | 1 | 1 | 1 | 124.36
07498382926 | FX23LSNSNSNM043 | OM3,2-Fiber,3mm,PC,LSZH,SC-SC,43M | 2 fiber OM3, SC duplex to SC duplex patch cord, 3mm jacket, low smoke zero halogen (LSZH) rated, Std IL | PC | 1 | 1 | 1 | 1 | 126.24
07498382927 | FX23LSNSNSNM044 | OM3,2-Fiber,3mm,PC,LSZH,SC-SC,44M | 2 fiber OM3, SC duplex to SC duplex patch cord, 3mm jacket, low smoke zero halogen (LSZH) rated, Std IL | PC | 1 | 1 | 1 | 1 | 128.12
07498382928 | FX23LSNSNSNM045 | OM3,2-Fiber,3mm,PC,LSZH,SC-SC,45M | 2 fiber OM3, SC duplex to SC duplex patch cord, 3mm jacket, low smoke zero halogen (LSZH) rated, Std IL | PC | 1 | 1 | 1 | 1 | 130
07498382929 | FX23LSNSNSNM046 | OM3,2-Fiber,3mm,PC,LSZH,SC-SC,46M | 2 fiber OM3, SC duplex to SC duplex patch cord, 3mm jacket, low smoke zero halogen (LSZH) rated, Std IL | PC | 1 | 1 | 1 | 1 | 131.88
07498382930 | FX23LSNSNSNM047 | OM3,2-Fiber,3mm,PC,LSZH,SC-SC,47M | 2 fiber OM3, SC duplex to SC duplex patch cord, 3mm jacket, low smoke zero halogen (LSZH) rated, Std IL | PC | 1 | 1 | 1 | 1 | 133.76
07498382932 | FX23LSNSNSNM048 | OM3,2-Fiber,3mm,PC,LSZH,SC-SC,48M | 2 fiber OM3, SC duplex to SC duplex patch cord, 3mm jacket, low smoke zero halogen (LSZH) rated, Std IL | PC | 1 | 1 | 1 | 1 | 135.64
07498382933 | FX23LSNSNSNM049 | OM3,2-Fiber,3mm,PC,LSZH,SC-SC,49M | 2 fiber OM3, SC duplex to SC duplex patch cord, 3mm jacket, low smoke zero halogen (LSZH) rated, Std IL | PC | 1 | 1 | 1 | 1 | 137.52
07498382935 | FX23LSNSNSNM050 | OM3,2-Fiber,3mm,PC,LSZH,SC-SC,50M | 2 fiber OM3, SC duplex to SC duplex patch cord, 3mm jacket, low smoke zero halogen (LSZH) rated, Std IL | PC | 1 | 1 | 1 | 1 | 139.4
61305644508 | FX23LSNSNSNM1.5 | OM3 2f 3mm PC LSZH SC Dup/SC Dup Std Pol |  | PC | 1 | 10 | 1 | 1 | 48.22
61305644509 | FX23LSNSNSNM2.5 | OM3 2f 3mm PC LSZH SC Dup/SC Dup Std Pol |  | PC | 1 | 10 | 1 | 1 | 50.1
61305644510 | FX23LSNSNSNM3.5 | OM3 2f 3mm PC LSZH SC Dup/SC Dup Std Pol |  | PC | 1 | 10 | 1 | 1 | 51.98
61305644511 | FX23LSNSNSNM4.5 | OM3 2f 3mm PC LSZH SC Dup/SC Dup Std Pol |  | PC | 1 | 10 | 1 | 1 | 53.86
61305644512 | FX23LSNSNSNM5.5 | OM3 2f 3mm PC LSZH SC Dup/SC Dup Std Pol |  | PC | 1 | 10 | 1 | 1 | 55.74
61305644513 | FX23LSNSNSNM6.5 | OM3 2f 3mm PC LSZH SC Dup/SC Dup Std Pol |  | PC | 1 | 10 | 1 | 1 | 57.62
61305644514 | FX23LSNSNSNM7.5 | OM3 2f 3mm PC LSZH SC Dup/SC Dup Std Pol |  | PC | 1 | 10 | 1 | 1 | 59.5
61305644515 | FX23LSNSNSNM8.5 | OM3 2f 3mm PC LSZH SC Dup/SC Dup Std Pol |  | PC | 1 | 10 | 1 | 1 | 61.38
61305644516 | FX23LSNSNSNM9.5 | OM3 2f 3mm PC LSZH SC Dup/SC Dup Std Pol |  | PC | 1 | 10 | 1 | 1 | 63.26
07498381562 | FX23PSNSNSNM001 | OM3,2-Fiber,3mm,PC,PLEM,SC-SC,1M | 2 fiber OM3, SC duplex to SC duplex patch cord, 3mm jacket, plenum (OFNP) rated, Std IL | PC | 1 | 10 | 1 | 1 | 47.28
07498381563 | FX23PSNSNSNM002 | OM3,2-Fiber,3mm,PC,PLEM,SC-SC,2M | 2 fiber OM3, SC duplex to SC duplex patch cord, 3mm jacket, plenum (OFNP) rated, Std IL 2 meters | PC | 1 | 10 | 1 | 1 | 49.16
07498381564 | FX23PSNSNSNM003 | OM3,2-Fiber,3mm,PC,PLEM,SC-SC,3M | 2 fiber OM3, SC duplex to SC duplex patch cord, 3mm jacket, plenum (OFNP) rated, Std IL 3 meters | PC | 1 | 10 | 1 | 1 | 51.04
07498381565 | FX23PSNSNSNM004 | OM3,2-Fiber,3mm,PC,PLEM,SC-SC,4M | 2 fiber OM3, SC duplex to SC duplex patch cord, 3mm jacket, plenum (OFNP) rated, Std IL 4 meters | PC | 1 | 10 | 1 | 1 | 52.92
07498381566 | FX23PSNSNSNM005 | OM3,2-Fiber,3mm,PC,PLEM,SC-SC,5M | 2 fiber OM3, SC duplex to SC duplex patch cord, 3mm jacket, plenum (OFNP) rated, Std IL 5 meters | PC | 1 | 10 | 1 | 1 | 54.8
07498381567 | FX23PSNSNSNM006 | OM3,2-Fiber,3mm,PC,PLEM,SC-SC,6M | 2 fiber OM3, SC duplex to SC duplex patch cord, 3mm jacket, plenum (OFNP) rated, Std IL 6 meters | PC | 1 | 10 | 1 | 1 | 56.68
07498381568 | FX23PSNSNSNM007 | OM3,2-Fiber,3mm,PC,PLEM,SC-SC,7M | 2 fiber OM3, SC duplex to SC duplex patch cord, 3mm jacket, plenum (OFNP) rated, Std IL 7 meters | PC | 1 | 10 | 1 | 1 | 58.56
07498381569 | FX23PSNSNSNM008 | OM3,2-Fiber,3mm,PC,PLEM,SC-SC,8M | 2 fiber OM3, SC duplex to SC duplex patch cord, 3mm jacket, plenum (OFNP) rated, Std IL 8 meters | PC | 1 | 10 | 1 | 1 | 60.44
07498381570 | FX23PSNSNSNM009 | OM3,2-Fiber,3mm,PC,PLEM,SC-SC,9M | 2 fiber OM3, SC duplex to SC duplex patch cord, 3mm jacket, plenum (OFNP) rated, Std IL 9 meters | PC | 1 | 10 | 1 | 1 | 62.32
07498381571 | FX23PSNSNSNM010 | OM3,2-Fiber,3mm,PC,PLEM,SC-SC,10M | 2 fiber OM3, SC duplex to SC duplex patch cord, 3mm jacket, plenum (OFNP) rated, Std IL 10 meters | PC | 1 | 10 | 1 | 1 | 64.2
07498381572 | FX23PSNSNSNM011 | OM3,2-Fiber,3mm,PC,PLEM,SC-SC,11M | 2 fiber OM3, SC duplex to SC duplex patch cord, 3mm jacket, plenum (OFNP) rated, Std IL 11 meters | PC | 1 | 1 | 1 | 1 | 66.08
07498381574 | FX23PSNSNSNM012 | OM3,2-Fiber,3mm,PC,PLEM,SC-SC,12M | 2 fiber OM3, SC duplex to SC duplex patch cord, 3mm jacket, plenum (OFNP) rated, Std IL 12 meters | PC | 1 | 1 | 1 | 1 | 67.96
07498381575 | FX23PSNSNSNM013 | OM3,2-Fiber,3mm,PC,PLEM,SC-SC,13M | 2 fiber OM3, SC duplex to SC duplex patch cord, 3mm jacket, plenum (OFNP) rated, Std IL 13 meters | PC | 1 | 1 | 1 | 1 | 69.84
07498381580 | FX23PSNSNSNM014 | OM3,2-Fiber,3mm,PC,PLEM,SC-SC,14M | 2 fiber OM3, SC duplex to SC duplex patch cord, 3mm jacket, plenum (OFNP) rated, Std IL 14 meters | PC | 1 | 1 | 1 | 1 | 71.72
07498381583 | FX23PSNSNSNM015 | OM3,2-Fiber,3mm,PC,PLEM,SC-SC,15M | 2 fiber OM3, SC duplex to SC duplex patch cord, 3mm jacket, plenum (OFNP) rated, Std IL 15 meters | PC | 1 | 1 | 1 | 1 | 73.6
07498381594 | FX23PSNSNSNM016 | OM3,2-Fiber,3mm,PC,PLEM,SC-SC,16M | 2 fiber OM3, SC duplex to SC duplex patch cord, 3mm jacket, plenum (OFNP) rated, Std IL 16 meters | PC | 1 | 1 | 1 | 1 | 75.48
07498381598 | FX23PSNSNSNM017 | OM3,2-Fiber,3mm,PC,PLEM,SC-SC,17M | 2 fiber OM3, SC duplex to SC duplex patch cord, 3mm jacket, plenum (OFNP) rated, Std IL 17 meters | PC | 1 | 1 | 1 | 1 | 77.36
07498381607 | FX23PSNSNSNM018 | OM3,2-Fiber,3mm,PC,PLEM,SC-SC,18M | 2 fiber OM3, SC duplex to SC duplex patch cord, 3mm jacket, plenum (OFNP) rated, Std IL 18 meters | PC | 1 | 1 | 1 | 1 | 79.24
07498381609 | FX23PSNSNSNM019 | OM3,2-Fiber,3mm,PC,PLEM,SC-SC,19M | 2 fiber OM3, SC duplex to SC duplex patch cord, 3mm jacket, plenum (OFNP) rated, Std IL 19 meters | PC | 1 | 1 | 1 | 1 | 81.12
07498381610 | FX23PSNSNSNM020 | OM3,2-Fiber,3mm,PC,PLEM,SC-SC,20M | 2 fiber OM3, SC duplex to SC duplex patch cord, 3mm jacket, plenum (OFNP) rated, Std IL 20 meters | PC | 1 | 1 | 1 | 1 | 83
07498381612 | FX23PSNSNSNM021 | OM3,2-Fiber,3mm,PC,PLEM,SC-SC,21M | 2 fiber OM3, SC duplex to SC duplex patch cord, 3mm jacket, plenum (OFNP) rated, Std IL 21 meters | PC | 1 | 1 | 1 | 1 | 84.88
07498381614 | FX23PSNSNSNM022 | OM3,2-Fiber,3mm,PC,PLEM,SC-SC,22M | 2 fiber OM3, SC duplex to SC duplex patch cord, 3mm jacket, plenum (OFNP) rated, Std IL 22 meters | PC | 1 | 1 | 1 | 1 | 86.76
07498381615 | FX23PSNSNSNM023 | OM3,2-Fiber,3mm,PC,PLEM,SC-SC,23M | 2 fiber OM3, SC duplex to SC duplex patch cord, 3mm jacket, plenum (OFNP) rated, Std IL 23 meters | PC | 1 | 1 | 1 | 1 | 88.64
07498381616 | FX23PSNSNSNM024 | OM3,2-Fiber,3mm,PC,PLEM,SC-SC,24M | 2 fiber OM3, SC duplex to SC duplex patch cord, 3mm jacket, plenum (OFNP) rated, Std IL 24 meters | PC | 1 | 1 | 1 | 1 | 90.52
07498381617 | FX23PSNSNSNM025 | OM3,2-Fiber,3mm,PC,PLEM,SC-SC,25M | 2 fiber OM3, SC duplex to SC duplex patch cord, 3mm jacket, plenum (OFNP) rated, Std IL 25 meters | PC | 1 | 1 | 1 | 1 | 92.4
07498381618 | FX23PSNSNSNM026 | OM3,2-Fiber,3mm,PC,PLEM,SC-SC,26M | 2 fiber OM3, SC duplex to SC duplex patch cord, 3mm jacket, plenum (OFNP) rated, Std IL 26 meters | PC | 1 | 1 | 1 | 1 | 94.28
07498381619 | FX23PSNSNSNM027 | OM3,2-Fiber,3mm,PC,PLEM,SC-SC,27M | 2 fiber OM3, SC duplex to SC duplex patch cord, 3mm jacket, plenum (OFNP) rated, Std IL 27 meters | PC | 1 | 1 | 1 | 1 | 96.16
07498381620 | FX23PSNSNSNM028 | OM3,2-Fiber,3mm,PC,PLEM,SC-SC,28M | 2 fiber OM3, SC duplex to SC duplex patch cord, 3mm jacket, plenum (OFNP) rated, Std IL 28 meters | PC | 1 | 1 | 1 | 1 | 98.04
07498381621 | FX23PSNSNSNM029 | OM3,2-Fiber,3mm,PC,PLEM,SC-SC,29M | 2 fiber OM3, SC duplex to SC duplex patch cord, 3mm jacket, plenum (OFNP) rated, Std IL 29 meters | PC | 1 | 1 | 1 | 1 | 99.92
07498381650 | FX23PSNSNSNM030 | OM3,2-Fiber,3mm,PC,PLEM,SC-SC,30M | 2 fiber OM3, SC duplex to SC duplex patch cord, 3mm jacket, plenum (OFNP) rated, Std IL 30 meters | PC | 1 | 1 | 1 | 1 | 101.8
07498381651 | FX23PSNSNSNM031 | OM3,2-Fiber,3mm,PC,PLEM,SC-SC,31M | 2 fiber OM3, SC duplex to SC duplex patch cord, 3mm jacket, plenum (OFNP) rated, Std IL 31 meters | PC | 1 | 1 | 1 | 1 | 103.68
07498381652 | FX23PSNSNSNM032 | OM3,2-Fiber,3mm,PC,PLEM,SC-SC,32M | 2 fiber OM3, SC duplex to SC duplex patch cord, 3mm jacket, plenum (OFNP) rated, Std IL 32 meters | PC | 1 | 1 | 1 | 1 | 105.56
07498381653 | FX23PSNSNSNM033 | OM3,2-Fiber,3mm,PC,PLEM,SC-SC,33M | 2 fiber OM3, SC duplex to SC duplex patch cord, 3mm jacket, plenum (OFNP) rated, Std IL 33 meters | PC | 1 | 1 | 1 | 1 | 107.44
07498381654 | FX23PSNSNSNM034 | OM3,2-Fiber,3mm,PC,PLEM,SC-SC,34M | 2 fiber OM3, SC duplex to SC duplex patch cord, 3mm jacket, plenum (OFNP) rated, Std IL 34 meters | PC | 1 | 1 | 1 | 1 | 109.32
07498381655 | FX23PSNSNSNM035 | OM3,2-Fiber,3mm,PC,PLEM,SC-SC,35M | 2 fiber OM3, SC duplex to SC duplex patch cord, 3mm jacket, plenum (OFNP) rated, Std IL 35 meters | PC | 1 | 1 | 1 | 1 | 111.2
07498381656 | FX23PSNSNSNM036 | OM3,2-Fiber,3mm,PC,PLEM,SC-SC,36M | 2 fiber OM3, SC duplex to SC duplex patch cord, 3mm jacket, plenum (OFNP) rated, Std IL 36 meters | PC | 1 | 1 | 1 | 1 | 113.08
07498381657 | FX23PSNSNSNM037 | OM3,2-Fiber,3mm,PC,PLEM,SC-SC,37M | 2 fiber OM3, SC duplex to SC duplex patch cord, 3mm jacket, plenum (OFNP) rated, Std IL 37 meters | PC | 1 | 1 | 1 | 1 | 114.96
07498381658 | FX23PSNSNSNM038 | OM3,2-Fiber,3mm,PC,PLEM,SC-SC,38M | 2 fiber OM3, SC duplex to SC duplex patch cord, 3mm jacket, plenum (OFNP) rated, Std IL 38 meters | PC | 1 | 1 | 1 | 1 | 116.84
07498381659 | FX23PSNSNSNM039 | OM3,2-Fiber,3mm,PC,PLEM,SC-SC,39M | 2 fiber OM3, SC duplex to SC duplex patch cord, 3mm jacket, plenum (OFNP) rated, Std IL 39 meters | PC | 1 | 1 | 1 | 1 | 118.72
07498381660 | FX23PSNSNSNM040 | OM3,2-Fiber,3mm,PC,PLEM,SC-SC,40M | 2 fiber OM3, SC duplex to SC duplex patch cord, 3mm jacket, plenum (OFNP) rated, Std IL 40 meters | PC | 1 | 1 | 1 | 1 | 120.6
07498381661 | FX23PSNSNSNM041 | OM3,2-Fiber,3mm,PC,PLEM,SC-SC,41M | 2 fiber OM3, SC duplex to SC duplex patch cord, 3mm jacket, plenum (OFNP) rated, Std IL 41 meters | PC | 1 | 1 | 1 | 1 | 122.48
07498381662 | FX23PSNSNSNM042 | OM3,2-Fiber,3mm,PC,PLEM,SC-SC,42M | 2 fiber OM3, SC duplex to SC duplex patch cord, 3mm jacket, plenum (OFNP) rated, Std IL 42 meters | PC | 1 | 1 | 1 | 1 | 124.36
07498381663 | FX23PSNSNSNM043 | OM3,2-Fiber,3mm,PC,PLEM,SC-SC,43M | 2 fiber OM3, SC duplex to SC duplex patch cord, 3mm jacket, plenum (OFNP) rated, Std IL 43 meters | PC | 1 | 1 | 1 | 1 | 126.24
07498381664 | FX23PSNSNSNM044 | OM3,2-Fiber,3mm,PC,PLEM,SC-SC,44M | 2 fiber OM3, SC duplex to SC duplex patch cord, 3mm jacket, plenum (OFNP) rated, Std IL 44 meters | PC | 1 | 1 | 1 | 1 | 128.12
07498381665 | FX23PSNSNSNM045 | OM3,2-Fiber,3mm,PC,PLEM,SC-SC,45M | 2 fiber OM3, SC duplex to SC duplex patch cord, 3mm jacket, plenum (OFNP) rated, Std IL 45 meters | PC | 1 | 1 | 1 | 1 | 130
07498381666 | FX23PSNSNSNM046 | OM3,2-Fiber,3mm,PC,PLEM,SC-SC,46M | 2 fiber OM3, SC duplex to SC duplex patch cord, 3mm jacket, plenum (OFNP) rated, Std IL 46 meters | PC | 1 | 1 | 1 | 1 | 131.88
07498381667 | FX23PSNSNSNM047 | OM3,2-Fiber,3mm,PC,PLEM,SC-SC,47M | 2 fiber OM3, SC duplex to SC duplex patch cord, 3mm jacket, plenum (OFNP) rated, Std IL 47 meters | PC | 1 | 1 | 1 | 1 | 133.76
07498381668 | FX23PSNSNSNM048 | OM3,2-Fiber,3mm,PC,PLEM,SC-SC,48M | 2 fiber OM3, SC duplex to SC duplex patch cord, 3mm jacket, plenum (OFNP) rated, Std IL 48 meters | PC | 1 | 1 | 1 | 1 | 135.64
07498381669 | FX23PSNSNSNM049 | OM3,2-Fiber,3mm,PC,PLEM,SC-SC,49M | 2 fiber OM3, SC duplex to SC duplex patch cord, 3mm jacket, plenum (OFNP) rated, Std IL 49 meters | PC | 1 | 1 | 1 | 1 | 137.52
07498381670 | FX23PSNSNSNM050 | OM3,2-Fiber,3mm,PC,PLEM,SC-SC,50M | 2 fiber OM3, SC duplex to SC duplex patch cord, 3mm jacket, plenum (OFNP) rated, Std IL 50 meters | PC | 1 | 1 | 1 | 1 | 139.4
61305629217 | FX23R2NSNSNM002 | OM3 2f 3mm PC OFNR ST/SC Dup Std Polarit |  | PC | 1 | 10 | 1 | 1 | 47.26
61305616541 | FX23RSNSNSNF001 | OM3 2 Fiber 3mm Jacket Patchcord Riser |  | PC | 1 | 10 | 1 | 1 | 45.98
61305616544 | FX23RSNSNSNF002 | OM3 2 Fiber 3mm Jacket Patchcord Riser |  | PC | 1 | 10 | 1 | 1 | 46.54
61305616545 | FX23RSNSNSNF003 | OM3 2 Fiber 3mm Jacket Patchcord Riser |  | PC | 1 | 10 | 1 | 1 | 47.12
61305616546 | FX23RSNSNSNF004 | OM3 2 Fiber 3mm Jacket Patchcord Riser |  | PC | 1 | 10 | 1 | 1 | 47.7
61305616547 | FX23RSNSNSNF005 | OM3 2 Fiber 3mm Jacket Patchcord Riser |  | PC | 1 | 10 | 1 | 1 | 48.26
61305616548 | FX23RSNSNSNF006 | OM3 2 Fiber 3mm Jacket Patchcord Riser |  | PC | 1 | 10 | 1 | 1 | 48.84
61305616549 | FX23RSNSNSNF007 | OM3 2 Fiber 3mm Jacket Patchcord Riser |  | PC | 1 | 10 | 1 | 1 | 49.42
61305616550 | FX23RSNSNSNF008 | OM3 2 Fiber 3mm Jacket Patchcord Riser |  | PC | 1 | 10 | 1 | 1 | 49.98
61305616551 | FX23RSNSNSNF009 | OM3 2 Fiber 3mm Jacket Patchcord Riser |  | PC | 1 | 10 | 1 | 1 | 50.56
61305616755 | FX23RSNSNSNF010 | OM3 2 Fiber 3mm Jacket Patchcord Riser S |  | PC | 1 | 10 | 1 | 1 | 51.12
61305616552 | FX23RSNSNSNF011 | OM3 2 Fiber 3mm Jacket Patchcord Riser |  | PC | 1 | 10 | 1 | 1 | 51.7
61305616553 | FX23RSNSNSNF012 | OM3 2 Fiber 3mm Jacket Patchcord Riser |  | PC | 1 | 10 | 1 | 1 | 52.28
61305616554 | FX23RSNSNSNF013 | OM3 2 Fiber 3mm Jacket Patchcord Riser |  | PC | 1 | 10 | 1 | 1 | 52.84
61305616555 | FX23RSNSNSNF014 | OM3 2 Fiber 3mm Jacket Patchcord Riser |  | PC | 1 | 10 | 1 | 1 | 53.42
61305616756 | FX23RSNSNSNF015 | OM3 2 Fiber 3mm Jacket Patchcord Riser S |  | PC | 1 | 10 | 1 | 1 | 54
61305616556 | FX23RSNSNSNF016 | OM3 2 Fiber 3mm Jacket Patchcord Riser |  | PC | 1 | 10 | 1 | 1 | 54.56
61305616557 | FX23RSNSNSNF017 | OM3 2 Fiber 3mm Jacket Patchcord Riser |  | PC | 1 | 10 | 1 | 1 | 55.14
61305616558 | FX23RSNSNSNF018 | OM3 2 Fiber 3mm Jacket Patchcord Riser |  | PC | 1 | 10 | 1 | 1 | 55.72
61305616559 | FX23RSNSNSNF019 | OM3 2 Fiber 3mm Jacket Patchcord Riser |  | PC | 1 | 10 | 1 | 1 | 56.28
61305616757 | FX23RSNSNSNF020 | OM3 2 Fiber 3mm Jacket Patchcord Riser S |  | PC | 1 | 10 | 1 | 1 | 56.86
61305616560 | FX23RSNSNSNF021 | OM3 2 Fiber 3mm Jacket Patchcord Riser |  | PC | 1 | 10 | 1 | 1 | 57.44
61305616561 | FX23RSNSNSNF022 | OM3 2 Fiber 3mm Jacket Patchcord Riser |  | PC | 1 | 10 | 1 | 1 | 58
61305616562 | FX23RSNSNSNF023 | OM3 2 Fiber 3mm Jacket Patchcord Riser |  | PC | 1 | 10 | 1 | 1 | 58.58
61305616563 | FX23RSNSNSNF024 | OM3 2 Fiber 3mm Jacket Patchcord Riser |  | PC | 1 | 10 | 1 | 1 | 59.16
61305616758 | FX23RSNSNSNF025 | OM3 2 Fiber 3mm Jacket Patchcord Riser S |  | PC | 1 | 10 | 1 | 1 | 59.72
61305616564 | FX23RSNSNSNF026 | OM3 2 Fiber 3mm Jacket Patchcord Riser |  | PC | 1 | 1 | 1 | 1 | 60.3
61305616565 | FX23RSNSNSNF027 | OM3 2 Fiber 3mm Jacket Patchcord Riser |  | PC | 1 | 1 | 1 | 1 | 60.88
61305616566 | FX23RSNSNSNF028 | OM3 2 Fiber 3mm Jacket Patchcord Riser |  | PC | 1 | 1 | 1 | 1 | 61.44
61305616567 | FX23RSNSNSNF029 | OM3 2 Fiber 3mm Jacket Patchcord Riser |  | PC | 1 | 1 | 1 | 1 | 62.02
61305616568 | FX23RSNSNSNF030 | OM3 2 Fiber 3mm Jacket Patchcord Riser |  | PC | 1 | 1 | 1 | 1 | 62.58
61305616569 | FX23RSNSNSNF032 | OM3 2 Fiber 3mm Jacket Patchcord Riser |  | PC | 1 | 1 | 1 | 1 | 63.74
61305616570 | FX23RSNSNSNF035 | OM3 2 Fiber 3mm Jacket Patchcord Riser |  | PC | 1 | 1 | 1 | 1 | 65.46
61305616571 | FX23RSNSNSNF040 | OM3 2 Fiber 3mm Jacket Patchcord Riser |  | PC | 1 | 1 | 1 | 1 | 68.32
61305616572 | FX23RSNSNSNF045 | OM3 2 Fiber 3mm Jacket Patchcord Riser |  | PC | 1 | 1 | 1 | 1 | 71.18
61305616573 | FX23RSNSNSNF049 | OM3 2 Fiber 3mm Jacket Patchcord Riser |  | PC | 1 | 1 | 1 | 1 | 73.48
61305616574 | FX23RSNSNSNF050 | OM3 2 Fiber 3mm Jacket Patchcord Riser |  | PC | 1 | 1 | 1 | 1 | 74.04
61305616575 | FX23RSNSNSNF055 | OM3 2 Fiber 3mm Jacket Patchcord Riser |  | PC | 1 | 1 | 1 | 1 | 76.92
61305616576 | FX23RSNSNSNF060 | OM3 2 Fiber 3mm Jacket Patchcord Riser |  | PC | 1 | 1 | 1 | 1 | 79.78
61305616577 | FX23RSNSNSNF065 | OM3 2 Fiber 3mm Jacket Patchcord Riser |  | PC | 1 | 1 | 1 | 1 | 82.64
61305616578 | FX23RSNSNSNF070 | OM3 2 Fiber 3mm Jacket Patchcord Riser |  | PC | 1 | 1 | 1 | 1 | 85.5
61305616579 | FX23RSNSNSNF075 | OM3 2 Fiber 3mm Jacket Patchcord Riser |  | PC | 1 | 1 | 1 | 1 | 88.38
61305616580 | FX23RSNSNSNF080 | OM3 2 Fiber 3mm Jacket Patchcord Riser |  | PC | 1 | 1 | 1 | 1 | 91.24
61305616581 | FX23RSNSNSNF085 | OM3 2 Fiber 3mm Jacket Patchcord Riser |  | PC | 1 | 1 | 1 | 1 | 94.1
61305616582 | FX23RSNSNSNF090 | OM3 2 Fiber 3mm Jacket Patchcord Riser |  | PC | 1 | 1 | 1 | 1 | 96.96
61305616583 | FX23RSNSNSNF095 | OM3 2 Fiber 3mm Jacket Patchcord Riser |  | PC | 1 | 1 | 1 | 1 | 99.84
61305616584 | FX23RSNSNSNF100 | OM3 2 Fiber 3mm Jacket Patchcord Riser |  | PC | 1 | 1 | 1 | 1 | 102.7
61305644497 | FX23RSNSNSNM0.5 | OM3 2f 3mm PC OFNR SC Dup/SC Dup Std Pol |  | PC | 1 | 10 | 1 | 1 | 46.34
07498382060 | FX23RSNSNSNM001 | OM3,2-Fiber,3mm,PC,Risr,SC-SC,1M | The duplex fiber patch cord is OM3 with a 3mm jacket. It is Riser (OFNR) rated and features SC Duplex connectors. It has standard insertion loss and is 1 meter in length. | PC | 1 | 10 | 1 | 1 | 47.28
07498382065 | FX23RSNSNSNM002 | OM3,2-Fiber,3mm,PC,Risr,SC-SC,2M | The duplex fiber patch cord is OM3 with a 3mm jacket. It is Riser (OFNR) rated and features SC Duplex connectors. It has standard insertion loss and is 2 meters in length. | PC | 1 | 10 | 1 | 1 | 49.16
07498382086 | FX23RSNSNSNM003 | OM3,2-Fiber,3mm,PC,Risr,SC-SC,3M | The duplex fiber patch cord is OM3 with a 3mm jacket. It is Riser (OFNR) rated and features SC Duplex connectors. It has standard insertion loss and is 3 meters in length. | PC | 1 | 10 | 1 | 1 | 51.04
07498382090 | FX23RSNSNSNM004 | OM3,2-Fiber,3mm,PC,Risr,SC-SC,4M | OM3 2 Fiber 3mm Jacket Patchcord Riser SC Duplex to SC Duplex Std IL 4m | PC | 1 | 10 | 1 | 1 | 52.92
07498383684 | FX23RSNSNSNM005 | OM3,2-Fiber,3mm,PC,Risr,SC-SC,5M | OM3 2 Fiber 3mm Jacket Patchcord Riser SC Duplex to SC Duplex Std IL 5m | PC | 1 | 10 | 1 | 1 | 54.8
07498382095 | FX23RSNSNSNM006 | OM3,2-Fiber,3mm,PC,Risr,SC-SC,6M | OM3 2 Fiber 3mm Jacket Patchcord Riser SC Duplex to SC Duplex Std IL 6m | PC | 1 | 10 | 1 | 1 | 56.68
07498382111 | FX23RSNSNSNM007 | OM3,2-Fiber,3mm,PC,Risr,SC-SC,7M | OM3 2 Fiber 3mm Jacket Patchcord Riser SC Duplex to SC Duplex Std IL 7m | PC | 1 | 10 | 1 | 1 | 58.56
07498382123 | FX23RSNSNSNM008 | OM3,2-Fiber,3mm,PC,Risr,SC-SC,8M | OM3 2 Fiber 3mm Jacket Patchcord Riser SC Duplex to SC Duplex Std IL 8m | PC | 1 | 10 | 1 | 1 | 60.44
07498382128 | FX23RSNSNSNM009 | OM3,2-Fiber,3mm,PC,Risr,SC-SC,9M | OM3 2 Fiber 3mm Jacket Patchcord Riser SC Duplex to SC Duplex Std IL 9m | PC | 1 | 10 | 1 | 1 | 62.32
07498383685 | FX23RSNSNSNM010 | OM3,2-Fiber,3mm,PC,Risr,SC-SC,10M | OM3 2 Fiber 3mm Jacket Patchcord Riser SC Duplex to SC Duplex Std IL 10 Meters | PC | 1 | 10 | 1 | 1 | 64.2
07498382098 | FX23RSNSNSNM011 | OM3,2-Fiber,3mm,PC,Risr,SC-SC,11M | OM3 2 Fiber 3mm Jacket Patchcord Riser SC Duplex to SC Duplex Std IL 11m | PC | 1 | 1 | 1 | 1 | 66.08
07498382122 | FX23RSNSNSNM012 | OM3,2-Fiber,3mm,PC,Risr,SC-SC,12M | OM3 2 Fiber 3mm Jacket Patchcord Riser SC Duplex to SC Duplex Std IL 12m | PC | 1 | 1 | 1 | 1 | 67.96
07498382124 | FX23RSNSNSNM013 | OM3,2-Fiber,3mm,PC,Risr,SC-SC,13M | OM3 2 Fiber 3mm Jacket Patchcord Riser SC Duplex to SC Duplex Std IL 13m | PC | 1 | 1 | 1 | 1 | 69.84
07498382142 | FX23RSNSNSNM014 | OM3,2-Fiber,3mm,PC,Risr,SC-SC,14M | OM3 2 Fiber 3mm Jacket Patchcord Riser SC Duplex to SC Duplex Std IL 14m | PC | 1 | 1 | 1 | 1 | 71.72
07498382143 | FX23RSNSNSNM015 | OM3,2-Fiber,3mm,PC,Risr,SC-SC,15M | OM3 2 Fiber 3mm Jacket Patchcord Riser SC Duplex to SC Duplex Std IL 15m | PC | 1 | 1 | 1 | 1 | 73.6
07498382157 | FX23RSNSNSNM016 | OM3,2-Fiber,3mm,PC,Risr,SC-SC,16M | OM3 2 Fiber 3mm Jacket Patchcord Riser SC Duplex to SC Duplex Std IL 16m | PC | 1 | 1 | 1 | 1 | 75.48
07498382172 | FX23RSNSNSNM017 | OM3,2-Fiber,3mm,PC,Risr,SC-SC,17M | OM3 2 Fiber 3mm Jacket Patchcord Riser SC Duplex to SC Duplex Std IL 17 Meters | PC | 1 | 1 | 1 | 1 | 77.36
07498382179 | FX23RSNSNSNM018 | OM3,2-Fiber,3mm,PC,Risr,SC-SC,18M | OM3 2 Fiber 3mm Jacket Patchcord Riser SC Duplex to SC Duplex Std IL 18m | PC | 1 | 1 | 1 | 1 | 79.24
07498382186 | FX23RSNSNSNM019 | OM3,2-Fiber,3mm,PC,Risr,SC-SC,19M | OM3 2 Fiber 3mm Jacket Patchcord Riser SC Duplex to SC Duplex Std IL 19m | PC | 1 | 1 | 1 | 1 | 81.12
07498382127 | FX23RSNSNSNM020 | OM3,2-Fiber,3mm,PC,Risr,SC-SC,20M | OM3 2 Fiber 3mm Jacket Patchcord Riser SC Duplex to SC Duplex Std IL 20m | PC | 1 | 1 | 1 | 1 | 83
07498382140 | FX23RSNSNSNM021 | OM3,2-Fiber,3mm,PC,Risr,SC-SC,21M | OM3 2 Fiber 3mm Jacket Patchcord Riser SC Duplex to SC Duplex Std IL 21 Meters | PC | 1 | 1 | 1 | 1 | 84.88
07498382154 | FX23RSNSNSNM022 | OM3,2-Fiber,3mm,PC,Risr,SC-SC,22M | OM3 2 Fiber 3mm Jacket Patchcord Riser SC Duplex to SC Duplex Std IL 22m | PC | 1 | 1 | 1 | 1 | 86.76
07498382161 | FX23RSNSNSNM023 | OM3,2-Fiber,3mm,PC,Risr,SC-SC,23M | OM3 2 Fiber 3mm Jacket Patchcord Riser SC Duplex to SC Duplex Std IL 23 Meters | PC | 1 | 1 | 1 | 1 | 88.64
07498382176 | FX23RSNSNSNM024 | OM3,2-Fiber,3mm,PC,Risr,SC-SC,24M | OM3 2 Fiber 3mm Jacket Patchcord Riser SC Duplex to SC Duplex Std IL 24 Meters | PC | 1 | 1 | 1 | 1 | 90.52
07498382184 | FX23RSNSNSNM025 | OM3,2-Fiber,3mm,PC,Risr,SC-SC,25M | OM3 2 Fiber 3mm Jacket Patchcord Riser SC Duplex to SC Duplex Std IL 25m | PC | 1 | 1 | 1 | 1 | 92.4
07498382190 | FX23RSNSNSNM026 | OM3,2-Fiber,3mm,PC,Risr,SC-SC,26M | OM3 2 Fiber 3mm Jacket Patchcord Riser SC Duplex to SC Duplex Std IL 26m | PC | 1 | 1 | 1 | 1 | 94.28
07498382193 | FX23RSNSNSNM027 | OM3,2-Fiber,3mm,PC,Risr,SC-SC,27M | OM3 2 Fiber 3mm Jacket Patchcord Riser SC Duplex to SC Duplex Std IL 27 Meters | PC | 1 | 1 | 1 | 1 | 96.16
07498382210 | FX23RSNSNSNM028 | OM3,2-Fiber,3mm,PC,Risr,SC-SC,28M | OM3 2 Fiber 3mm Jacket Patchcord Riser SC Duplex to SC Duplex Std IL 28m | PC | 1 | 1 | 1 | 1 | 98.04
07498382220 | FX23RSNSNSNM029 | OM3,2-Fiber,3mm,PC,Risr,SC-SC,29M | OM3 2 Fiber 3mm Jacket Patchcord Riser SC Duplex to SC Duplex Std IL 29m | PC | 1 | 1 | 1 | 1 | 99.92
07498382129 | FX23RSNSNSNM030 | OM3,2-Fiber,3mm,PC,Risr,SC-SC,30M | OM3 2 Fiber 3mm Jacket Patchcord Riser SC Duplex to SC Duplex Std IL 30m | PC | 1 | 1 | 1 | 1 | 101.8
07498382141 | FX23RSNSNSNM031 | OM3,2-Fiber,3mm,PC,Risr,SC-SC,31M | OM3 2 Fiber 3mm Jacket Patchcord Riser SC Duplex to SC Duplex Std IL 31m | PC | 1 | 1 | 1 | 1 | 103.68
07498382149 | FX23RSNSNSNM032 | OM3,2-Fiber,3mm,PC,Risr,SC-SC,32M | OM3 2 Fiber 3mm Jacket Patchcord Riser SC Duplex to SC Duplex Std IL 32m | PC | 1 | 1 | 1 | 1 | 105.56
07498382160 | FX23RSNSNSNM033 | OM3,2-Fiber,3mm,PC,Risr,SC-SC,33M | OM3 2 Fiber 3mm Jacket Patchcord Riser SC Duplex to SC Duplex Std IL 33m | PC | 1 | 1 | 1 | 1 | 107.44
07498382178 | FX23RSNSNSNM034 | OM3,2-Fiber,3mm,PC,Risr,SC-SC,34M | OM3 2 Fiber 3mm Jacket Patchcord Riser SC Duplex to SC Duplex Std IL 34 Meters | PC | 1 | 1 | 1 | 1 | 109.32
07498382180 | FX23RSNSNSNM035 | OM3,2-Fiber,3mm,PC,Risr,SC-SC,35M | OM3 2 Fiber 3mm Jacket Patchcord Riser SC Duplex to SC Duplex Std IL 35m | PC | 1 | 1 | 1 | 1 | 111.2
07498382187 | FX23RSNSNSNM036 | OM3,2-Fiber,3mm,PC,Risr,SC-SC,36M | OM3 2 Fiber 3mm Jacket Patchcord Riser SC Duplex to SC Duplex Std IL 36 Meters | PC | 1 | 1 | 1 | 1 | 113.08
07498382192 | FX23RSNSNSNM037 | OM3,2-Fiber,3mm,PC,Risr,SC-SC,37M | OM3 2 Fiber 3mm Jacket Patchcord Riser SC Duplex to SC Duplex Std IL 37m | PC | 1 | 1 | 1 | 1 | 114.96
07498382195 | FX23RSNSNSNM038 | OM3,2-Fiber,3mm,PC,Risr,SC-SC,38M | OM3 2 Fiber 3mm Jacket Patchcord Riser SC Duplex to SC Duplex Std IL 38m | PC | 1 | 1 | 1 | 1 | 116.84
07498382197 | FX23RSNSNSNM039 | OM3,2-Fiber,3mm,PC,Risr,SC-SC,39M | OM3 2 Fiber 3mm Jacket Patchcord Riser SC Duplex to SC Duplex Std IL 39 Meters | PC | 1 | 1 | 1 | 1 | 118.72
07498382170 | FX23RSNSNSNM040 | OM3,2-Fiber,3mm,PC,Risr,SC-SC,40M | OM3 2 Fiber 3mm Jacket Patchcord Riser SC Duplex to SC Duplex Std IL 40m | PC | 1 | 1 | 1 | 1 | 120.6
07498382177 | FX23RSNSNSNM041 | OM3,2-Fiber,3mm,PC,Risr,SC-SC,41M | OM3 2 Fiber 3mm Jacket Patchcord Riser SC Duplex to SC Duplex Std IL 41m | PC | 1 | 1 | 1 | 1 | 122.48
07498382183 | FX23RSNSNSNM042 | OM3,2-Fiber,3mm,PC,Risr,SC-SC,42M | OM3 2 Fiber 3mm Jacket Patchcord Riser SC Duplex to SC Duplex Std IL 42m | PC | 1 | 1 | 1 | 1 | 124.36
07498382189 | FX23RSNSNSNM043 | OM3,2-Fiber,3mm,PC,Risr,SC-SC,43M | OM3 2 Fiber 3mm Jacket Patchcord Riser SC Duplex to SC Duplex Std IL 43m | PC | 1 | 1 | 1 | 1 | 126.24
07498382194 | FX23RSNSNSNM044 | OM3,2-Fiber,3mm,PC,Risr,SC-SC,44M | OM3 2 Fiber 3mm Jacket Patchcord Riser SC Duplex to SC Duplex Std IL 44m | PC | 1 | 1 | 1 | 1 | 128.12
07498382198 | FX23RSNSNSNM045 | OM3,2-Fiber,3mm,PC,Risr,SC-SC,45M | OM3 2 Fiber 3mm Jacket Patchcord Riser SC Duplex to SC Duplex Std IL 45m | PC | 1 | 1 | 1 | 1 | 130
07498382219 | FX23RSNSNSNM046 | OM3,2-Fiber,3mm,PC,Risr,SC-SC,46M | OM3 2 Fiber 3mm Jacket Patchcord Riser SC Duplex to SC Duplex Std IL 46m | PC | 1 | 1 | 1 | 1 | 131.88
07498382223 | FX23RSNSNSNM047 | OM3,2-Fiber,3mm,PC,Risr,SC-SC,47M | OM3 2 Fiber 3mm Jacket Patchcord Riser SC Duplex to SC Duplex Std IL 47m | PC | 1 | 1 | 1 | 1 | 133.76
07498382228 | FX23RSNSNSNM048 | OM3,2-Fiber,3mm,PC,Risr,SC-SC,48M | OM3 2 Fiber 3mm Jacket Patchcord Riser SC Duplex to SC Duplex Std IL 48m | PC | 1 | 1 | 1 | 1 | 135.64
07498382230 | FX23RSNSNSNM049 | OM3,2-Fiber,3mm,PC,Risr,SC-SC,49M | OM3 2 Fiber 3mm Jacket Patchcord Riser SC Duplex to SC Duplex Std IL 49 Meters | PC | 1 | 1 | 1 | 1 | 137.52
07498382163 | FX23RSNSNSNM050 | OM3,2-Fiber,3mm,PC,Risr,SC-SC,50M | OM3 2 Fiber 3mm Jacket Patchcord Riser SC Duplex to SC Duplex Std IL 50 Meters | PC | 1 | 1 | 1 | 1 | 139.4
61305644498 | FX23RSNSNSNM1.5 | OM3 2f 3mm PC OFNR SC Dup/SC Dup Std Pol |  | PC | 1 | 10 | 1 | 1 | 48.22
61305644499 | FX23RSNSNSNM2.5 | OM3 2f 3mm PC OFNR SC Dup/SC Dup Std Pol |  | PC | 1 | 10 | 1 | 1 | 50.1
61305644500 | FX23RSNSNSNM3.5 | OM3 2f 3mm PC OFNR SC Dup/SC Dup Std Pol |  | PC | 1 | 10 | 1 | 1 | 51.98
61305644501 | FX23RSNSNSNM4.5 | OM3 2f 3mm PC OFNR SC Dup/SC Dup Std Pol |  | PC | 1 | 10 | 1 | 1 | 53.86
61305644502 | FX23RSNSNSNM5.5 | OM3 2f 3mm PC OFNR SC Dup/SC Dup Std Pol |  | PC | 1 | 10 | 1 | 1 | 55.74
61305644503 | FX23RSNSNSNM6.5 | OM3 2f 3mm PC OFNR SC Dup/SC Dup Std Pol |  | PC | 1 | 10 | 1 | 1 | 57.62
61305644504 | FX23RSNSNSNM7.5 | OM3 2f 3mm PC OFNR SC Dup/SC Dup Std Pol |  | PC | 1 | 10 | 1 | 1 | 59.5
61305644505 | FX23RSNSNSNM8.5 | OM3 2f 3mm PC OFNR SC Dup/SC Dup Std Pol |  | PC | 1 | 10 | 1 | 1 | 61.38
61305644506 | FX23RSNSNSNM9.5 | OM3 2f 3mm PC OFNR SC Dup/SC Dup Std Pol |  | PC | 1 | 10 | 1 | 1 | 63.26
07498392191 | FX2ELLNLNSNM001 | 2-Fiber,OM3,1.6mm,PC,LSZH,1M | The duplex fiber patch cord is OM3 with a 1.6mm jacket. It is Low Smoke Zero Halogen (LSZH) rated and features LC Duplex connectors. It has standard insertion loss and is 1 meter in length. | PC | 1 | 10 | 1 | 1 | 46.88
07498392214 | FX2ELLNLNSNM002 | 2-Fiber,OM3,1.6mm,PC,LSZH,2M | The duplex fiber patch cord is OM3 with a 1.6mm jacket. It is Low Smoke Zero Halogen (LSZH) rated and features LC Duplex connectors. It has standard insertion loss and is 2 meters in length. | PC | 1 | 10 | 1 | 1 | 48.76
07498392215 | FX2ELLNLNSNM003 | 2-Fiber,OM3,1.6mm,PC,LSZH,3M | The duplex fiber patch cord is OM3 with a 1.6mm jacket. It is Low Smoke Zero Halogen (LSZH) rated and features LC Duplex connectors. It has standard insertion loss and is 3 meters in length. | PC | 1 | 10 | 1 | 1 | 50.64
07498392216 | FX2ELLNLNSNM004 | 2-Fiber,OM3,1.6mm,PC,LSZH,4M | 2 fiber OM3 16mm jacket patch cord, low smoke zero halogen (LSZH) rated, LC duplex to LC duplex, Std IL 4 meters | PC | 1 | 10 | 1 | 1 | 52.52
07498392217 | FX2ELLNLNSNM005 | 2-Fiber,OM3,1.6mm,PC,LSZH,5M | The duplex fiber patch cord is OM3 with a 1.6mm jacket. It is Low Smoke Zero Halogen (LSZH) rated and features LC Duplex connectors. It has standard insertion loss and is 5 meters in length. | PC | 1 | 10 | 1 | 1 | 54.4
07498392218 | FX2ELLNLNSNM006 | 2-Fiber,OM3,1.6mm,PC,LSZH,6M | 2 fiber OM3 16mm jacket patch cord, low smoke zero halogen (LSZH) rated, LC duplex to LC duplex, Std IL 6 meters | PC | 1 | 10 | 1 | 1 | 56.28
07498392219 | FX2ELLNLNSNM007 | 2-Fiber,OM3,1.6mm,PC,LSZH,7M | The duplex fiber patch cord is OM3 with a 1.6mm jacket. It is Low Smoke Zero Halogen (LSZH) rated and features LC Duplex connectors. It has standard insertion loss and is 7 meters in length. | PC | 1 | 10 | 1 | 1 | 58.16
07498392220 | FX2ELLNLNSNM008 | 2-Fiber,OM3,1.6mm,PC,LSZH,8M | 2 fiber OM3 16mm jacket patch cord, low smoke zero halogen (LSZH) rated, LC duplex to LC duplex, Std IL 8 meters | PC | 1 | 10 | 1 | 1 | 60.04
07498392221 | FX2ELLNLNSNM009 | 2-Fiber,OM3,1.6mm,PC,LSZH,9M | 2 fiber OM3 16mm jacket patch cord, low smoke zero halogen (LSZH) rated, LC duplex to LC duplex, Std IL 9 meters | PC | 1 | 10 | 1 | 1 | 61.92
07498392222 | FX2ELLNLNSNM010 | 2-Fiber,OM3,1.6mm,PC,LSZH,10M | The duplex fiber patch cord is OM3 with a 1.6mm jacket. It is Low Smoke Zero Halogen (LSZH) rated and features LC Duplex connectors. It has standard insertion loss and is 10 meters in length. | PC | 1 | 10 | 1 | 1 | 63.8
07498392223 | FX2ELLNLNSNM011 | 2-Fiber,OM3,1.6mm,PC,LSZH,11M | 2 fiber OM3 16mm jacket patch cord, low smoke zero halogen (LSZH) rated, LC duplex to LC duplex, Std IL 11 meters | PC | 1 | 1 | 1 | 1 | 65.68
07498392224 | FX2ELLNLNSNM012 | 2-Fiber,OM3,1.6mm,PC,LSZH,12M | 2 fiber OM3 16mm jacket patch cord, low smoke zero halogen (LSZH) rated, LC duplex to LC duplex, Std IL 12 meters | PC | 1 | 1 | 1 | 1 | 67.56
07498392225 | FX2ELLNLNSNM013 | 2-Fiber,OM3,1.6mm,PC,LSZH,13M | 2 fiber OM3 16mm jacket patch cord, low smoke zero halogen (LSZH) rated, LC duplex to LC duplex, Std IL 13 meters | PC | 1 | 1 | 1 | 1 | 69.44
07498392226 | FX2ELLNLNSNM014 | 2-Fiber,OM3,1.6mm,PC,LSZH,14M | 2 fiber OM3 16mm jacket patch cord, low smoke zero halogen (LSZH) rated, LC duplex to LC duplex, Std IL 14 meters | PC | 1 | 1 | 1 | 1 | 71.32
07498392227 | FX2ELLNLNSNM015 | 2-Fiber,OM3,1.6mm,PC,LSZH,15M | The duplex fiber patch cord is OM3 with a 1.6mm jacket. It is Low Smoke Zero Halogen (LSZH) rated and features LC Duplex connectors. It has standard insertion loss and is 15 meters in length. | PC | 1 | 1 | 1 | 1 | 73.2
07498392228 | FX2ELLNLNSNM016 | 2-Fiber,OM3,1.6mm,PC,LSZH,16M | 2 fiber OM3 16mm jacket patch cord, low smoke zero halogen (LSZH) rated, LC duplex to LC duplex, Std IL 16 meters | PC | 1 | 1 | 1 | 1 | 75.08
07498392229 | FX2ELLNLNSNM017 | 2-Fiber,OM3,1.6mm,PC,LSZH,17M | 2 fiber OM3 16mm jacket patch cord, low smoke zero halogen (LSZH) rated, LC duplex to LC duplex, Std IL 17 meters | PC | 1 | 1 | 1 | 1 | 76.96
07498392230 | FX2ELLNLNSNM018 | 2-Fiber,OM3,1.6mm,PC,LSZH,18M | 2 fiber OM3 16mm jacket patch cord, low smoke zero halogen (LSZH) rated, LC duplex to LC duplex, Std IL 18 meters | PC | 1 | 1 | 1 | 1 | 78.84
07498392231 | FX2ELLNLNSNM019 | 2-Fiber,OM3,1.6mm,PC,LSZH,19M | 2 fiber OM3 16mm jacket patch cord, low smoke zero halogen (LSZH) rated, LC duplex to LC duplex, Std IL 19 meters | PC | 1 | 1 | 1 | 1 | 80.72
07498392232 | FX2ELLNLNSNM020 | 2-Fiber,OM3,1.6mm,PC,LSZH,20M | 2 fiber OM3 16mm jacket patch cord, low smoke zero halogen (LSZH) rated, LC duplex to LC duplex, Std IL 20 meters | PC | 1 | 1 | 1 | 1 | 82.6
07498379201 | FX2ELLNLNSNM021 | 2-Fiber,OM3,1.6mm,PC,LSZH,21M | 2 fiber OM3 16mm jacket patch cord, low smoke zero halogen (LSZH) rated, LC duplex to LC duplex, Std IL 21 meters | PC | 1 | 1 | 1 | 1 | 84.48
07498379204 | FX2ELLNLNSNM022 | 2-Fiber,OM3,1.6mm,PC,LSZH,22M | 2 fiber OM3 16mm jacket patch cord, low smoke zero halogen (LSZH) rated, LC duplex to LC duplex, Std IL 22 meters | PC | 1 | 1 | 1 | 1 | 86.36
07498379206 | FX2ELLNLNSNM023 | 2-Fiber,OM3,1.6mm,PC,LSZH,23M | 2 fiber OM3 16mm jacket patch cord, low smoke zero halogen (LSZH) rated, LC duplex to LC duplex, Std IL 23 meters | PC | 1 | 1 | 1 | 1 | 88.24
07498379209 | FX2ELLNLNSNM024 | 2-Fiber,OM3,1.6mm,PC,LSZH,24M | 2 fiber OM3 16mm jacket patch cord, low smoke zero halogen (LSZH) rated, LC duplex to LC duplex, Std IL 24 meters | PC | 1 | 1 | 1 | 1 | 90.12
07498379212 | FX2ELLNLNSNM025 | 2-Fiber,OM3,1.6mm,PC,LSZH,25M | 2 fiber OM3 16mm jacket patch cord, low smoke zero halogen (LSZH) rated, LC duplex to LC duplex, Std IL 25 meters | PC | 1 | 1 | 1 | 1 | 92
07498379217 | FX2ELLNLNSNM026 | 2-Fiber,OM3,1.6mm,PC,LSZH,26M | 2 fiber OM3 16mm jacket patch cord, low smoke zero halogen (LSZH) rated, LC duplex to LC duplex, Std IL 26 meters | PC | 1 | 1 | 1 | 1 | 93.88
07498379222 | FX2ELLNLNSNM027 | 2-Fiber,OM3,1.6mm,PC,LSZH,27M | 2 fiber OM3 16mm jacket patch cord, low smoke zero halogen (LSZH) rated, LC duplex to LC duplex, Std IL 27 meters | PC | 1 | 1 | 1 | 1 | 95.76
07498379226 | FX2ELLNLNSNM028 | 2-Fiber,OM3,1.6mm,PC,LSZH,28M | 2 fiber OM3 16mm jacket patch cord, low smoke zero halogen (LSZH) rated, LC duplex to LC duplex, Std IL 28 meters | PC | 1 | 1 | 1 | 1 | 97.64
07498379228 | FX2ELLNLNSNM029 | 2-Fiber,OM3,1.6mm,PC,LSZH,29M | 2 fiber OM3 16mm jacket patch cord, low smoke zero halogen (LSZH) rated, LC duplex to LC duplex, Std IL 29 meters | PC | 1 | 1 | 1 | 1 | 99.52
07498379233 | FX2ELLNLNSNM030 | 2-Fiber,OM3,1.6mm,PC,LSZH,30M | 2 fiber OM3 16mm jacket patch cord, low smoke zero halogen (LSZH) rated, LC duplex to LC duplex, Std IL 30 meters | PC | 1 | 1 | 1 | 1 | 101.4
07498379208 | FX2ELLNLNSNM031 | 2-Fiber,OM3,1.6mm,PC,LSZH,31M | 2 fiber OM3 16mm jacket patch cord, low smoke zero halogen (LSZH) rated, LC duplex to LC duplex, Std IL 31 meters | PC | 1 | 1 | 1 | 1 | 103.28
07498379210 | FX2ELLNLNSNM032 | 2-Fiber,OM3,1.6mm,PC,LSZH,32M | 2 fiber OM3 16mm jacket patch cord, low smoke zero halogen (LSZH) rated, LC duplex to LC duplex, Std IL 32 meters | PC | 1 | 1 | 1 | 1 | 105.16
07498379214 | FX2ELLNLNSNM033 | 2-Fiber,OM3,1.6mm,PC,LSZH,33M | 2 fiber OM3 16mm jacket patch cord, low smoke zero halogen (LSZH) rated, LC duplex to LC duplex, Std IL 33 meters | PC | 1 | 1 | 1 | 1 | 107.04
07498379218 | FX2ELLNLNSNM034 | 2-Fiber,OM3,1.6mm,PC,LSZH,34M | 2 fiber OM3 16mm jacket patch cord, low smoke zero halogen (LSZH) rated, LC duplex to LC duplex, Std IL 34 meters | PC | 1 | 1 | 1 | 1 | 108.92
07498379223 | FX2ELLNLNSNM035 | 2-Fiber,OM3,1.6mm,PC,LSZH,35M | 2 fiber OM3 16mm jacket patch cord, low smoke zero halogen (LSZH) rated, LC duplex to LC duplex, Std IL 35 meters | PC | 1 | 1 | 1 | 1 | 110.8
07498379225 | FX2ELLNLNSNM036 | 2-Fiber,OM3,1.6mm,PC,LSZH,36M | 2 fiber OM3 16mm jacket patch cord, low smoke zero halogen (LSZH) rated, LC duplex to LC duplex, Std IL 36 meters | PC | 1 | 1 | 1 | 1 | 112.68
07498379229 | FX2ELLNLNSNM037 | 2-Fiber,OM3,1.6mm,PC,LSZH,37M | 2 fiber OM3 16mm jacket patch cord, low smoke zero halogen (LSZH) rated, LC duplex to LC duplex, Std IL 37 meters | PC | 1 | 1 | 1 | 1 | 114.56
07498379232 | FX2ELLNLNSNM038 | 2-Fiber,OM3,1.6mm,PC,LSZH,38M | 2 fiber OM3 16mm jacket patch cord, low smoke zero halogen (LSZH) rated, LC duplex to LC duplex, Std IL | PC | 1 | 1 | 1 | 1 | 116.44
07498379236 | FX2ELLNLNSNM039 | 2-Fiber,OM3,1.6mm,PC,LSZH,39M | 2 fiber OM3 16mm jacket patch cord, low smoke zero halogen (LSZH) rated, LC duplex to LC duplex, Std IL 39 meters | PC | 1 | 1 | 1 | 1 | 118.32
07498379239 | FX2ELLNLNSNM040 | 2-Fiber,OM3,1.6mm,PC,LSZH,40M | 2 fiber OM3 16mm jacket patch cord, low smoke zero halogen (LSZH) rated, LC duplex to LC duplex, Std IL 40 meters | PC | 1 | 1 | 1 | 1 | 120.2
07498379213 | FX2ELLNLNSNM041 | 2-Fiber,OM3,1.6mm,PC,LSZH,41M | 2 fiber OM3 16mm jacket patch cord, low smoke zero halogen (LSZH) rated, LC duplex to LC duplex, Std IL 41 meters | PC | 1 | 1 | 1 | 1 | 122.08
07498379216 | FX2ELLNLNSNM042 | 2-Fiber,OM3,1.6mm,PC,LSZH,42M | 2 fiber OM3 16mm jacket patch cord, low smoke zero halogen (LSZH) rated, LC duplex to LC duplex, Std IL 42 meters | PC | 1 | 1 | 1 | 1 | 123.96
07498379221 | FX2ELLNLNSNM043 | 2-Fiber,OM3,1.6mm,PC,LSZH,43M | 2 fiber OM3 16mm jacket patch cord, low smoke zero halogen (LSZH) rated, LC duplex to LC duplex, Std IL 43 meters | PC | 1 | 1 | 1 | 1 | 125.84
07498379224 | FX2ELLNLNSNM044 | 2-Fiber,OM3,1.6mm,PC,LSZH,44M | 2 fiber OM3 16mm jacket patch cord, low smoke zero halogen (LSZH) rated, LC duplex to LC duplex, Std IL 44 meters | PC | 1 | 1 | 1 | 1 | 127.72
07498379227 | FX2ELLNLNSNM045 | 2-Fiber,OM3,1.6mm,PC,LSZH,45M | 2 fiber OM3 16mm jacket patch cord, low smoke zero halogen (LSZH) rated, LC duplex to LC duplex, Std IL 45 meters | PC | 1 | 1 | 1 | 1 | 129.6
07498379231 | FX2ELLNLNSNM046 | 2-Fiber,OM3,1.6mm,PC,LSZH,46M | 2 fiber OM3 16mm jacket patch cord, low smoke zero halogen (LSZH) rated, LC duplex to LC duplex, Std IL 46 meters | PC | 1 | 1 | 1 | 1 | 131.48
07498379235 | FX2ELLNLNSNM047 | 2-Fiber,OM3,1.6mm,PC,LSZH,47M | 2 fiber OM3 16mm jacket patch cord, low smoke zero halogen (LSZH) rated, LC duplex to LC duplex, Std IL 47 meters | PC | 1 | 1 | 1 | 1 | 133.36
07498379238 | FX2ELLNLNSNM048 | 2-Fiber,OM3,1.6mm,PC,LSZH,48M | 2 fiber OM3 16mm jacket patch cord, low smoke zero halogen (LSZH) rated, LC duplex to LC duplex, Std IL 48 meters | PC | 1 | 1 | 1 | 1 | 135.24
07498379241 | FX2ELLNLNSNM049 | 2-Fiber,OM3,1.6mm,PC,LSZH,49M | 2 fiber OM3 16mm jacket patch cord, low smoke zero halogen (LSZH) rated, LC duplex to LC duplex, Std IL 49 meters | PC | 1 | 1 | 1 | 1 | 137.12
07498379230 | FX2ELLNLNSNM050 | 2-Fiber,OM3,1.6mm,PC,LSZH,50M | 2 fiber OM3 16mm jacket patch cord, low smoke zero halogen (LSZH) rated, LC duplex to LC duplex, Std IL 50 meters | PC | 1 | 1 | 1 | 1 | 139
61305629129 | FX2ELLNLNSNM4.5 | OM3 2f 1.6mm PC LSZH LC Dup/LC Dup Std P |  | PC | 1 | 10 | 1 | 1 | 53.46
61305643984 | FX2ELLNLNSNM7.5 | OM3 2f 1.6mm PC LSZH LC Dup/LC Dup Std P |  | PC | 1 | 10 | 1 | 1 | 59.1
61305643985 | FX2ELLNLNSNM8.5 | OM3 2f 1.6mm PC LSZH LC Dup/LC Dup Std P |  | PC | 1 | 10 | 1 | 1 | 60.98
61305643986 | FX2ELLNLNSNM9.5 | OM3 2f 1.6mm PC LSZH LC Dup/LC Dup Std P |  | PC | 1 | 10 | 1 | 1 | 62.86
61305644378 | FX2ELLNSNSNM0.5 | OM3 2f 1.6mm PC LSZH LC Dup/SC Dup Std P |  | PC | 1 | 10 | 1 | 1 | 44.44
07498373359 | FX2ELLNSNSNM001 | OM3 2f 1.6mm PC LSZH LC Dup/SC Dup Std P | OM3 2-fiber 1.6mm jacket, patchcord, Low Smoke Zero Halogen (LSZH) rated, LC duplex to SC duplex, Std. IL. | PC | 1 | 10 | 1 | 1 | 45.38
07498373360 | FX2ELLNSNSNM002 | OM3 2f 1.6mm PC LSZH LC Dup/SC Dup Std P | OM3 2-fiber 1.6mm jacket, patchcord, Low Smoke Zero Halogen (LSZH) rated, LC duplex to SC duplex, Std. IL. | PC | 1 | 10 | 1 | 1 | 47.26
07498373381 | FX2ELLNSNSNM003 | OM3 2f 1.6mm PC LSZH LC Dup/SC Dup Std P | OM3 2-fiber 1.6mm jacket, patchcord, Low Smoke Zero Halogen (LSZH) rated, LC duplex to SC duplex, Std. IL. | PC | 1 | 10 | 1 | 1 | 49.14
07498373382 | FX2ELLNSNSNM004 | OM3 2f 1.6mm PC LSZH LC Dup/SC Dup Std P | OM3 2-fiber 1.6mm jacket, patchcord, Low Smoke Zero Halogen (LSZH) rated, LC duplex to SC duplex, Std. IL. | PC | 1 | 10 | 1 | 1 | 51.02
07498373383 | FX2ELLNSNSNM005 | OM3 2f 1.6mm PC LSZH LC Dup/SC Dup Std P | OM3 2-fiber 1.6mm jacket, patchcord, Low Smoke Zero Halogen (LSZH) rated, LC duplex to SC duplex, Std. IL. | PC | 1 | 10 | 1 | 1 | 52.9
07498373431 | FX2ELLNSNSNM006 | OM3 2f 1.6mm PC LSZH LC Dup/SC Dup Std P | OM3 2-fiber 1.6mm jacket, patchcord, Low Smoke Zero Halogen (LSZH) rated, LC duplex to SC duplex, Std. IL. | PC | 1 | 10 | 1 | 1 | 54.78
07498373433 | FX2ELLNSNSNM007 | OM3 2f 1.6mm PC LSZH LC Dup/SC Dup Std P | OM3 2-fiber 1.6mm jacket, patchcord, Low Smoke Zero Halogen (LSZH) rated, LC duplex to SC duplex, Std. IL. | PC | 1 | 10 | 1 | 1 | 56.66
07498373435 | FX2ELLNSNSNM008 | OM3 2f 1.6mm PC LSZH LC Dup/SC Dup Std P | OM3 2-fiber 1.6mm jacket, patchcord, Low Smoke Zero Halogen (LSZH) rated, LC duplex to SC duplex, Std. IL. | PC | 1 | 10 | 1 | 1 | 58.54
07498373437 | FX2ELLNSNSNM009 | OM3 2f 1.6mm PC LSZH LC Dup/SC Dup Std P | OM3 2-fiber 1.6mm jacket, patchcord, Low Smoke Zero Halogen (LSZH) rated, LC duplex to SC duplex, Std. IL. | PC | 1 | 10 | 1 | 1 | 60.42
07498373439 | FX2ELLNSNSNM010 | OM3 2f 1.6mm PC LSZH LC Dup/SC Dup Std P | OM3 2-fiber 1.6mm jacket, patchcord, Low Smoke Zero Halogen (LSZH) rated, LC duplex to SC duplex, Std. IL. | PC | 1 | 1 | 1 | 1 | 62.3
07498373441 | FX2ELLNSNSNM011 | OM3 2f 1.6mm PC LSZH LC Dup/SC Dup Std P | OM3 2-fiber 1.6mm jacket, patchcord, Low Smoke Zero Halogen (LSZH) rated, LC duplex to SC duplex, Std. IL. | PC | 1 | 1 | 1 | 1 | 64.18
07498373442 | FX2ELLNSNSNM012 | OM3 2f 1.6mm PC LSZH LC Dup/SC Dup Std P | OM3 2-fiber 1.6mm jacket, patchcord, Low Smoke Zero Halogen (LSZH) rated, LC duplex to SC duplex, Std. IL. | PC | 1 | 1 | 1 | 1 | 66.06
07498373443 | FX2ELLNSNSNM013 | OM3 2f 1.6mm PC LSZH LC Dup/SC Dup Std P | OM3 2-fiber 1.6mm jacket, patchcord, Low Smoke Zero Halogen (LSZH) rated, LC duplex to SC duplex, Std. IL. | PC | 1 | 1 | 1 | 1 | 67.94
07498373445 | FX2ELLNSNSNM014 | OM3 2f 1.6mm PC LSZH LC Dup/SC Dup Std P | OM3 2-fiber 1.6mm jacket, patchcord, Low Smoke Zero Halogen (LSZH) rated, LC duplex to SC duplex, Std. IL. | PC | 1 | 1 | 1 | 1 | 69.82
07498373447 | FX2ELLNSNSNM015 | OM3 2f 1.6mm PC LSZH LC Dup/SC Dup Std P | OM3 2-fiber 1.6mm jacket, patchcord, Low Smoke Zero Halogen (LSZH) rated, LC duplex to SC duplex, Std. IL. | PC | 1 | 1 | 1 | 1 | 71.7
07498373451 | FX2ELLNSNSNM016 | OM3 2f 1.6mm PC LSZH LC Dup/SC Dup Std P | OM3 2-fiber 1.6mm jacket, patchcord, Low Smoke Zero Halogen (LSZH) rated, LC duplex to SC duplex, Std. IL. | PC | 1 | 1 | 1 | 1 | 73.58
07498373457 | FX2ELLNSNSNM017 | OM3 2f 1.6mm PC LSZH LC Dup/SC Dup Std P | OM3 2-fiber 1.6mm jacket, patchcord, Low Smoke Zero Halogen (LSZH) rated, LC duplex to SC duplex, Std. IL. | PC | 1 | 1 | 1 | 1 | 75.46
07498373459 | FX2ELLNSNSNM018 | OM3 2f 1.6mm PC LSZH LC Dup/SC Dup Std P | OM3 2-fiber 1.6mm jacket, patchcord, Low Smoke Zero Halogen (LSZH) rated, LC duplex to SC duplex, Std. IL. | PC | 1 | 1 | 1 | 1 | 77.34
07498373464 | FX2ELLNSNSNM019 | OM3 2f 1.6mm PC LSZH LC Dup/SC Dup Std P | OM3 2-fiber 1.6mm jacket, patchcord, Low Smoke Zero Halogen (LSZH) rated, LC duplex to SC duplex, Std. IL. | PC | 1 | 1 | 1 | 1 | 79.22
07498373465 | FX2ELLNSNSNM020 | OM3 2f 1.6mm PC LSZH LC Dup/SC Dup Std P | OM3 2-fiber 1.6mm jacket, patchcord, Low Smoke Zero Halogen (LSZH) rated, LC duplex to SC duplex, Std. IL. | PC | 1 | 1 | 1 | 1 | 81.1
07498373466 | FX2ELLNSNSNM021 | OM3 2f 1.6mm PC LSZH LC Dup/SC Dup Std P | OM3 2-fiber 1.6mm jacket, patchcord, Low Smoke Zero Halogen (LSZH) rated, LC duplex to SC duplex, Std. IL. | PC | 1 | 1 | 1 | 1 | 82.98
07498373468 | FX2ELLNSNSNM022 | OM3 2f 1.6mm PC LSZH LC Dup/SC Dup Std P | OM3 2-fiber 1.6mm jacket, patchcord, Low Smoke Zero Halogen (LSZH) rated, LC duplex to SC duplex, Std. IL. | PC | 1 | 1 | 1 | 1 | 84.86
07498373470 | FX2ELLNSNSNM023 | OM3 2f 1.6mm PC LSZH LC Dup/SC Dup Std P | OM3 2-fiber 1.6mm jacket, patchcord, Low Smoke Zero Halogen (LSZH) rated, LC duplex to SC duplex, Std. IL. | PC | 1 | 1 | 1 | 1 | 86.74
07498373478 | FX2ELLNSNSNM024 | OM3 2f 1.6mm PC LSZH LC Dup/SC Dup Std P | OM3 2-fiber 1.6mm jacket, patchcord, Low Smoke Zero Halogen (LSZH) rated, LC duplex to SC duplex, Std. IL. | PC | 1 | 1 | 1 | 1 | 88.62
07498373479 | FX2ELLNSNSNM025 | OM3 2f 1.6mm PC LSZH LC Dup/SC Dup Std P | OM3 2-fiber 1.6mm jacket, patchcord, Low Smoke Zero Halogen (LSZH) rated, LC duplex to SC duplex, Std. IL. | PC | 1 | 1 | 1 | 1 | 90.5
07498373480 | FX2ELLNSNSNM026 | OM3 2f 1.6mm PC LSZH LC Dup/SC Dup Std P | OM3 2-fiber 1.6mm jacket, patchcord, Low Smoke Zero Halogen (LSZH) rated, LC duplex to SC duplex, Std. IL. | PC | 1 | 1 | 1 | 1 | 92.38
07498373481 | FX2ELLNSNSNM027 | OM3 2f 1.6mm PC LSZH LC Dup/SC Dup Std P | OM3 2-fiber 1.6mm jacket, patchcord, Low Smoke Zero Halogen (LSZH) rated, LC duplex to SC duplex, Std. IL. | PC | 1 | 1 | 1 | 1 | 94.26
07498373482 | FX2ELLNSNSNM028 | OM3 2f 1.6mm PC LSZH LC Dup/SC Dup Std P | OM3 2-fiber 1.6mm jacket, patchcord, Low Smoke Zero Halogen (LSZH) rated, LC duplex to SC duplex, Std. IL. | PC | 1 | 1 | 1 | 1 | 96.14
07498373483 | FX2ELLNSNSNM029 | OM3 2f 1.6mm PC LSZH LC Dup/SC Dup Std P | OM3 2-fiber 1.6mm jacket, patchcord, Low Smoke Zero Halogen (LSZH) rated, LC duplex to SC duplex, Std. IL. | PC | 1 | 1 | 1 | 1 | 98.02
07498373484 | FX2ELLNSNSNM030 | OM3 2f 1.6mm PC LSZH LC Dup/SC Dup Std P | OM3 2-fiber 1.6mm jacket, patchcord, Low Smoke Zero Halogen (LSZH) rated, LC duplex to SC duplex, Std. IL. | PC | 1 | 1 | 1 | 1 | 99.9
07498373488 | FX2ELLNSNSNM031 | OM3 2f 1.6mm PC LSZH LC Dup/SC Dup Std P | OM3 2-fiber 1.6mm jacket, patchcord, Low Smoke Zero Halogen (LSZH) rated, LC duplex to SC duplex, Std. IL. | PC | 1 | 1 | 1 | 1 | 101.78
07498373515 | FX2ELLNSNSNM032 | OM3 2f 1.6mm PC LSZH LC Dup/SC Dup Std P | OM3 2-fiber 1.6mm jacket, patchcord, Low Smoke Zero Halogen (LSZH) rated, LC duplex to SC duplex, Std. IL. | PC | 1 | 1 | 1 | 1 | 103.66
07498373516 | FX2ELLNSNSNM033 | OM3 2f 1.6mm PC LSZH LC Dup/SC Dup Std P | OM3 2-fiber 1.6mm jacket, patchcord, Low Smoke Zero Halogen (LSZH) rated, LC duplex to SC duplex, Std. IL. | PC | 1 | 1 | 1 | 1 | 105.54
07498373517 | FX2ELLNSNSNM034 | OM3 2f 1.6mm PC LSZH LC Dup/SC Dup Std P | OM3 2-fiber 1.6mm jacket, patchcord, Low Smoke Zero Halogen (LSZH) rated, LC duplex to SC duplex, Std. IL. | PC | 1 | 1 | 1 | 1 | 107.42
07498373525 | FX2ELLNSNSNM035 | OM3 2f 1.6mm PC LSZH LC Dup/SC Dup Std P | OM3 2-fiber 1.6mm jacket, patchcord, Low Smoke Zero Halogen (LSZH) rated, LC duplex to SC duplex, Std. IL. | PC | 1 | 1 | 1 | 1 | 109.3
07498373527 | FX2ELLNSNSNM036 | OM3 2f 1.6mm PC LSZH LC Dup/SC Dup Std P | OM3 2-fiber 1.6mm jacket, patchcord, Low Smoke Zero Halogen (LSZH) rated, LC duplex to SC duplex, Std. IL. | PC | 1 | 1 | 1 | 1 | 111.18
07498373532 | FX2ELLNSNSNM037 | OM3 2f 1.6mm PC LSZH LC Dup/SC Dup Std P | OM3 2-fiber 1.6mm jacket, patchcord, Low Smoke Zero Halogen (LSZH) rated, LC duplex to SC duplex, Std. IL. | PC | 1 | 1 | 1 | 1 | 113.06
07498373540 | FX2ELLNSNSNM038 | OM3 2f 1.6mm PC LSZH LC Dup/SC Dup Std P | OM3 2-fiber 1.6mm jacket, patchcord, Low Smoke Zero Halogen (LSZH) rated, LC duplex to SC duplex, Std. IL. | PC | 1 | 1 | 1 | 1 | 114.94
07498373553 | FX2ELLNSNSNM039 | OM3 2f 1.6mm PC LSZH LC Dup/SC Dup Std P | OM3 2-fiber 1.6mm jacket, patchcord, Low Smoke Zero Halogen (LSZH) rated, LC duplex to SC duplex, Std. IL. | PC | 1 | 1 | 1 | 1 | 116.82
07498373555 | FX2ELLNSNSNM040 | OM3 2f 1.6mm PC LSZH LC Dup/SC Dup Std P | OM3 2-fiber 1.6mm jacket, patchcord, Low Smoke Zero Halogen (LSZH) rated, LC duplex to SC duplex, Std. IL. | PC | 1 | 1 | 1 | 1 | 118.7
07498373557 | FX2ELLNSNSNM041 | OM3 2f 1.6mm PC LSZH LC Dup/SC Dup Std P | OM3 2-fiber 1.6mm jacket, patchcord, Low Smoke Zero Halogen (LSZH) rated, LC duplex to SC duplex, Std. IL. | PC | 1 | 1 | 1 | 1 | 120.58
07498373559 | FX2ELLNSNSNM042 | OM3 2f 1.6mm PC LSZH LC Dup/SC Dup Std P | OM3 2-fiber 1.6mm jacket, patchcord, Low Smoke Zero Halogen (LSZH) rated, LC duplex to SC duplex, Std. IL. | PC | 1 | 1 | 1 | 1 | 122.46
07498373560 | FX2ELLNSNSNM043 | OM3 2f 1.6mm PC LSZH LC Dup/SC Dup Std P | OM3 2-fiber 1.6mm jacket, patchcord, Low Smoke Zero Halogen (LSZH) rated, LC duplex to SC duplex, Std. IL. | PC | 1 | 1 | 1 | 1 | 124.34
07498373565 | FX2ELLNSNSNM044 | OM3 2f 1.6mm PC LSZH LC Dup/SC Dup Std P | OM3 2-fiber 1.6mm jacket, patchcord, Low Smoke Zero Halogen (LSZH) rated, LC duplex to SC duplex, Std. IL. | PC | 1 | 1 | 1 | 1 | 126.22
07498373566 | FX2ELLNSNSNM045 | OM3 2f 1.6mm PC LSZH LC Dup/SC Dup Std P | OM3 2-fiber 1.6mm jacket, patchcord, Low Smoke Zero Halogen (LSZH) rated, LC duplex to SC duplex, Std. IL. | PC | 1 | 1 | 1 | 1 | 128.1
07498373567 | FX2ELLNSNSNM046 | OM3 2f 1.6mm PC LSZH LC Dup/SC Dup Std P | OM3 2-fiber 1.6mm jacket, patchcord, Low Smoke Zero Halogen (LSZH) rated, LC duplex to SC duplex, Std. IL. | PC | 1 | 1 | 1 | 1 | 129.98
07498373568 | FX2ELLNSNSNM047 | OM3 2f 1.6mm PC LSZH LC Dup/SC Dup Std P | OM3 2-fiber 1.6mm jacket, patchcord, Low Smoke Zero Halogen (LSZH) rated, LC duplex to SC duplex, Std. IL. | PC | 1 | 1 | 1 | 1 | 131.86
07498373586 | FX2ELLNSNSNM048 | OM3 2f 1.6mm PC LSZH LC Dup/SC Dup Std P | OM3 2-fiber 1.6mm jacket, patchcord, Low Smoke Zero Halogen (LSZH) rated, LC duplex to SC duplex, Std. IL. | PC | 1 | 1 | 1 | 1 | 133.74
07498373587 | FX2ELLNSNSNM049 | OM3 2f 1.6mm PC LSZH LC Dup/SC Dup Std P | OM3 2-fiber 1.6mm jacket, patchcord, Low Smoke Zero Halogen (LSZH) rated, LC duplex to SC duplex, Std. IL. | PC | 1 | 1 | 1 | 1 | 135.62
07498373588 | FX2ELLNSNSNM050 | OM3 2f 1.6mm PC LSZH LC Dup/SC Dup Std P | OM3 2-fiber 1.6mm jacket, patchcord, Low Smoke Zero Halogen (LSZH) rated, LC duplex to SC duplex, Std. IL. | PC | 1 | 1 | 1 | 1 | 137.5
61305644379 | FX2ELLNSNSNM4.5 | OM3 2f 1.6mm PC LSZH LC Dup/SC Dup Std P |  | PC | 1 | 10 | 1 | 1 | 51.96
61305644380 | FX2ELLNSNSNM5.5 | OM3 2f 1.6mm PC LSZH LC Dup/SC Dup Std P |  | PC | 1 | 10 | 1 | 1 | 53.84
61305644381 | FX2ELLNSNSNM6.5 | OM3 2f 1.6mm PC LSZH LC Dup/SC Dup Std P |  | PC | 1 | 10 | 1 | 1 | 55.72
61305644382 | FX2ELLNSNSNM7.5 | OM3 2f 1.6mm PC LSZH LC Dup/SC Dup Std P |  | PC | 1 | 10 | 1 | 1 | 57.6
61305644383 | FX2ELLNSNSNM8.5 | OM3 2f 1.6mm PC LSZH LC Dup/SC Dup Std P |  | PC | 1 | 10 | 1 | 1 | 59.48
61305644384 | FX2ELLNSNSNM9.5 | OM3 2f 1.6mm PC LSZH LC Dup/SC Dup Std P |  | PC | 1 | 10 | 1 | 1 | 61.36
07498398948 | FX2ELQ1Q1SNM001 | OM3,2-Fiber,1.6mm,PC,LSZH,Std IL,1M | The duplex fiber patch cord is OM3 with a 1.6mm jacket. It is Low Smoke Zero Halogen (LSZH) rated and features LC Push Pull connectors. It has standard insertion loss and is 1 meter in length. | PC | 1 | 10 | 1 | 1 | 47.28
07498398960 | FX2ELQ1Q1SNM002 | OM3,2-Fiber,1.6mm,PC,LSZH,2M | The duplex fiber patch cord is OM3 with a 1.6mm jacket. It is Low Smoke Zero Halogen (LSZH) rated and features LC Push Pull connectors. It has standard insertion loss and is 2 meters in length. | PC | 1 | 10 | 1 | 1 | 49.16
07498398985 | FX2ELQ1Q1SNM003 | OM3,2-Fiber,1.6mm,PC,LSZH,Std IL,3M | 2 fiber OM3 patch cord, LC push pull to LC push pull, low smoke zero halogen (LSZH), 16mm jacket with Standard IL 3 meters | PC | 1 | 10 | 1 | 1 | 51.04
07498399084 | FX2ELQ1Q1SNM004 | OM3,2-Fiber,1.6mm,PC,LSZH,Std IL,4M | 2 fiber OM3 patch cord, LC push pull to LC push pull, low smoke zero halogen (LSZH), 16mm jacket with Standard IL 4 meters | PC | 1 | 10 | 1 | 1 | 52.92
07498399088 | FX2ELQ1Q1SNM005 | OM3,2-Fiber,1.6mm,PC,LSZH,Std IL,5M | 2 fiber OM3 patch cord, LC push pull to LC push pull, low smoke zero halogen (LSZH), 16mm jacket with Standard IL 5 meters | PC | 1 | 10 | 1 | 1 | 54.8
07498398987 | FX2ELQ1Q1SNM006 | OM3,2-Fiber,1.6mm,PC,LSZH,Std IL,6M | 2 fiber OM3 patch cord, LC push pull to LC push pull, low smoke zero halogen (LSZH), 16mm jacket with Standard IL 6 meters | PC | 1 | 10 | 1 | 1 | 56.68
07498399085 | FX2ELQ1Q1SNM007 | OM3,2-Fiber,1.6mm,PC,LSZH,Std IL,7M | 2 fiber OM3 patch cord, LC push pull to LC push pull, low smoke zero halogen (LSZH), 16mm jacket with Standard IL 7 meters | PC | 1 | 10 | 1 | 1 | 58.56
07498399089 | FX2ELQ1Q1SNM008 | OM3,2-Fiber,1.6mm,PC,LSZH,Std IL,8M | 2 fiber OM3 patch cord, LC push pull to LC push pull, low smoke zero halogen (LSZH), 16mm jacket with Standard IL 8 meters | PC | 1 | 10 | 1 | 1 | 60.44
07498399093 | FX2ELQ1Q1SNM009 | OM3,2-Fiber,1.6mm,PC,LSZH,Std IL,9M | 2 fiber OM3 patch cord, LC push pull to LC push pull, low smoke zero halogen (LSZH), 16mm jacket with Standard IL 9 meters | PC | 1 | 10 | 1 | 1 | 62.32
07498399095 | FX2ELQ1Q1SNM010 | OM3,2-Fiber,1.6mm,PC,LSZH,Std IL,10M | 2 fiber OM3 patch cord, LC push pull to LC push pull, low smoke zero halogen (LSZH), 16mm jacket with Standard IL 10 meters | PC | 1 | 10 | 1 | 1 | 64.2
07498399100 | FX2ELQ1Q1SNM011 | OM3,2-Fiber,1.6mm,PC,LSZH,Std IL,11M | 2 fiber OM3 patch cord, LC push pull to LC push pull, low smoke zero halogen (LSZH), 16mm jacket with Standard IL 11 meters | PC | 1 | 1 | 1 | 1 | 66.08
07498399099 | FX2ELQ1Q1SNM012 | OM3,2-Fiber,1.6mm,PC,LSZH,Std IL,12M | 2 fiber OM3 patch cord, LC push pull to LC push pull, low smoke zero halogen (LSZH), 16mm jacket with Standard IL 12 meters | PC | 1 | 1 | 1 | 1 | 67.96
07498399101 | FX2ELQ1Q1SNM013 | OM3,2-Fiber,1.6mm,PC,LSZH,Std IL,13M | 2 fiber OM3 patch cord, LC push pull to LC push pull, low smoke zero halogen (LSZH), 16mm jacket with Standard IL 13 meters | PC | 1 | 1 | 1 | 1 | 69.84
07498399103 | FX2ELQ1Q1SNM014 | OM3,2-Fiber,1.6mm,PC,LSZH,Std IL,14M | 2 fiber OM3 patch cord, LC push pull to LC push pull, low smoke zero halogen (LSZH), 16mm jacket with Standard IL 14 meters | PC | 1 | 1 | 1 | 1 | 71.72
07498399110 | FX2ELQ1Q1SNM015 | OM3,2-Fiber,1.6mm,PC,LSZH,Std IL,15M | 2 fiber OM3 patch cord, LC push pull to LC push pull, low smoke zero halogen (LSZH), 16mm jacket with Standard IL 15 meters. | PC | 1 | 10 | 1 | 1 | 73.6
07498399115 | FX2ELQ1Q1SNM016 | OM3,2-Fiber,1.6mm,PC,LSZH,Std IL,16M | 2 fiber OM3 patch cord, LC push pull to LC push pull, low smoke zero halogen (LSZH), 16mm jacket with Standard IL 16 meters | PC | 1 | 1 | 1 | 1 | 75.48
07498399116 | FX2ELQ1Q1SNM017 | OM3,2-Fiber,1.6mm,PC,LSZH,Std IL,17M | 2 fiber OM3 patch cord, LC push pull to LC push pull, low smoke zero halogen (LSZH), 16mm jacket with Standard IL 17 meters | PC | 1 | 1 | 1 | 1 | 77.36
07498399122 | FX2ELQ1Q1SNM018 | OM3,2-Fiber,1.6mm,PC,LSZH,Std IL,18M | 2 fiber OM3 patch cord, LC push pull to LC push pull, low smoke zero halogen (LSZH), 16mm jacket with Standard IL 18 meters | PC | 1 | 1 | 1 | 1 | 79.24
07498399127 | FX2ELQ1Q1SNM019 | OM3,2-Fiber,1.6mm,PC,LSZH,Std IL,19M | 2 fiber OM3 patch cord, LC push pull to LC push pull, low smoke zero halogen (LSZH), 16mm jacket with Standard IL 19 meters | PC | 1 | 1 | 1 | 1 | 81.12
07498399163 | FX2ELQ1Q1SNM020 | OM3,2-Fiber,1.6mm,PC,LSZH,Std IL,20M | 2 fiber OM3 patch cord, LC push pull to LC push pull, low smoke zero halogen (LSZH), 16mm jacket with Standard IL 20 meters | PC | 1 | 10 | 1 | 1 | 83
07498399183 | FX2ELQ1Q1SNM021 | OM3,2-Fiber,1.6mm,PC,LSZH,21M | 2 fiber OM3 patch cord, LC push pull to LC push pull, low smoke zero halogen (LSZH), 16mm jacket with Standard IL | PC | 1 | 1 | 1 | 1 | 84.88
07498399144 | FX2ELQ1Q1SNM022 | OM3,2-Fiber,1.6mm,PC,LSZH,Std IL,22M | 2 fiber OM3 patch cord, LC push pull to LC push pull, low smoke zero halogen (LSZH), 16mm jacket with Standard IL 22 meters | PC | 1 | 1 | 1 | 1 | 86.76
07498399168 | FX2ELQ1Q1SNM023 | OM3,2-Fiber,1.6mm,PC,LSZH,Std IL,23M | 2 fiber OM3 patch cord, LC push pull to LC push pull, low smoke zero halogen (LSZH), 16mm jacket with Standard IL 23 meters | PC | 1 | 1 | 1 | 1 | 88.64
07498399188 | FX2ELQ1Q1SNM024 | OM3,2-Fiber,1.6mm,PC,LSZH,Std IL,24M | 2 fiber OM3 patch cord, LC push pull to LC push pull, low smoke zero halogen (LSZH), 16mm jacket with Standard IL 24 meters | PC | 1 | 1 | 1 | 1 | 90.52
07498399193 | FX2ELQ1Q1SNM025 | OM3,2-Fiber,1.6mm,PC,LSZH,Std IL,25M | 2 fiber OM3 patch cord, LC push pull to LC push pull, low smoke zero halogen (LSZH), 16mm jacket with Standard IL 25 meters. | PC | 1 | 1 | 1 | 1 | 92.4
07498399194 | FX2ELQ1Q1SNM026 | OM3,2-Fiber,1.6mm,PC,LSZH,Std IL,26M | 2 fiber OM3 patch cord, LC push pull to LC push pull, low smoke zero halogen (LSZH), 16mm jacket with Standard IL 26 meters | PC | 1 | 1 | 1 | 1 | 94.28
07498399214 | FX2ELQ1Q1SNM027 | OM3,2-Fiber,1.6mm,PC,LSZH,27M | 2 fiber OM3 patch cord, LC push pull to LC push pull, low smoke zero halogen (LSZH), 16mm jacket with Standard IL | PC | 1 | 1 | 1 | 1 | 96.16
07498399259 | FX2ELQ1Q1SNM028 | OM3,2-Fiber,1.6mm,PC,LSZH,Std IL,28M | 2 fiber OM3 patch cord, LC push pull to LC push pull, low smoke zero halogen (LSZH), 16mm jacket with Standard IL 28 meters | PC | 1 | 1 | 1 | 1 | 98.04
07498399265 | FX2ELQ1Q1SNM029 | OM3,2-Fiber,1.6mm,PC,LSZH,Std IL,29M | 2 fiber OM3 patch cord, LC push pull to LC push pull, low smoke zero halogen (LSZH), 16mm jacket with Standard IL 29 meters | PC | 1 | 1 | 1 | 1 | 99.92
07498399298 | FX2ELQ1Q1SNM030 | OM3,2-Fiber,1.6mm,PC,LSZH,Std IL,30M | 2 fiber OM3 patch cord, LC push pull to LC push pull, low smoke zero halogen (LSZH), 16mm jacket with Standard IL 30 meters | PC | 1 | 10 | 1 | 1 | 101.8
07498399302 | FX2ELQ1Q1SNM031 | OM3,2-Fiber,1.6mm,PC,LSZH,Std IL,31M | 2 fiber OM3 patch cord, LC push pull to LC push pull, low smoke zero halogen (LSZH), 16mm jacket with Standard IL 31 meters | PC | 1 | 1 | 1 | 1 | 103.68
07498399329 | FX2ELQ1Q1SNM032 | OM3,2-Fiber,1.6mm,PC,LSZH,Std IL,32M | 2 fiber OM3 patch cord, LC push pull to LC push pull, low smoke zero halogen (LSZH), 16mm jacket with Standard IL 32 meters | PC | 1 | 1 | 1 | 1 | 105.56
07498399336 | FX2ELQ1Q1SNM033 | OM3,2-Fiber,1.6mm,PC,LSZH,Std IL,33M | 2 fiber OM3 patch cord, LC push pull to LC push pull, low smoke zero halogen (LSZH), 16mm jacket with Standard IL 33 meters | PC | 1 | 1 | 1 | 1 | 107.44
07498399347 | FX2ELQ1Q1SNM034 | OM3,2-Fiber,1.6mm,PC,LSZH,Std IL,34M | 2 fiber OM3 patch cord, LC push pull to LC push pull, low smoke zero halogen (LSZH), 16mm jacket with Standard IL 34 meters | PC | 1 | 1 | 1 | 1 | 109.32
07498399349 | FX2ELQ1Q1SNM035 | OM3,2-Fiber,1.6mm,PC,LSZH,Std IL,35M | 2 fiber OM3 patch cord, LC push pull to LC push pull, low smoke zero halogen (LSZH), 16mm jacket with Standard IL 35 meters. | PC | 1 | 1 | 1 | 1 | 111.2
07498399351 | FX2ELQ1Q1SNM036 | OM3,2-Fiber,1.6mm,PC,LSZH,Std IL,36M | 2 fiber OM3 patch cord, LC push pull to LC push pull, low smoke zero halogen (LSZH), 16mm jacket with Standard IL 36 meters | PC | 1 | 1 | 1 | 1 | 113.08
07498399352 | FX2ELQ1Q1SNM037 | OM3,2-Fiber,1.6mm,PC,LSZH,Std IL,37M | 2 fiber OM3 patch cord, LC push pull to LC push pull, low smoke zero halogen (LSZH), 16mm jacket with Standard IL 37 meters | PC | 1 | 1 | 1 | 1 | 114.96
07498399353 | FX2ELQ1Q1SNM038 | OM3,2-Fiber,1.6mm,PC,LSZH,Std IL,38M | 2 fiber OM3 patch cord, LC push pull to LC push pull, low smoke zero halogen (LSZH), 16mm jacket with Standard IL 38 meters | PC | 1 | 1 | 1 | 1 | 116.84
07498399354 | FX2ELQ1Q1SNM039 | OM3,2-Fiber,1.6mm,PC,LSZH,Std IL,39M | 2 fiber OM3 patch cord, LC push pull to LC push pull, low smoke zero halogen (LSZH), 16mm jacket with Standard IL 39 meters | PC | 1 | 1 | 1 | 1 | 118.72
07498399355 | FX2ELQ1Q1SNM040 | OM3,2-Fiber,1.6mm,PC,LSZH,Std IL,40M | 2 fiber OM3 patch cord, LC push pull to LC push pull, low smoke zero halogen (LSZH), 16mm jacket with Standard IL 40 meters | PC | 1 | 1 | 1 | 1 | 120.6
07498399358 | FX2ELQ1Q1SNM041 | OM3,2-Fiber,1.6mm,PC,LSZH,Std IL,41M | 2 fiber OM3 patch cord, LC push pull to LC push pull, low smoke zero halogen (LSZH), 16mm jacket with Standard IL 41 meters | PC | 1 | 1 | 1 | 1 | 122.48
07498399359 | FX2ELQ1Q1SNM042 | OM3,2-Fiber,1.6mm,PC,LSZH,Std IL,42M | 2 fiber OM3 patch cord, LC push pull to LC push pull, low smoke zero halogen (LSZH), 16mm jacket with Standard IL 42 meters | PC | 1 | 1 | 1 | 1 | 124.36
07498399363 | FX2ELQ1Q1SNM043 | OM3,2-Fiber,1.6mm,PC,LSZH,Std IL,43M | 2 fiber OM3 patch cord, LC push pull to LC push pull, low smoke zero halogen (LSZH), 16mm jacket with Standard IL 43 meters | PC | 1 | 1 | 1 | 1 | 126.24
07498399364 | FX2ELQ1Q1SNM044 | OM3,2-Fiber,1.6mm,PC,LSZH,Std IL,44M | 2 fiber OM3 patch cord, LC push pull to LC push pull, low smoke zero halogen (LSZH), 16mm jacket with Standard IL 44 meters | PC | 1 | 1 | 1 | 1 | 128.12
07498399365 | FX2ELQ1Q1SNM045 | OM3,2-Fiber,1.6mm,PC,LSZH,Std IL,45M | 2 fiber OM3 patch cord, LC push pull to LC push pull, low smoke zero halogen (LSZH), 16mm jacket with Standard IL 45 meters | PC | 1 | 1 | 1 | 1 | 130
07498399376 | FX2ELQ1Q1SNM046 | OM3,2-Fiber,1.6mm,PC,LSZH,Std IL,46M | 2 fiber OM3 patch cord, LC push pull to LC push pull, low smoke zero halogen (LSZH), 16mm jacket with Standard IL 46 meters | PC | 1 | 1 | 1 | 1 | 131.88
07498399393 | FX2ELQ1Q1SNM047 | OM3,2-Fiber,1.6mm,PC,LSZH,Std IL,47M | 2 fiber OM3 patch cord, LC push pull to LC push pull, low smoke zero halogen (LSZH), 16mm jacket with Standard IL 47 meters | PC | 1 | 1 | 1 | 1 | 133.76
07498399412 | FX2ELQ1Q1SNM048 | OM3,2-Fiber,1.6mm,PC,LSZH,Std IL,48M | 2 fiber OM3 patch cord, LC push pull to LC push pull, low smoke zero halogen (LSZH), 16mm jacket with Standard IL 48 meters | PC | 1 | 1 | 1 | 1 | 135.64
07498399414 | FX2ELQ1Q1SNM049 | OM3,2-Fiber,1.6mm,PC,LSZH,Std IL,49M | 2 fiber OM3 patch cord, LC push pull to LC push pull, low smoke zero halogen (LSZH), 16mm jacket with Standard IL 49 meters | PC | 1 | 1 | 1 | 1 | 137.52
07498399415 | FX2ELQ1Q1SNM050 | OM3,2-Fiber,1.6mm,PC,LSZH,Std IL,50M | 2 fiber OM3 patch cord, LC push pull to LC push pull, low smoke zero halogen (LSZH), 16mm jacket with Standard IL 50 meters | PC | 1 | 1 | 1 | 1 | 139.4
07498398954 | FX2ELQ1Q1SNM1.5 | OM3,2-Fiber,1.6mm,PC,LSZH,1.5M | 2 fiber OM3 patch cord, LC push pull to LC push pull, low smoke zero halogen (LSZH), 16mm jacket with Standard IL 15 meters | PC | 1 | 10 | 1 | 1 | 48.22
07498398964 | FX2ELQ1Q1SNM2.5 | OM3,2-Fiber,1.6mm,PC,LSZH,2.5M | 2 fiber OM3 patch cord, LC push pull to LC push pull, low smoke zero halogen (LSZH), 16mm jacket with Standard IL 2.5 meters. | PC | 1 | 10 | 1 | 1 | 50.1
07498399015 | FX2ELQ1Q1SNM3.5 | OM3,2-Fiber,1.6mm,PC,LSZH,3.5M | 2 fiber OM3 patch cord, LC push pull to LC push pull, low smoke zero halogen (LSZH), 16mm jacket with Standard IL 3.5 meters. | PC | 1 | 10 | 1 | 1 | 51.98
07498399086 | FX2ELQ1Q1SNM4.5 | OM3,2-Fiber,1.6mm,PC,LSZH,4.5M | 2-fiber OM3 patch cord, LC push-pull to LC push-pull, low smoke zero halogen (LSZH), 1.6mm jacket with Standard IL. | PC | 1 | 10 | 1 | 1 | 53.86
07498399090 | FX2ELQ1Q1SNM5.5 | OM3,2-Fiber,1.6mm,PC,LSZH,5.5M | 2-fiber OM3 patch cord, LC push-pull to LC push-pull, low smoke zero halogen (LSZH), 1.6mm jacket with Standard IL. | PC | 1 | 10 | 1 | 1 | 55.74
07498399081 | FX2ELQ1Q1SNM6.5 | OM3,2-Fiber,1.6mm,PC,LSZH,6.5M | 2-fiber OM3 patch cord, LC push-pull to LC push-pull, low smoke zero halogen (LSZH), 1.6mm jacket with Standard IL. | PC | 1 | 10 | 1 | 1 | 57.62
07498399087 | FX2ELQ1Q1SNM7.5 | OM3,2-Fiber,1.6mm,PC,LSZH,7.5M | 2-fiber OM3 patch cord, LC push-pull to LC push-pull, low smoke zero halogen (LSZH), 1.6mm jacket with Standard IL. | PC | 1 | 10 | 1 | 1 | 59.5
07498399092 | FX2ELQ1Q1SNM8.5 | OM3,2-Fiber,1.6mm,PC,LSZH,8.5M | 2-fiber OM3 patch cord, LC push-pull to LC push-pull, low smoke zero halogen (LSZH), 1.6mm jacket with Standard IL. | PC | 1 | 10 | 1 | 1 | 61.38
07498399094 | FX2ELQ1Q1SNM9.5 | OM3,2-Fiber,1.6mm,PC,LSZH,9.5M | 2-fiber OM3 patch cord, LC push-pull to LC push-pull, low smoke zero halogen (LSZH), 1.6mm jacket with Standard IL. | PC | 1 | 10 | 1 | 1 | 63.26
61305645470 | FX2ELQ1SNSNM0.5 | OM3 2f 1.6mm PC LSZH PushPull LC/SC Dup |  | PC | 1 | 10 | 1 | 1 | 45.44
61305645664 | FX2ELQ1SNSNM011 | OM3 2f 1.6mm PC LSZH PushPull LC/SC Dup |  | PC | 1 | 1 | 1 | 1 | 65.18
61305645665 | FX2ELQ1SNSNM012 | OM3 2f 1.6mm PC LSZH PushPull LC/SC Dup |  | PC | 1 | 1 | 1 | 1 | 67.06
61305645707 | FX2ELQ1SNSNM013 | OM3 2f 1.6mm PC LSZH PushPull LC/SC Dup |  | PC | 1 | 1 | 1 | 1 | 68.94
61305645708 | FX2ELQ1SNSNM014 | OM3 2f 1.6mm PC LSZH PushPull LC/SC Dup |  | PC | 1 | 1 | 1 | 1 | 70.82
61305645709 | FX2ELQ1SNSNM015 | OM3 2f 1.6mm PC LSZH PushPull LC/SC Dup |  | PC | 1 | 1 | 1 | 1 | 72.7
61305645710 | FX2ELQ1SNSNM016 | OM3 2f 1.6mm PC LSZH PushPull LC/SC Dup |  | PC | 1 | 1 | 1 | 1 | 74.58
61305645711 | FX2ELQ1SNSNM017 | OM3 2f 1.6mm PC LSZH PushPull LC/SC Dup |  | PC | 1 | 1 | 1 | 1 | 76.46
61305645712 | FX2ELQ1SNSNM018 | OM3 2f 1.6mm PC LSZH PushPull LC/SC Dup |  | PC | 1 | 1 | 1 | 1 | 78.34
61305645742 | FX2ELQ1SNSNM019 | OM3 2f 1.6mm PC LSZH PushPull LC/SC Dup |  | PC | 1 | 1 | 1 | 1 | 80.22
61305645743 | FX2ELQ1SNSNM020 | OM3 2f 1.6mm PC LSZH PushPull LC/SC Dup |  | PC | 1 | 1 | 1 | 1 | 82.1
61305645781 | FX2ELQ1SNSNM021 | OM3 2f 1.6mm PC LSZH PushPull LC/SC Dup |  | PC | 1 | 1 | 1 | 1 | 83.98
61305645782 | FX2ELQ1SNSNM022 | OM3 2f 1.6mm PC LSZH PushPull LC/SC Dup |  | PC | 1 | 1 | 1 | 1 | 85.86
61305645783 | FX2ELQ1SNSNM023 | OM3 2f 1.6mm PC LSZH PushPull LC/SC Dup |  | PC | 1 | 1 | 1 | 1 | 87.74
61305645784 | FX2ELQ1SNSNM024 | OM3 2f 1.6mm PC LSZH PushPull LC/SC Dup |  | PC | 1 | 1 | 1 | 1 | 89.62
61305645785 | FX2ELQ1SNSNM025 | OM3 2f 1.6mm PC LSZH PushPull LC/SC Dup |  | PC | 1 | 1 | 1 | 1 | 91.5
61305645786 | FX2ELQ1SNSNM026 | OM3 2f 1.6mm PC LSZH PushPull LC/SC Dup |  | PC | 1 | 1 | 1 | 1 | 93.38
61305645787 | FX2ELQ1SNSNM027 | OM3 2f 1.6mm PC LSZH PushPull LC/SC Dup |  | PC | 1 | 1 | 1 | 1 | 95.26
61305645788 | FX2ELQ1SNSNM028 | OM3 2f 1.6mm PC LSZH PushPull LC/SC Dup |  | PC | 1 | 1 | 1 | 1 | 97.14
61305645789 | FX2ELQ1SNSNM029 | OM3 2f 1.6mm PC LSZH PushPull LC/SC Dup |  | PC | 1 | 1 | 1 | 1 | 99.02
61305645790 | FX2ELQ1SNSNM030 | OM3 2f 1.6mm PC LSZH PushPull LC/SC Dup |  | PC | 1 | 1 | 1 | 1 | 100.9
61305645791 | FX2ELQ1SNSNM031 | OM3 2f 1.6mm PC LSZH PushPull LC/SC Dup |  | PC | 1 | 1 | 1 | 1 | 102.78
61305645792 | FX2ELQ1SNSNM032 | OM3 2f 1.6mm PC LSZH PushPull LC/SC Dup |  | PC | 1 | 1 | 1 | 1 | 104.66
61305645793 | FX2ELQ1SNSNM033 | OM3 2f 1.6mm PC LSZH PushPull LC/SC Dup |  | PC | 1 | 1 | 1 | 1 | 106.54
61305645794 | FX2ELQ1SNSNM034 | OM3 2f 1.6mm PC LSZH PushPull LC/SC Dup |  | PC | 1 | 1 | 1 | 1 | 108.42
61305645795 | FX2ELQ1SNSNM035 | OM3 2f 1.6mm PC LSZH PushPull LC/SC Dup |  | PC | 1 | 1 | 1 | 1 | 110.3
61305645901 | FX2ELQ1SNSNM036 | OM3 2f 1.6mm PC LSZH PushPull LC/SC Dup |  | PC | 1 | 1 | 1 | 1 | 112.18
61305645902 | FX2ELQ1SNSNM037 | OM3 2f 1.6mm PC LSZH PushPull LC/SC Dup |  | PC | 1 | 1 | 1 | 1 | 114.06
61305645903 | FX2ELQ1SNSNM038 | OM3 2f 1.6mm PC LSZH PushPull LC/SC Dup |  | PC | 1 | 1 | 1 | 1 | 115.94
61305645904 | FX2ELQ1SNSNM039 | OM3 2f 1.6mm PC LSZH PushPull LC/SC Dup |  | PC | 1 | 1 | 1 | 1 | 117.82
61305645905 | FX2ELQ1SNSNM040 | OM3 2f 1.6mm PC LSZH PushPull LC/SC Dup |  | PC | 1 | 1 | 1 | 1 | 119.7
61305645906 | FX2ELQ1SNSNM041 | OM3 2f 1.6mm PC LSZH PushPull LC/SC Dup |  | PC | 1 | 1 | 1 | 1 | 121.58
61305645907 | FX2ELQ1SNSNM042 | OM3 2f 1.6mm PC LSZH PushPull LC/SC Dup |  | PC | 1 | 1 | 1 | 1 | 123.46
61305645908 | FX2ELQ1SNSNM043 | OM3 2f 1.6mm PC LSZH PushPull LC/SC Dup |  | PC | 1 | 1 | 1 | 1 | 125.34
61305645909 | FX2ELQ1SNSNM044 | OM3 2f 1.6mm PC LSZH PushPull LC/SC Dup |  | PC | 1 | 1 | 1 | 1 | 127.22
61305645910 | FX2ELQ1SNSNM045 | OM3 2f 1.6mm PC LSZH PushPull LC/SC Dup |  | PC | 1 | 1 | 1 | 1 | 129.1
61305645911 | FX2ELQ1SNSNM046 | OM3 2f 1.6mm PC LSZH PushPull LC/SC Dup |  | PC | 1 | 1 | 1 | 1 | 130.98
61305645912 | FX2ELQ1SNSNM047 | OM3 2f 1.6mm PC LSZH PushPull LC/SC Dup |  | PC | 1 | 1 | 1 | 1 | 132.86
61305645913 | FX2ELQ1SNSNM048 | OM3 2f 1.6mm PC LSZH PushPull LC/SC Dup |  | PC | 1 | 1 | 1 | 1 | 134.74
61305645914 | FX2ELQ1SNSNM049 | OM3 2f 1.6mm PC LSZH PushPull LC/SC Dup |  | PC | 1 | 1 | 1 | 1 | 136.62
61305645915 | FX2ELQ1SNSNM050 | OM3 2f 1.6mm PC LSZH PushPull LC/SC Dup |  | PC | 1 | 1 | 1 | 1 | 138.5
61305645472 | FX2ELQ1SNSNM1.5 | OM3 2f 1.6mm PC LSZH PushPull LC/SC Dup |  | PC | 1 | 10 | 1 | 1 | 47.32
61305645474 | FX2ELQ1SNSNM2.5 | OM3 2f 1.6mm PC LSZH PushPull LC/SC Dup |  | PC | 1 | 10 | 1 | 1 | 49.2
61305645541 | FX2ELQ1SNSNM3.5 | OM3 2f 1.6mm PC LSZH PushPull LC/SC Dup |  | PC | 1 | 10 | 1 | 1 | 51.08
61305645543 | FX2ELQ1SNSNM4.5 | OM3 2f 1.6mm PC LSZH PushPull LC/SC Dup |  | PC | 1 | 10 | 1 | 1 | 52.96
61305645545 | FX2ELQ1SNSNM5.5 | OM3 2f 1.6mm PC LSZH PushPull LC/SC Dup |  | PC | 1 | 10 | 1 | 1 | 54.84
61305645613 | FX2ELQ1SNSNM6.5 | OM3 2f 1.6mm PC LSZH PushPull LC/SC Dup |  | PC | 1 | 10 | 1 | 1 | 56.72
61305645615 | FX2ELQ1SNSNM7.5 | OM3 2f 1.6mm PC LSZH PushPull LC/SC Dup |  | PC | 1 | 10 | 1 | 1 | 58.6
61305645660 | FX2ELQ1SNSNM8.5 | OM3 2f 1.6mm PC LSZH PushPull LC/SC Dup |  | PC | 1 | 10 | 1 | 1 | 60.48
61305645662 | FX2ELQ1SNSNM9.5 | OM3 2f 1.6mm PC LSZH PushPull LC/SC Dup |  | PC | 1 | 10 | 1 | 1 | 62.36
61305629096 | FX2ERLNLNSNF002 | OM3 2f 1.6mm PC OFNR LC Dup/LC Dup Std P |  | PC | 1 | 10 | 1 | 1 | 46.14
61305629093 | FX2ERLNLNSNF004 | OM3 2f 1.6mm PC OFNR LC Dup/LC Dup Std P |  | PC | 1 | 10 | 1 | 1 | 47.3
61305629091 | FX2ERLNLNSNF006 | OM3 2f 1.6mm PC OFNR LC Dup/LC Dup Std P |  | PC | 1 | 10 | 1 | 1 | 48.44
61305629088 | FX2ERLNLNSNF007 | OM3 2f 1.6mm PC OFNR LC Dup/LC Dup Std P |  | PC | 1 | 10 | 1 | 1 | 49.02
61305629085 | FX2ERLNLNSNF008 | OM3 2f 1.6mm PC OFNR LC Dup/LC Dup Std P |  | PC | 1 | 10 | 1 | 1 | 49.58
61305629083 | FX2ERLNLNSNF009 | OM3 2f 1.6mm PC OFNR LC Dup/LC Dup Std P |  | PC | 1 | 10 | 1 | 1 | 50.16
61305629080 | FX2ERLNLNSNF010 | OM3 2f 1.6mm PC OFNR LC Dup/LC Dup Std P |  | PC | 1 | 10 | 1 | 1 | 50.72
61305629078 | FX2ERLNLNSNF011 | OM3 2f 1.6mm PC OFNR LC Dup/LC Dup Std P |  | PC | 1 | 10 | 1 | 1 | 51.3
61305629075 | FX2ERLNLNSNF012 | OM3 2f 1.6mm PC OFNR LC Dup/LC Dup Std P |  | PC | 1 | 10 | 1 | 1 | 51.88
61305629072 | FX2ERLNLNSNF013 | OM3 2f 1.6mm PC OFNR LC Dup/LC Dup Std P |  | PC | 1 | 10 | 1 | 1 | 52.44
61305629070 | FX2ERLNLNSNF014 | OM3 2f 1.6mm PC OFNR LC Dup/LC Dup Std P |  | PC | 1 | 10 | 1 | 1 | 53.02
61305629067 | FX2ERLNLNSNF015 | OM3 2f 1.6mm PC OFNR LC Dup/LC Dup Std P |  | PC | 1 | 10 | 1 | 1 | 53.6
61305629065 | FX2ERLNLNSNF016 | OM3 2f 1.6mm PC OFNR LC Dup/LC Dup Std P |  | PC | 1 | 10 | 1 | 1 | 54.16
61305629062 | FX2ERLNLNSNF017 | OM3 2f 1.6mm PC OFNR LC Dup/LC Dup Std P |  | PC | 1 | 10 | 1 | 1 | 54.74
61305629060 | FX2ERLNLNSNF018 | OM3 2f 1.6mm PC OFNR LC Dup/LC Dup Std P |  | PC | 1 | 10 | 1 | 1 | 55.32
61305629057 | FX2ERLNLNSNF019 | OM3 2f 1.6mm PC OFNR LC Dup/LC Dup Std P |  | PC | 1 | 10 | 1 | 1 | 55.88
61305629054 | FX2ERLNLNSNF020 | OM3 2f 1.6mm PC OFNR LC Dup/LC Dup Std P |  | PC | 1 | 10 | 1 | 1 | 56.46
61305629052 | FX2ERLNLNSNF021 | OM3 2f 1.6mm PC OFNR LC Dup/LC Dup Std P |  | PC | 1 | 10 | 1 | 1 | 57.04
61305643860 | FX2ERLNLNSNF022 | OM3 2f 1.6mm PC OFNR LC Dup/LC Dup Std P |  | PC | 1 | 10 | 1 | 1 | 57.6
61305629049 | FX2ERLNLNSNF023 | OM3 2f 1.6mm PC OFNR LC Dup/LC Dup Std P |  | PC | 1 | 10 | 1 | 1 | 58.18
61305629047 | FX2ERLNLNSNF024 | OM3 2f 1.6mm PC OFNR LC Dup/LC Dup Std P |  | PC | 1 | 10 | 1 | 1 | 58.76
61305629044 | FX2ERLNLNSNM0.5 | OM3 2f 1.6mm PC OFNR LC Dup/LC Dup Std P |  | PC | 1 | 10 | 1 | 1 | 45.94
07498392193 | FX2ERLNLNSNM001 | OM3 2fbr,1.6mm,riser,Dupl PC,LC-LC,1m,EA | The duplex fiber patch cord is OM3 with 1.6mm cable jacket. It is Riser (OFNR) rated, features LC Duplex connectors, has standard insertion loss and is 1 meter in length. | PC | 1 | 10 | 1 | 1 | 46.88
07498392254 | FX2ERLNLNSNM002 | OM3 2fbr,1.6mm,riser,Dupl PC,LC-LC,2m,EA | The duplex fiber patch cord is OM3 with 1.6mm cable jacket. It is Riser (OFNR) rated, features LC Duplex connectors, has standard insertion loss and is 2 meters in length. | PC | 1 | 10 | 1 | 1 | 48.76
07498392255 | FX2ERLNLNSNM003 | OM3 2fbr,1.6mm,riser,Dupl PC,LC-LC,3m,EA | The duplex fiber patch cord is OM3 with 1.6mm cable jacket. It is Riser (OFNR) rated, features LC Duplex connectors, has standard insertion loss and is 3 meters in length. | PC | 1 | 10 | 1 | 1 | 50.64
07498392256 | FX2ERLNLNSNM004 | OM3 2fbr,1.6mm,riser,Dupl PC,LC-LC,4m,EA | The duplex fiber patch cord is OM3 with 1.6mm cable jacket. It is Riser (OFNR) rated, features LC Duplex connectors, has standard insertion loss and is 4 meters in length. | PC | 1 | 10 | 1 | 1 | 52.52
07498392257 | FX2ERLNLNSNM005 | OM3 2fbr,1.6mm,riser,Dupl PC,LC-LC,5m,EA | The duplex fiber patch cord is OM3 with 1.6mm cable jacket. It is Riser (OFNR) rated, features LC Duplex connectors, has standard insertion loss and is 5 meters in length. | PC | 1 | 10 | 1 | 1 | 54.4
07498392258 | FX2ERLNLNSNM006 | OM3 2fbr,1.6mm,riser,Dupl PC,LC-LC,6m,EA | The duplex fiber patch cord is OM3 with 1.6mm cable jacket. It is Riser (OFNR) rated, features LC Duplex connectors, has standard insertion loss and is 6 meters in length. | PC | 1 | 10 | 1 | 1 | 56.28
07498392259 | FX2ERLNLNSNM007 | OM3 2fbr,1.6mm,riser,Dupl PC,LC-LC,7m,EA | The duplex fiber patch cord is OM3 with 1.6mm cable jacket. It is Riser (OFNR) rated, features LC Duplex connectors, has standard insertion loss and is 7 meters in length. | PC | 1 | 10 | 1 | 1 | 58.16
07498392261 | FX2ERLNLNSNM008 | OM3 2fbr,1.6mm,riser,Dupl PC,LC-LC,8m,EA | The duplex fiber patch cord is OM3 with 1.6mm cable jacket. It is Riser (OFNR) rated, features LC Duplex connectors, has standard insertion loss and is 8 meters in length. | PC | 1 | 10 | 1 | 1 | 60.04
07498392262 | FX2ERLNLNSNM009 | OM3 2fbr,1.6mm,riser,Dupl PC,LC-LC,9m,EA | 2 fiber OM3 LC duplex to LC duplex patch cord OFNR (riser) rated, 16mm jacketed cable Std IL 9 meters | PC | 1 | 10 | 1 | 1 | 61.92
07498392263 | FX2ERLNLNSNM010 | OM3 2fbr,1.6mm,riser,Dupl,LC-LC,10m,EA | The duplex fiber patch cord is OM3 with 1.6mm cable jacket. It is Riser (OFNR) rated, features LC Duplex connectors, has standard insertion loss and is 10 meters in length. | PC | 1 | 10 | 1 | 1 | 63.8
07498392264 | FX2ERLNLNSNM011 | 2-Fiber,OM3,10GbE,LCdu-LCdu,11M | 2 fiber OM3 LC duplex to LC duplex patch cord OFNR (riser) rated, 16mm jacketed cable Std IL 11 meters | PC | 1 | 1 | 1 | 1 | 65.68
07498392265 | FX2ERLNLNSNM012 | 2-Fiber,OM3,10GbE,LCdu-LCdu,12M | 2 fiber OM3 LC duplex to LC duplex patch cord OFNR (riser) rated, 16mm jacketed cable Std IL 12 meters | PC | 1 | 1 | 1 | 1 | 67.56
07498392266 | FX2ERLNLNSNM013 | 2-Fiber,OM3,10GbE,LCdu-LCdu,13M | 2 fiber OM3 LC duplex to LC duplex patch cord OFNR (riser) rated, 16mm jacketed cable Std IL 13 meters | PC | 1 | 1 | 1 | 1 | 69.44
07498392267 | FX2ERLNLNSNM014 | 2-Fiber,OM3,10GbE,LCdu-LCdu,14M | 2 fiber OM3 LC duplex to LC duplex patch cord OFNR (riser) rated, 16mm jacketed cable Std IL 14 meters | PC | 1 | 1 | 1 | 1 | 71.32
07498392268 | FX2ERLNLNSNM015 | 2-Fiber,OM3,10GbE,LCdu-LCdu,15M | The duplex fiber patch cord is OM3 with 1.6mm cable jacket. It is Riser (OFNR) rated, features LC Duplex connectors, has standard insertion loss and is 15 meters in length. | PC | 1 | 1 | 1 | 1 | 73.2
07498392269 | FX2ERLNLNSNM016 | 2-Fiber,OM3,10GbE,LCdu-LCdu,16M | 2 fiber OM3 LC duplex to LC duplex patch cord OFNR (riser) rated, 16mm jacketed cable Std IL 16 meters | PC | 1 | 1 | 1 | 1 | 75.08
07498392270 | FX2ERLNLNSNM017 | 2-Fiber,OM3,10GbE,LCdu-LCdu,17M | 2 fiber OM3 LC duplex to LC duplex patch cord OFNR (riser) rated, 16mm jacketed cable Std IL 17 meters | PC | 1 | 1 | 1 | 1 | 76.96
07498392271 | FX2ERLNLNSNM018 | 2-Fiber,OM3,10GbE,LCdu-LCdu,18M | 2 fiber OM3 LC duplex to LC duplex patch cord OFNR (riser) rated, 16mm jacketed cable Std IL 18 meters | PC | 1 | 1 | 1 | 1 | 78.84
07498392272 | FX2ERLNLNSNM019 | 2-Fiber,OM3,10GbE,LCdu-LCdu,19M | 2 fiber OM3 LC duplex to LC duplex patch cord OFNR (riser) rated, 16mm jacketed cable Std IL 19 meters | PC | 1 | 1 | 1 | 1 | 80.72
07498392273 | FX2ERLNLNSNM020 | 2-Fiber,OM3,10GbE,LCdu-LCdu,20M | The duplex fiber patch cord is OM3 with 1.6mm cable jacket. It is Riser (OFNR) rated, features LC Duplex connectors, has standard insertion loss and is 20 meters in length. | PC | 1 | 1 | 1 | 1 | 82.6
07498379234 | FX2ERLNLNSNM021 | 2-Fiber,OM3,10GbE,LCdu-LCdu,21M | 2 fiber OM3 LC duplex to LC duplex patch cord OFNR (riser) rated, 16mm jacketed cable Std IL 21 meters | PC | 1 | 1 | 1 | 1 | 84.48
07498379237 | FX2ERLNLNSNM022 | 2-Fiber,OM3,10GbE,LCdu-LCdu,22M | 2 fiber OM3 LC duplex to LC duplex patch cord OFNR (riser) rated, 16mm jacketed cable Std IL 22 meters | PC | 1 | 1 | 1 | 1 | 86.36
07498379240 | FX2ERLNLNSNM023 | 2-Fiber,OM3,10GbE,LCdu-LCdu,23M | 2 fiber OM3 LC duplex to LC duplex patch cord OFNR (riser) rated, 16mm jacketed cable Std IL 23 meters | PC | 1 | 1 | 1 | 1 | 88.24
07498379242 | FX2ERLNLNSNM024 | 2-Fiber,OM3,10GbE,LCdu-LCdu,24M | 2 fiber OM3 LC duplex to LC duplex patch cord OFNR (riser) rated, 16mm jacketed cable Std IL 24 meters | PC | 1 | 1 | 1 | 1 | 90.12
07498379243 | FX2ERLNLNSNM025 | 2-Fiber,OM3,10GbE,LCdu-LCdu,25M | The duplex fiber patch cord is OM3 with 1.6mm cable jacket. It is Riser (OFNR) rated, features LC Duplex connectors, has standard insertion loss and is 25 meters in length. | PC | 1 | 1 | 1 | 1 | 92
07498379244 | FX2ERLNLNSNM026 | 2-Fiber,OM3,10GbE,LCdu-LCdu,26M | 2 fiber OM3 LC duplex to LC duplex patch cord OFNR (riser) rated, 16mm jacketed cable Std IL 26 meters | PC | 1 | 1 | 1 | 1 | 93.88
07498379247 | FX2ERLNLNSNM027 | 2-Fiber,OM3,10GbE,LCdu-LCdu,27M | 2 fiber OM3 LC duplex to LC duplex patch cord OFNR (riser) rated, 16mm jacketed cable Std IL 27 meters | PC | 1 | 1 | 1 | 1 | 95.76
07498379250 | FX2ERLNLNSNM028 | 2-Fiber,OM3,10GbE,LCdu-LCdu,28M | 2 fiber OM3 LC duplex to LC duplex patch cord OFNR (riser) rated, 16mm jacketed cable Std IL 28 meters | PC | 1 | 1 | 1 | 1 | 97.64
07498379253 | FX2ERLNLNSNM029 | 2-Fiber,OM3,10GbE,LCdu-LCdu,29M | 2 fiber OM3 LC duplex to LC duplex patch cord OFNR (riser) rated, 16mm jacketed cable Std IL 29 meters | PC | 1 | 1 | 1 | 1 | 99.52
07498379248 | FX2ERLNLNSNM030 | 2-Fiber,OM3,10GbE,LCdu-LCdu,30M | The duplex fiber patch cord is OM3 with 1.6mm cable jacket. It is Riser (OFNR) rated, features LC Duplex connectors, has standard insertion loss and is 30 meters in length. | PC | 1 | 1 | 1 | 1 | 101.4
07498379251 | FX2ERLNLNSNM031 | 2-Fiber,OM3,10GbE,LCdu-LCdu,31M | 2 fiber OM3 LC duplex to LC duplex patch cord OFNR (riser) rated, 16mm jacketed cable Std IL 31 meters | PC | 1 | 1 | 1 | 1 | 103.28
07498379252 | FX2ERLNLNSNM032 | 2-Fiber,OM3,10GbE,LCdu-LCdu,32M | 2 fiber OM3 LC duplex to LC duplex patch cord OFNR (riser) rated, 16mm jacketed cable Std IL 32 meters | PC | 1 | 1 | 1 | 1 | 105.16
07498379254 | FX2ERLNLNSNM033 | 2-Fiber,OM3,10GbE,LCdu-LCdu,33M | 2 fiber OM3 LC duplex to LC duplex patch cord OFNR (riser) rated, 16mm jacketed cable Std IL 33 meters | PC | 1 | 1 | 1 | 1 | 107.04
07498379255 | FX2ERLNLNSNM034 | 2-Fiber,OM3,10GbE,LCdu-LCdu,34M | 2 fiber OM3 LC duplex to LC duplex patch cord OFNR (riser) rated, 16mm jacketed cable Std IL 34 meters | PC | 1 | 1 | 1 | 1 | 108.92
07498379256 | FX2ERLNLNSNM035 | 2-Fiber,OM3,10GbE,LCdu-LCdu,35M | 2 fiber OM3 LC duplex to LC duplex patch cord OFNR (riser) rated, 16mm jacketed cable Std IL 35 meters | PC | 1 | 1 | 1 | 1 | 110.8
07498379257 | FX2ERLNLNSNM036 | 2-Fiber,OM3,10GbE,LCdu-LCdu,36M | 2 fiber OM3 LC duplex to LC duplex patch cord OFNR (riser) rated, 16mm jacketed cable Std IL 36 meters | PC | 1 | 1 | 1 | 1 | 112.68
07498379245 | FX2ERLNLNSNM037 | 2-Fiber,OM3,10GbE,LCdu-LCdu,37M | 2 fiber OM3 LC duplex to LC duplex patch cord OFNR (riser) rated, 16mm jacketed cable Std IL 37 meters | PC | 1 | 1 | 1 | 1 | 114.56
07498379246 | FX2ERLNLNSNM038 | 2-Fiber,OM3,10GbE,LCdu-LCdu,38M | 2 fiber OM3 LC duplex to LC duplex patch cord OFNR (riser) rated, 16mm jacketed cable Std IL 38 meters | PC | 1 | 1 | 1 | 1 | 116.44
07498379249 | FX2ERLNLNSNM039 | 2-Fiber,OM3,10GbE,LCdu-LCdu,39M | 2 fiber OM3 LC duplex to LC duplex patch cord OFNR (riser) rated, 16mm jacketed cable Std IL 39 meters | PC | 1 | 1 | 1 | 1 | 118.32
07498379258 | FX2ERLNLNSNM040 | 2-Fiber,OM3,10GbE,LCdu-LCdu,40M | 2 fiber OM3 LC duplex to LC duplex patch cord OFNR (riser) rated, 16mm jacketed cable Std IL 40 meters | PC | 1 | 1 | 1 | 1 | 120.2
07498379259 | FX2ERLNLNSNM041 | 2-Fiber,OM3,10GbE,LCdu-LCdu,41M | 2 fiber OM3 LC duplex to LC duplex patch cord OFNR (riser) rated, 16mm jacketed cable Std IL 41 meters | PC | 1 | 1 | 1 | 1 | 122.08
07498379260 | FX2ERLNLNSNM042 | 2-Fiber,OM3,10GbE,LCdu-LCdu,42M | 2 fiber OM3 LC duplex to LC duplex patch cord OFNR (riser) rated, 16mm jacketed cable Std IL 42 meters | PC | 1 | 1 | 1 | 1 | 123.96
07498379261 | FX2ERLNLNSNM043 | 2-Fiber,OM3,10GbE,LCdu-LCdu,43M | 2 fiber OM3 LC duplex to LC duplex patch cord OFNR (riser) rated, 16mm jacketed cable Std IL 43 meters | PC | 1 | 1 | 1 | 1 | 125.84
07498379262 | FX2ERLNLNSNM044 | 2-Fiber,OM3,10GbE,LCdu-LCdu,44M | 2 fiber OM3 LC duplex to LC duplex patch cord OFNR (riser) rated, 16mm jacketed cable Std IL 44 meters | PC | 1 | 1 | 1 | 1 | 127.72
07498379286 | FX2ERLNLNSNM045 | 2-Fiber,OM3,10GbE,LCdu-LCdu,45M | 2 fiber OM3 LC duplex to LC duplex patch cord OFNR (riser) rated, 16mm jacketed cable Std IL 45 meters | PC | 1 | 1 | 1 | 1 | 129.6
07498379318 | FX2ERLNLNSNM046 | 2-Fiber,OM3,10GbE,LCdu-LCdu,46M | 2 fiber OM3 LC duplex to LC duplex patch cord OFNR (riser) rated, 16mm jacketed cable Std IL 46 meters | PC | 1 | 1 | 1 | 1 | 131.48
07498379335 | FX2ERLNLNSNM047 | 2-Fiber,OM3,10GbE,LCdu-LCdu,47M | 2 fiber OM3 LC duplex to LC duplex patch cord OFNR (riser) rated, 16mm jacketed cable Std IL 47 meters | PC | 1 | 1 | 1 | 1 | 133.36
07498379349 | FX2ERLNLNSNM048 | 2-Fiber,OM3,10GbE,LCdu-LCdu,48M | 2 fiber OM3 LC duplex to LC duplex patch cord OFNR (riser) rated, 16mm jacketed cable Std IL 48 meters | PC | 1 | 1 | 1 | 1 | 135.24
07498379365 | FX2ERLNLNSNM049 | 2-Fiber,OM3,10GbE,LCdu-LCdu,49M | 2 fiber OM3 LC duplex to LC duplex patch cord OFNR (riser) rated, 16mm jacketed cable Std IL 49 meters | PC | 1 | 1 | 1 | 1 | 137.12
07498379263 | FX2ERLNLNSNM050 | 2-Fiber,OM3,10GbE,LCdu-LCdu,50M | 2 fiber OM3 LC duplex to LC duplex patch cord OFNR (riser) rated, 16mm jacketed cable Std IL 50 meters | PC | 1 | 1 | 1 | 1 | 139
61305629041 | FX2ERLNLNSNM1.5 | OM3 2f 1.6mm PC OFNR LC Dup/LC Dup Std P | The duplex fiber patch cord is OM3 with 1.6mm cable jacket. It is Riser (OFNR) rated, features LC Duplex connectors, has standard insertion loss and is 1.5 meters in length. | PC | 1 | 10 | 1 | 1 | 47.82
61305643979 | FX2ERLNLNSNM4.5 | OM3 2f 1.6mm PC OFNR LC Dup/LC Dup Std P |  | PC | 1 | 10 | 1 | 1 | 53.46
61305643980 | FX2ERLNLNSNM5.5 | OM3 2f 1.6mm PC OFNR LC Dup/LC Dup Std P |  | PC | 1 | 10 | 1 | 1 | 55.34
61305643981 | FX2ERLNLNSNM6.5 | OM3 2f 1.6mm PC OFNR LC Dup/LC Dup Std P |  | PC | 1 | 10 | 1 | 1 | 57.22
61305643982 | FX2ERLNLNSNM7.5 | OM3 2f 1.6mm PC OFNR LC Dup/LC Dup Std P |  | PC | 1 | 10 | 1 | 1 | 59.1
61305643862 | FX2ERLNLNSNM8.5 | OM3 2f 1.6mm PC OFNR LC Dup/LC Dup Std P |  | PC | 1 | 10 | 1 | 1 | 60.98
61305643983 | FX2ERLNLNSNM9.5 | OM3 2f 1.6mm PC OFNR LC Dup/LC Dup Std P |  | PC | 1 | 10 | 1 | 1 | 62.86
61305644269 | FX2ERLNSNSNF003 | OM3 2f 1.6mm PC OFNR LC Dup/SC Dup Std P |  | PC | 1 | 10 | 1 | 1 | 45.22
61305644271 | FX2ERLNSNSNF005 | OM3 2f 1.6mm PC OFNR LC Dup/SC Dup Std P |  | PC | 1 | 10 | 1 | 1 | 46.36
61305644276 | FX2ERLNSNSNF011 | OM3 2f 1.6mm PC OFNR LC Dup/SC Dup Std P |  | PC | 1 | 10 | 1 | 1 | 49.8
61305644277 | FX2ERLNSNSNF012 | OM3 2f 1.6mm PC OFNR LC Dup/SC Dup Std P |  | PC | 1 | 10 | 1 | 1 | 50.38
61305644278 | FX2ERLNSNSNF013 | OM3 2f 1.6mm PC OFNR LC Dup/SC Dup Std P |  | PC | 1 | 10 | 1 | 1 | 50.94
61305644279 | FX2ERLNSNSNF014 | OM3 2f 1.6mm PC OFNR LC Dup/SC Dup Std P |  | PC | 1 | 10 | 1 | 1 | 51.52
61305644280 | FX2ERLNSNSNF015 | OM3 2f 1.6mm PC OFNR LC Dup/SC Dup Std P |  | PC | 1 | 10 | 1 | 1 | 52.1
61305644281 | FX2ERLNSNSNF016 | OM3 2f 1.6mm PC OFNR LC Dup/SC Dup Std P |  | PC | 1 | 10 | 1 | 1 | 52.66
61305644282 | FX2ERLNSNSNF017 | OM3 2f 1.6mm PC OFNR LC Dup/SC Dup Std P |  | PC | 1 | 10 | 1 | 1 | 53.24
61305644283 | FX2ERLNSNSNF018 | OM3 2f 1.6mm PC OFNR LC Dup/SC Dup Std P |  | PC | 1 | 10 | 1 | 1 | 53.82
61305644284 | FX2ERLNSNSNF019 | OM3 2f 1.6mm PC OFNR LC Dup/SC Dup Std P |  | PC | 1 | 10 | 1 | 1 | 54.38
61305644285 | FX2ERLNSNSNF021 | OM3 2f 1.6mm PC OFNR LC Dup/SC Dup Std P |  | PC | 1 | 10 | 1 | 1 | 55.54
61305644286 | FX2ERLNSNSNF022 | OM3 2f 1.6mm PC OFNR LC Dup/SC Dup Std P |  | PC | 1 | 10 | 1 | 1 | 56.1
61305644287 | FX2ERLNSNSNF023 | OM3 2f 1.6mm PC OFNR LC Dup/SC Dup Std P |  | PC | 1 | 10 | 1 | 1 | 56.68
61305644288 | FX2ERLNSNSNF024 | OM3 2f 1.6mm PC OFNR LC Dup/SC Dup Std P |  | PC | 1 | 10 | 1 | 1 | 57.26
61305644311 | FX2ERLNSNSNM0.5 | OM3 2f 1.6mm PC OFNR LC Dup/SC Dup Std P |  | PC | 1 | 10 | 1 | 1 | 44.44
07498373051 | FX2ERLNSNSNM001 | OM3 2f 1.6mm PC OFNR LC Dup/SC Dup Std P | OM3 2-fiber, 1.6mm jacket, patchcord, Riser (OFNR) rated, LC duplex to SC duplex, Std. IL. | PC | 1 | 10 | 1 | 1 | 45.38
07498373055 | FX2ERLNSNSNM002 | OM3 2f 1.6mm PC OFNR LC Dup/SC Dup Std P | OM3 2-fiber, 1.6mm jacket, patchcord, Riser (OFNR) rated, LC duplex to SC duplex, Std. IL | PC | 1 | 10 | 1 | 1 | 47.26
07498373059 | FX2ERLNSNSNM003 | OM3 2f 1.6mm PC OFNR LC Dup/SC Dup Std P | The duplex fiber patch cord is OM3 with a 1.6mm jacket. It is Riser (OFNR) rated and features LC Duplex to SC Duplex connectors. It has standard insertion loss and is 3 meters in length. | PC | 1 | 10 | 1 | 1 | 49.14
07498373884 | FX2ERLNSNSNM004 | OM3 2f 1.6mm PC OFNR LC Dup/SC Dup Std P | OM3 2-fiber, 1.6mm jacket, patchcord, Riser (OFNR) rated, LC duplex to SC duplex, Std. IL | PC | 1 | 10 | 1 | 1 | 51.02
07498373062 | FX2ERLNSNSNM005 | OM3 2f 1.6mm PC OFNR LC Dup/SC Dup Std P | OM3 2-fiber, 1.6mm jacket, patchcord, Riser (OFNR) rated, LC duplex to SC duplex, Std. IL | PC | 1 | 10 | 1 | 1 | 52.9
07498373064 | FX2ERLNSNSNM006 | OM3 2f 1.6mm PC OFNR LC Dup/SC Dup Std P | OM3 2-fiber, 1.6mm jacket, patchcord, Riser (OFNR) rated, LC duplex to SC duplex, Std. IL | PC | 1 | 10 | 1 | 1 | 54.78
07498373887 | FX2ERLNSNSNM007 | OM3 2f 1.6mm PC OFNR LC Dup/SC Dup Std P | OM3 2-fiber, 1.6mm jacket, patchcord, Riser (OFNR) rated, LC duplex to SC duplex, Std. IL | PC | 1 | 10 | 1 | 1 | 56.66
07498373888 | FX2ERLNSNSNM008 | OM3 2f 1.6mm PC OFNR LC Dup/SC Dup Std P | OM3 2-fiber, 1.6mm jacket, patchcord, Riser (OFNR) rated, LC duplex to SC duplex, Std. IL | PC | 1 | 10 | 1 | 1 | 58.54
07498373065 | FX2ERLNSNSNM009 | OM3 2f 1.6mm PC OFNR LC Dup/SC Dup Std P | OM3 2-fiber, 1.6mm jacket, patchcord, Riser (OFNR) rated, LC duplex to SC duplex, Std. IL | PC | 1 | 10 | 1 | 1 | 60.42
07498373894 | FX2ERLNSNSNM010 | OM3 2f 1.6mm PC OFNR LC Dup/SC Dup Std P | OM3 2-fiber, 1.6mm jacket, patchcord, Riser (OFNR) rated, LC duplex to SC duplex, Std. IL | PC | 1 | 10 | 1 | 1 | 62.3
07498373066 | FX2ERLNSNSNM011 | OM3 2f 1.6mm PC OFNR LC Dup/SC Dup Std P | OM3 2-fiber, 1.6mm jacket, patchcord, Riser (OFNR) rated, LC duplex to SC duplex, Std. IL | PC | 1 | 1 | 1 | 1 | 64.18
07498373067 | FX2ERLNSNSNM012 | OM3 2f 1.6mm PC OFNR LC Dup/SC Dup Std P | OM3 2-fiber, 1.6mm jacket, patchcord, Riser (OFNR) rated, LC duplex to SC duplex, Std. IL | PC | 1 | 1 | 1 | 1 | 66.06
07498373068 | FX2ERLNSNSNM013 | OM3 2f 1.6mm PC OFNR LC Dup/SC Dup Std P | OM3 2-fiber, 1.6mm jacket, patchcord, Riser (OFNR) rated, LC duplex to SC duplex, Std. IL | PC | 1 | 1 | 1 | 1 | 67.94
07498373070 | FX2ERLNSNSNM014 | OM3 2f 1.6mm PC OFNR LC Dup/SC Dup Std P | OM3 2-fiber, 1.6mm jacket, patchcord, Riser (OFNR) rated, LC duplex to SC duplex, Std. IL | PC | 1 | 1 | 1 | 1 | 69.82
07498373072 | FX2ERLNSNSNM015 | OM3 2f 1.6mm PC OFNR LC Dup/SC Dup Std P | OM3 2-fiber, 1.6mm jacket, patchcord, Riser (OFNR) rated, LC duplex to SC duplex, Std. IL | PC | 1 | 1 | 1 | 1 | 71.7
07498373073 | FX2ERLNSNSNM016 | OM3 2f 1.6mm PC OFNR LC Dup/SC Dup Std P | OM3 2-fiber, 1.6mm jacket, patchcord, Riser (OFNR) rated, LC duplex to SC duplex, Std. IL | PC | 1 | 1 | 1 | 1 | 73.58
07498373074 | FX2ERLNSNSNM017 | OM3 2f 1.6mm PC OFNR LC Dup/SC Dup Std P | OM3 2-fiber, 1.6mm jacket, patchcord, Riser (OFNR) rated, LC duplex to SC duplex, Std. IL | PC | 1 | 1 | 1 | 1 | 75.46
07498373076 | FX2ERLNSNSNM018 | OM3 2f 1.6mm PC OFNR LC Dup/SC Dup Std P | OM3 2-fiber, 1.6mm jacket, patchcord, Riser (OFNR) rated, LC duplex to SC duplex, Std. IL | PC | 1 | 1 | 1 | 1 | 77.34
07498373077 | FX2ERLNSNSNM019 | OM3 2f 1.6mm PC OFNR LC Dup/SC Dup Std P | OM3 2-fiber, 1.6mm jacket, patchcord, Riser (OFNR) rated, LC duplex to SC duplex, Std. IL | PC | 1 | 1 | 1 | 1 | 79.22
07498373079 | FX2ERLNSNSNM020 | OM3 2f 1.6mm PC OFNR LC Dup/SC Dup Std P | OM3 2-fiber, 1.6mm jacket, patchcord, Riser (OFNR) rated, LC duplex to SC duplex, Std. IL | PC | 1 | 1 | 1 | 1 | 81.1
07498373160 | FX2ERLNSNSNM021 | OM3 2f 1.6mm PC OFNR LC Dup/SC Dup Std P | OM3 2-fiber, 1.6mm jacket, patchcord, Riser (OFNR) rated, LC duplex to SC duplex, Std. IL | PC | 1 | 1 | 1 | 1 | 82.98
07498373171 | FX2ERLNSNSNM022 | OM3 2f 1.6mm PC OFNR LC Dup/SC Dup Std P | OM3 2-fiber, 1.6mm jacket, patchcord, Riser (OFNR) rated, LC duplex to SC duplex, Std. IL | PC | 1 | 1 | 1 | 1 | 84.86
07498373172 | FX2ERLNSNSNM023 | OM3 2f 1.6mm PC OFNR LC Dup/SC Dup Std P | OM3 2-fiber, 1.6mm jacket, patchcord, Riser (OFNR) rated, LC duplex to SC duplex, Std. IL | PC | 1 | 1 | 1 | 1 | 86.74
07498373173 | FX2ERLNSNSNM024 | OM3 2f 1.6mm PC OFNR LC Dup/SC Dup Std P | OM3 2-fiber, 1.6mm jacket, patchcord, Riser (OFNR) rated, LC duplex to SC duplex, Std. IL | PC | 1 | 1 | 1 | 1 | 88.62
07498373174 | FX2ERLNSNSNM025 | OM3 2f 1.6mm PC OFNR LC Dup/SC Dup Std P | OM3 2-fiber, 1.6mm jacket, patchcord, Riser (OFNR) rated, LC duplex to SC duplex, Std. IL | PC | 1 | 1 | 1 | 1 | 90.5
07498373175 | FX2ERLNSNSNM026 | OM3 2f 1.6mm PC OFNR LC Dup/SC Dup Std P | OM3 2-fiber, 1.6mm jacket, patchcord, Riser (OFNR) rated, LC duplex to SC duplex, Std. IL | PC | 1 | 1 | 1 | 1 | 92.38
07498373178 | FX2ERLNSNSNM027 | OM3 2f 1.6mm PC OFNR LC Dup/SC Dup Std P | OM3 2-fiber, 1.6mm jacket, patchcord, Riser (OFNR) rated, LC duplex to SC duplex, Std. IL | PC | 1 | 1 | 1 | 1 | 94.26
07498373183 | FX2ERLNSNSNM028 | OM3 2f 1.6mm PC OFNR LC Dup/SC Dup Std P | OM3 2-fiber, 1.6mm jacket, patchcord, Riser (OFNR) rated, LC duplex to SC duplex, Std. IL | PC | 1 | 1 | 1 | 1 | 96.14
07498373186 | FX2ERLNSNSNM029 | OM3 2f 1.6mm PC OFNR LC Dup/SC Dup Std P | OM3 2-fiber, 1.6mm jacket, patchcord, Riser (OFNR) rated, LC duplex to SC duplex, Std. IL | PC | 1 | 1 | 1 | 1 | 98.02
07498373188 | FX2ERLNSNSNM030 | OM3 2f 1.6mm PC OFNR LC Dup/SC Dup Std P | OM3 2-fiber, 1.6mm jacket, patchcord, Riser (OFNR) rated, LC duplex to SC duplex, Std. IL | PC | 1 | 10 | 1 | 1 | 99.9
07498373189 | FX2ERLNSNSNM031 | OM3 2f 1.6mm PC OFNR LC Dup/SC Dup Std P | OM3 2-fiber, 1.6mm jacket, patchcord, Riser (OFNR) rated, LC duplex to SC duplex, Std. IL | PC | 1 | 1 | 1 | 1 | 101.78
07498373191 | FX2ERLNSNSNM032 | OM3 2f 1.6mm PC OFNR LC Dup/SC Dup Std P | OM3 2-fiber, 1.6mm jacket, patchcord, Riser (OFNR) rated, LC duplex to SC duplex, Std. IL | PC | 1 | 1 | 1 | 1 | 103.66
07498373192 | FX2ERLNSNSNM033 | OM3 2f 1.6mm PC OFNR LC Dup/SC Dup Std P | OM3 2-fiber, 1.6mm jacket, patchcord, Riser (OFNR) rated, LC duplex to SC duplex, Std. IL | PC | 1 | 1 | 1 | 1 | 105.54
07498373196 | FX2ERLNSNSNM034 | OM3 2f 1.6mm PC OFNR LC Dup/SC Dup Std P | OM3 2-fiber, 1.6mm jacket, patchcord, Riser (OFNR) rated, LC duplex to SC duplex, Std. IL | PC | 1 | 1 | 1 | 1 | 107.42
07498373198 | FX2ERLNSNSNM035 | OM3 2f 1.6mm PC OFNR LC Dup/SC Dup Std P | OM3 2-fiber, 1.6mm jacket, patchcord, Riser (OFNR) rated, LC duplex to SC duplex, Std. IL | PC | 1 | 1 | 1 | 1 | 109.3
07498373199 | FX2ERLNSNSNM036 | OM3 2f 1.6mm PC OFNR LC Dup/SC Dup Std P | OM3 2-fiber, 1.6mm jacket, patchcord, Riser (OFNR) rated, LC duplex to SC duplex, Std. IL | PC | 1 | 1 | 1 | 1 | 111.18
07498373200 | FX2ERLNSNSNM037 | OM3 2f 1.6mm PC OFNR LC Dup/SC Dup Std P | OM3 2-fiber, 1.6mm jacket, patchcord, Riser (OFNR) rated, LC duplex to SC duplex, Std. IL | PC | 1 | 1 | 1 | 1 | 113.06
07498373201 | FX2ERLNSNSNM038 | OM3 2f 1.6mm PC OFNR LC Dup/SC Dup Std P | OM3 2-fiber, 1.6mm jacket, patchcord, Riser (OFNR) rated, LC duplex to SC duplex, Std. IL | PC | 1 | 1 | 1 | 1 | 114.94
07498373206 | FX2ERLNSNSNM039 | OM3 2f 1.6mm PC OFNR LC Dup/SC Dup Std P | OM3 2-fiber, 1.6mm jacket, patchcord, Riser (OFNR) rated, LC duplex to SC duplex, Std. IL | PC | 1 | 1 | 1 | 1 | 116.82
07498373212 | FX2ERLNSNSNM040 | OM3 2f 1.6mm PC OFNR LC Dup/SC Dup Std P | OM3 2-fiber, 1.6mm jacket, patchcord, Riser (OFNR) rated, LC duplex to SC duplex, Std. IL | PC | 1 | 1 | 1 | 1 | 118.7
07498373236 | FX2ERLNSNSNM041 | OM3 2f 1.6mm PC OFNR LC Dup/SC Dup Std P | OM3 2-fiber, 1.6mm jacket, patchcord, Riser (OFNR) rated, LC duplex to SC duplex, Std. IL | PC | 1 | 1 | 1 | 1 | 120.58
07498373238 | FX2ERLNSNSNM042 | OM3 2f 1.6mm PC OFNR LC Dup/SC Dup Std P | OM3 2-fiber, 1.6mm jacket, patchcord, Riser (OFNR) rated, LC duplex to SC duplex, Std. IL | PC | 1 | 1 | 1 | 1 | 122.46
07498373239 | FX2ERLNSNSNM043 | OM3 2f 1.6mm PC OFNR LC Dup/SC Dup Std P | OM3 2-fiber, 1.6mm jacket, patchcord, Riser (OFNR) rated, LC duplex to SC duplex, Std. IL | PC | 1 | 1 | 1 | 1 | 124.34
07498373240 | FX2ERLNSNSNM044 | OM3 2f 1.6mm PC OFNR LC Dup/SC Dup Std P | OM3 2-fiber, 1.6mm jacket, patchcord, Riser (OFNR) rated, LC duplex to SC duplex, Std. IL | PC | 1 | 1 | 1 | 1 | 126.22
07498373271 | FX2ERLNSNSNM045 | OM3 2f 1.6mm PC OFNR LC Dup/SC Dup Std P | OM3 2-fiber, 1.6mm jacket, patchcord, Riser (OFNR) rated, LC duplex to SC duplex, Std. IL | PC | 1 | 1 | 1 | 1 | 128.1
07498373274 | FX2ERLNSNSNM046 | OM3 2f 1.6mm PC OFNR LC Dup/SC Dup Std P | OM3 2-fiber, 1.6mm jacket, patchcord, Riser (OFNR) rated, LC duplex to SC duplex, Std. IL | PC | 1 | 1 | 1 | 1 | 129.98
07498373232 | FX2ERLNSNSNM047 | OM3 2f 1.6mm PC OFNR LC Dup/SC Dup Std P | OM3 2-fiber, 1.6mm jacket, patchcord, Riser (OFNR) rated, LC duplex to SC duplex, Std. IL | PC | 1 | 1 | 1 | 1 | 131.86
07498373233 | FX2ERLNSNSNM048 | OM3 2f 1.6mm PC OFNR LC Dup/SC Dup Std P | OM3 2-fiber, 1.6mm jacket, patchcord, Riser (OFNR) rated, LC duplex to SC duplex, Std. IL | PC | 1 | 1 | 1 | 1 | 133.74
07498373234 | FX2ERLNSNSNM049 | OM3 2f 1.6mm PC OFNR LC Dup/SC Dup Std P | OM3 2-fiber, 1.6mm jacket, patchcord, Riser (OFNR) rated, LC duplex to SC duplex, Std. IL | PC | 1 | 1 | 1 | 1 | 135.62
07498373235 | FX2ERLNSNSNM050 | OM3 2f 1.6mm PC OFNR LC Dup/SC Dup Std P | OM3 2-fiber, 1.6mm jacket, patchcord, Riser (OFNR) rated, LC duplex to SC duplex, Std. IL | PC | 1 | 1 | 1 | 1 | 137.5
61305644312 | FX2ERLNSNSNM1.5 | OM3 2f 1.6mm PC OFNR LC Dup/SC Dup Std P |  | PC | 1 | 10 | 1 | 1 | 46.32
61305644313 | FX2ERLNSNSNM2.5 | OM3 2f 1.6mm PC OFNR LC Dup/SC Dup Std P |  | PC | 1 | 10 | 1 | 1 | 48.2
61305644314 | FX2ERLNSNSNM3.5 | OM3 2f 1.6mm PC OFNR LC Dup/SC Dup Std P |  | PC | 1 | 10 | 1 | 1 | 50.08
61305644315 | FX2ERLNSNSNM4.5 | OM3 2f 1.6mm PC OFNR LC Dup/SC Dup Std P |  | PC | 1 | 10 | 1 | 1 | 51.96
61305644316 | FX2ERLNSNSNM5.5 | OM3 2f 1.6mm PC OFNR LC Dup/SC Dup Std P |  | PC | 1 | 10 | 1 | 1 | 53.84
61305644317 | FX2ERLNSNSNM6.5 | OM3 2f 1.6mm PC OFNR LC Dup/SC Dup Std P |  | PC | 1 | 10 | 1 | 1 | 55.72
61305644318 | FX2ERLNSNSNM7.5 | OM3 2f 1.6mm PC OFNR LC Dup/SC Dup Std P |  | PC | 1 | 10 | 1 | 1 | 57.6
61305644319 | FX2ERLNSNSNM8.5 | OM3 2f 1.6mm PC OFNR LC Dup/SC Dup Std P |  | PC | 1 | 10 | 1 | 1 | 59.48
61305644320 | FX2ERLNSNSNM9.5 | OM3 2f 1.6mm PC OFNR LC Dup/SC Dup Std P |  | PC | 1 | 10 | 1 | 1 | 61.36
07498300379 | FX2ERQ1Q1SNF001 | OM3 2f 1.6mm PC OFNR PushPull LC/PushPul | OM3 2 Fiber 1.6mm Jacket Patchcord Riser LC Push-Pull to LC Push-Pull Standard IL - 1 Foot | PC | 1 | 10 | 1 | 1 | 45.98
07498300443 | FX2ERQ1Q1SNF002 | OM3 2f 1.6mm PC OFNR PushPull LC/PushPul | OM3 2 Fiber 1.6mm Jacket Patchcord Riser LC Push-Pull to LC Push-Pull Standard IL - 2 Feet | PC | 1 | 10 | 1 | 1 | 46.54
07498300444 | FX2ERQ1Q1SNF003 | OM3 2f 1.6mm PC OFNR PushPull LC/PushPul | OM3 2 Fiber 1.6mm Jacket Patchcord Riser LC Push-Pull to LC Push-Pull Standard IL - 3 Feet | PC | 1 | 10 | 1 | 1 | 47.12
07498300722 | FX2ERQ1Q1SNF004 | OM3 2f 1.6mm PC OFNR PushPull LC/PushPul | OM3 2 Fiber 1.6mm Jacket Patchcord Riser LC Push-Pull to LC Push-Pull Standard IL - 4 Feet | PC | 1 | 10 | 1 | 1 | 47.7
07498300723 | FX2ERQ1Q1SNF005 | OM3 2f 1.6mm PC OFNR PushPull LC/PushPul | OM3 2 Fiber 1.6mm Jacket Patchcord Riser LC Push-Pull to LC Push-Pull Standard IL - 5 Feet | PC | 1 | 10 | 1 | 1 | 48.26
07498300724 | FX2ERQ1Q1SNF006 | OM3 2f 1.6mm PC OFNR PushPull LC/PushPul | OM3 2 Fiber 1.6mm Jacket Patchcord Riser LC Push-Pull to LC Push-Pull Standard IL - 6 Feet | PC | 1 | 10 | 1 | 1 | 48.84
07498300733 | FX2ERQ1Q1SNF007 | OM3 2f 1.6mm PC OFNR PushPull LC/PushPul | OM3 2 Fiber 1.6mm Jacket Patchcord Riser LC Push-Pull to LC Push-Pull Standard IL - 7 Feet | PC | 1 | 10 | 1 | 1 | 49.42
07498300734 | FX2ERQ1Q1SNF008 | OM3 2f 1.6mm PC OFNR PushPull LC/PushPul | OM3 2 Fiber 1.6mm Jacket Patchcord Riser LC Push-Pull to LC Push-Pull Standard IL - 8 Feet | PC | 1 | 10 | 1 | 1 | 49.98
07498300735 | FX2ERQ1Q1SNF009 | OM3 2f 1.6mm PC OFNR PushPull LC/PushPul | OM3 2 Fiber 1.6mm Jacket Patchcord Riser LC Push-Pull to LC Push-Pull Standard IL - 9 Feet | PC | 1 | 10 | 1 | 1 | 50.56
07498300736 | FX2ERQ1Q1SNF010 | OM3 2f 1.6mm PC OFNR PushPull LC/PushPul | OM3 2 Fiber 1.6mm Jacket Patchcord Riser LC Push-Pull to LC Push-Pull Standard IL - 10 Feet | PC | 1 | 10 | 1 | 1 | 51.12
07498301429 | FX2ERQ1Q1SNF011 | OM3 2f 1.6mm PC OFNR PushPull LC/PushPul | OM3 2 Fiber 1.6mm Jacket Patchcord Riser LC Push-Pull to LC Push-Pull Standard IL - 11 Feet | PC | 1 | 10 | 1 | 1 | 51.7
07498301430 | FX2ERQ1Q1SNF012 | OM3 2f 1.6mm PC OFNR PushPull LC/PushPul | OM3 2 Fiber 1.6mm Jacket Patchcord Riser LC Push-Pull to LC Push-Pull Standard IL - 12 Feet | PC | 1 | 10 | 1 | 1 | 52.28
07498301561 | FX2ERQ1Q1SNF013 | OM3 2f 1.6mm PC OFNR PushPull LC/PushPul | OM3 2 Fiber 1.6mm Jacket Patchcord Riser LC Push-Pull to LC Push-Pull Standard IL - 13 Feet | PC | 1 | 10 | 1 | 1 | 52.84
07498301585 | FX2ERQ1Q1SNF014 | OM3 2f 1.6mm PC OFNR PushPull LC/PushPul | OM3 2 Fiber 1.6mm Jacket Patchcord Riser LC Push-Pull to LC Push-Pull Standard IL - 14 Feet | PC | 1 | 10 | 1 | 1 | 53.42
07498301589 | FX2ERQ1Q1SNF015 | OM3 2f 1.6mm PC OFNR PushPull LC/PushPul | OM3 2 Fiber 1.6mm Jacket Patchcord Riser LC Push-Pull to LC Push-Pull Standard IL - 15 Feet | PC | 1 | 10 | 1 | 1 | 54
07498301701 | FX2ERQ1Q1SNF016 | OM3 2f 1.6mm PC OFNR PushPull LC/PushPul | OM3 2 Fiber 1.6mm Jacket Patchcord Riser LC Push-Pull to LC Push-Pull Standard IL - 16 Feet | PC | 1 | 10 | 1 | 1 | 54.56
07498301889 | FX2ERQ1Q1SNF017 | OM3 2f 1.6mm PC OFNR PushPull LC/PushPul | OM3 2 Fiber 1.6mm Jacket Patchcord Riser LC Push-Pull to LC Push-Pull Standard IL - 17 Feet | PC | 1 | 10 | 1 | 1 | 55.14
07498302091 | FX2ERQ1Q1SNF018 | OM3 2f 1.6mm PC OFNR PushPull LC/PushPul | OM3 2 Fiber 1.6mm Jacket Patchcord Riser LC Push-Pull to LC Push-Pull Standard IL - 18 Feet | PC | 1 | 10 | 1 | 1 | 55.72
07498302711 | FX2ERQ1Q1SNF019 | OM3 2f 1.6mm PC OFNR PushPull LC/PushPul | OM3 2 Fiber 1.6mm Jacket Patchcord Riser LC Push-Pull to LC Push-Pull Standard IL - 19 Feet | PC | 1 | 10 | 1 | 1 | 56.28
07498302722 | FX2ERQ1Q1SNF020 | OM3 2f 1.6mm PC OFNR PushPull LC/PushPul | OM3 2 Fiber 1.6mm Jacket Patchcord Riser LC Push-Pull to LC Push-Pull Standard IL - 20 Feet | PC | 1 | 10 | 1 | 1 | 56.86
07498302724 | FX2ERQ1Q1SNF021 | OM3 2f 1.6mm PC OFNR PushPull LC/PushPul | OM3 2 Fiber 1.6mm Jacket Patchcord Riser LC Push-Pull to LC Push-Pull Standard IL - 21 Feet | PC | 1 | 10 | 1 | 1 | 57.44
07498302725 | FX2ERQ1Q1SNF022 | OM3 2f 1.6mm PC OFNR PushPull LC/PushPul | OM3 2 Fiber 1.6mm Jacket Patchcord Riser LC Push-Pull to LC Push-Pull Standard IL - 22 Feet | PC | 1 | 10 | 1 | 1 | 58
07498302870 | FX2ERQ1Q1SNF023 | OM3 2f 1.6mm PC OFNR PushPull LC/PushPul | OM3 2 Fiber 1.6mm Jacket Patchcord Riser LC Push-Pull to LC Push-Pull Standard IL - 23 Feet | PC | 1 | 10 | 1 | 1 | 58.58
07498302871 | FX2ERQ1Q1SNF024 | OM3 2f 1.6mm PC OFNR PushPull LC/PushPul | OM3 2 Fiber 1.6mm Jacket Patchcord Riser LC Push-Pull to LC Push-Pull Standard IL - 24 Feet | PC | 1 | 10 | 1 | 1 | 59.16
07498302872 | FX2ERQ1Q1SNF025 | OM3 2f 1.6mm PC OFNR PushPull LC/PushPul | OM3 2 Fiber 1.6mm Jacket Patchcord Riser LC Push-Pull to LC Push-Pull Standard IL - 25 Feet | PC | 1 | 10 | 1 | 1 | 59.72
61305616716 | FX2ERQ1Q1SNF049 | OM3 2f 1.6mm PC OFNR PushPull LC/PushPul |  | PC | 1 | 1 | 1 | 1 | 73.48
61305616717 | FX2ERQ1Q1SNF050 | OM3 2f 1.6mm PC OFNR PushPull LC/PushPul |  | PC | 1 | 1 | 1 | 1 | 74.04
61305616718 | FX2ERQ1Q1SNF055 | OM3 2f 1.6mm PC OFNR PushPull LC/PushPul |  | PC | 1 | 1 | 1 | 1 | 76.92
61305616719 | FX2ERQ1Q1SNF060 | OM3 2f 1.6mm PC OFNR PushPull LC/PushPul |  | PC | 1 | 1 | 1 | 1 | 79.78
61305616720 | FX2ERQ1Q1SNF065 | OM3 2f 1.6mm PC OFNR PushPull LC/PushPul |  | PC | 1 | 1 | 1 | 1 | 82.64
61305616721 | FX2ERQ1Q1SNF070 | OM3 2f 1.6mm PC OFNR PushPull LC/PushPul |  | PC | 1 | 1 | 1 | 1 | 85.5
61305616722 | FX2ERQ1Q1SNF075 | OM3 2f 1.6mm PC OFNR PushPull LC/PushPul |  | PC | 1 | 1 | 1 | 1 | 88.38
61305616723 | FX2ERQ1Q1SNF080 | OM3 2f 1.6mm PC OFNR PushPull LC/PushPul |  | PC | 1 | 1 | 1 | 1 | 91.24
61305616724 | FX2ERQ1Q1SNF085 | OM3 2f 1.6mm PC OFNR PushPull LC/PushPul |  | PC | 1 | 1 | 1 | 1 | 94.1
61305616542 | FX2ERQ1Q1SNF090 | OM3 2f 1.6mm PC OFNR PushPull LC/PushPul |  | PC | 1 | 1 | 1 | 1 | 96.96
61305616586 | FX2ERQ1Q1SNF095 | OM3 2f 1.6mm PC OFNR PushPull LC/PushPul |  | PC | 1 | 1 | 1 | 1 | 99.84
61305616587 | FX2ERQ1Q1SNF100 | OM3 2f 1.6mm PC OFNR PushPull LC/PushPul |  | PC | 1 | 1 | 1 | 1 | 102.7
61305628937 | FX2ERQ1Q1SNM0.5 | OM3 2f 1.6mm PC OFNR PushPull LC/PushPul |  | PC | 1 | 10 | 1 | 1 | 46.34
07498399635 | FX2ERQ1Q1SNM001 | OM3,2-Fiber,1.6mm,PC,Risr,StdIL,1M | 2 fiber OM3 patch cord, LC push pull to LC push pull, 16mm jacket, riser (OFNR) rated, Standard IL 1 meter | PC | 1 | 10 | 1 | 1 | 47.28
07498399629 | FX2ERQ1Q1SNM002 | OM3,2-Fbr,1.6mm,PC,Riser,StdIL,2M | The duplex fiber patch cord is OM3 with a 1.6mm jacket. It is Riser (OFNR) rated and features LC Push Pull connectors. It has standard insertion loss and is 2 meters in length. | PC | 1 | 10 | 1 | 1 | 49.16
07498399652 | FX2ERQ1Q1SNM003 | OM3,2-Fbr,1.6mm,PC,Riser,StdIL,3M | The duplex fiber patch cord is OM3 with a 1.6mm jacket. It is Riser (OFNR) rated and features LC Push Pull connectors. It has standard insertion loss and is 3 meters in length. | PC | 1 | 10 | 1 | 1 | 51.04
07498399661 | FX2ERQ1Q1SNM004 | OM3,2-Fbr,1.6mm,PC,Riser,StdIL,4M | 2 fiber OM3 patch cord, LC push pull to LC push pull, 16mm jacket, riser (OFNR) rated, Standard IL 4 meters | PC | 1 | 10 | 1 | 1 | 52.92
07498399664 | FX2ERQ1Q1SNM005 | OM3,2-Fbr,1.6mm,PC,Riser,StdIL,5M | The duplex fiber patch cord is OM3 with a 1.6mm jacket. It is Riser (OFNR) rated and features LC Push Pull connectors. It has standard insertion loss and is 5 meters in length. | PC | 1 | 10 | 1 | 1 | 54.8
07498399665 | FX2ERQ1Q1SNM006 | OM3,2-Fbr,1.6mm,PC,Riser,StdIL,6M | 2 fiber OM3 patch cord, LC push pull to LC push pull, 16mm jacket, riser (OFNR) rated, Standard IL 6 meters | PC | 1 | 10 | 1 | 1 | 56.68
07498399671 | FX2ERQ1Q1SNM007 | OM3,2-Fbr,1.6mm,PC,Riser,StdIL,7M | 2 fiber OM3 patch cord, LC push pull to LC push pull, 16mm jacket, riser (OFNR) rated, Standard IL 7 meters | PC | 1 | 10 | 1 | 1 | 58.56
07498399674 | FX2ERQ1Q1SNM008 | OM3,2-Fbr,1.6mm,PC,Riser,StdIL,8M | 2 fiber OM3 patch cord, LC push pull to LC push pull, 16mm jacket, riser (OFNR) rated, Standard IL 8 meters | PC | 1 | 10 | 1 | 1 | 60.44
07498399677 | FX2ERQ1Q1SNM009 | OM3,2-Fbr,1.6mm,PC,Riser,StdIL,9M | 2 fiber OM3 patch cord, LC push pull to LC push pull, 16mm jacket, riser (OFNR) rated, Standard IL 9 meters | PC | 1 | 10 | 1 | 1 | 62.32
07498399679 | FX2ERQ1Q1SNM010 | OM3,2-Fiber,1.6mm,PC,Risr,Std IL,10M | 2 fiber OM3 patch cord, LC push pull to LC push pull, 16mm jacket, riser (OFNR) rated, Standard IL 10 meters | PC | 1 | 10 | 1 | 1 | 64.2
07498399683 | FX2ERQ1Q1SNM011 | OM3,2-Fiber,1.6mm,PC,Risr,Std IL,11M | 2 fiber OM3 patch cord, LC push pull to LC push pull, 16mm jacket, riser (OFNR) rated, Standard IL 11 meters | PC | 1 | 1 | 1 | 1 | 66.08
07498399682 | FX2ERQ1Q1SNM012 | OM3,2-Fiber,1.6mm,PC,Risr,Std IL,12M | 2 fiber OM3 patch cord, LC push pull to LC push pull, 16mm jacket, riser (OFNR) rated, Standard IL 12 meters | PC | 1 | 1 | 1 | 1 | 67.96
07498399685 | FX2ERQ1Q1SNM013 | OM3,2-Fiber,1.6mm,PC,Risr,Std IL,13M | 2 fiber OM3 patch cord, LC push pull to LC push pull, 16mm jacket, riser (OFNR) rated, Standard IL 13 meters | PC | 1 | 1 | 1 | 1 | 69.84
07498399686 | FX2ERQ1Q1SNM014 | OM3,2-Fiber,1.6mm,PC,Risr,Std IL,14M | 2 fiber OM3 patch cord, LC push pull to LC push pull, 16mm jacket, riser (OFNR) rated, Standard IL 14 meters | PC | 1 | 1 | 1 | 1 | 71.72
07498399687 | FX2ERQ1Q1SNM015 | OM3,2-Fiber,1.6mm,PC,Risr,Std IL,15M | 2 fiber OM3 patch cord, LC push pull to LC push pull, 16mm jacket, riser (OFNR) rated, Standard IL 15 meters, 15 meters. | PC | 1 | 1 | 1 | 1 | 73.6
07498399688 | FX2ERQ1Q1SNM016 | OM3,2-Fiber,1.6mm,PC,Risr,Std IL,16M | 2 fiber OM3 patch cord, LC push pull to LC push pull, 16mm jacket, riser (OFNR) rated, Standard IL 16 meters | PC | 1 | 1 | 1 | 1 | 75.48
07498399691 | FX2ERQ1Q1SNM017 | OM3,2-Fiber,1.6mm,PC,Risr,Std IL,17M | 2 fiber OM3 patch cord, LC push pull to LC push pull, 16mm jacket, riser (OFNR) rated, Standard IL 17 meters | PC | 1 | 1 | 1 | 1 | 77.36
07498399692 | FX2ERQ1Q1SNM018 | OM3,2-Fbr,1.6mm,PC,Riser,StdIL,18M | 2 fiber OM3 patch cord, LC push pull to LC push pull, 16mm jacket, riser (OFNR) rated, Standard IL 18 meters | PC | 1 | 1 | 1 | 1 | 79.24
07498399694 | FX2ERQ1Q1SNM019 | OM3,2-Fbr,1.6mm,PC,Riser,StdIL,19M | 2 fiber OM3 patch cord, LC push pull to LC push pull, 16mm jacket, riser (OFNR) rated, Standard IL 19 meters | PC | 1 | 1 | 1 | 1 | 81.12
07498399696 | FX2ERQ1Q1SNM020 | OM3,2-Fbr,1.6mm,PC,Riser,StdIL,20M | 2 fiber OM3 patch cord, LC push pull to LC push pull, 16mm jacket, riser (OFNR) rated, Standard IL 20 meters | PC | 1 | 1 | 1 | 1 | 83
07498399708 | FX2ERQ1Q1SNM021 | OM3,2-Fbr,1.6mm,PC,Riser,StdIL,21M | 2 fiber OM3 patch cord, LC push pull to LC push pull, 16mm jacket, riser (OFNR) rated, Standard IL 21 meters | PC | 1 | 1 | 1 | 1 | 84.88
07498399695 | FX2ERQ1Q1SNM022 | OM3,2-Fbr,1.6mm,PC,Riser,StdIL,22M | 2 fiber OM3 patch cord, LC push pull to LC push pull, 16mm jacket, riser (OFNR) rated, Standard IL 22 meters | PC | 1 | 1 | 1 | 1 | 86.76
07498399697 | FX2ERQ1Q1SNM023 | OM3,2-Fbr,1.6mm,PC,Riser,StdIL,23M | 2 fiber OM3 patch cord, LC push pull to LC push pull, 16mm jacket, riser (OFNR) rated, Standard IL 23 meters | PC | 1 | 1 | 1 | 1 | 88.64
07498399737 | FX2ERQ1Q1SNM024 | OM3,2-Fbr,1.6mm,PC,Riser,StdIL,24M | 2 fiber OM3 patch cord, LC push pull to LC push pull, 16mm jacket, riser (OFNR) rated, Standard IL 24 meters | PC | 1 | 1 | 1 | 1 | 90.52
07498399865 | FX2ERQ1Q1SNM025 | OM3,2-Fbr,1.6mm,PC,Riser,StdIL,25M | 2 fiber OM3 patch cord, LC push pull to LC push pull, 16mm jacket, riser (OFNR) rated, Standard IL 25 meters, 25 meters. | PC | 1 | 1 | 1 | 1 | 92.4
07498399876 | FX2ERQ1Q1SNM026 | OM3,2-Fbr,1.6mm,PC,Riser,StdIL,26M | 2 fiber OM3 patch cord, LC push pull to LC push pull, 16mm jacket, riser (OFNR) rated, Standard IL 26 meters | PC | 1 | 1 | 1 | 1 | 94.28
07498399877 | FX2ERQ1Q1SNM027 | OM3,2-Fbr,1.6mm,PC,Riser,StdIL,27M | 2 fiber OM3 patch cord, LC push pull to LC push pull, 16mm jacket, riser (OFNR) rated, Standard IL 27 meters | PC | 1 | 1 | 1 | 1 | 96.16
07498399878 | FX2ERQ1Q1SNM028 | OM3,2-Fbr,1.6mm,PC,Riser,StdIL,28M | 2 fiber OM3 patch cord, LC push pull to LC push pull, 16mm jacket, riser (OFNR) rated, Standard IL 28 meters | PC | 1 | 1 | 1 | 1 | 98.04
07498399879 | FX2ERQ1Q1SNM029 | OM3,2-Fbr,1.6mm,PC,Riser,StdIL,29M | 2 fiber OM3 patch cord, LC push pull to LC push pull, 16mm jacket, riser (OFNR) rated, Standard IL 29 meters | PC | 1 | 1 | 1 | 1 | 99.92
07498399881 | FX2ERQ1Q1SNM030 | OM3,2-Fbr,1.6mm,PC,Riser,StdIL,30M | 2 fiber OM3 patch cord, LC push pull to LC push pull, 16mm jacket, riser (OFNR) rated, Standard IL 30 meters | PC | 1 | 1 | 1 | 1 | 101.8
07498399944 | FX2ERQ1Q1SNM031 | OM3,2-Fbr,1.6mm,PC,Riser,StdIL,31M | 2 fiber OM3 patch cord, LC push pull to LC push pull, 16mm jacket, riser (OFNR) rated, Standard IL 31 meters | PC | 1 | 1 | 1 | 1 | 103.68
07498399880 | FX2ERQ1Q1SNM032 | OM3,2-Fbr,1.6mm,PC,Riser,StdIL,32M | 2 fiber OM3 patch cord, LC push pull to LC push pull, 16mm jacket, riser (OFNR) rated, Standard IL 32 meters | PC | 1 | 1 | 1 | 1 | 105.56
07498399942 | FX2ERQ1Q1SNM033 | OM3,2-Fbr,1.6mm,PC,Riser,StdIL,33M | 2 fiber OM3 patch cord, LC push pull to LC push pull, 16mm jacket, riser (OFNR) rated, Standard IL 33 meters | PC | 1 | 1 | 1 | 1 | 107.44
07498399945 | FX2ERQ1Q1SNM034 | OM3,2-Fbr,1.6mm,PC,Riser,StdIL,34M | 2 fiber OM3 patch cord, LC push pull to LC push pull, 16mm jacket, riser (OFNR) rated, Standard IL 34 meters | PC | 1 | 1 | 1 | 1 | 109.32
07498399950 | FX2ERQ1Q1SNM035 | OM3,2-Fiber,1.6mm,PC,Risr,35M | 2 fiber OM3 patch cord, LC push pull to LC push pull, 16mm jacket, riser (OFNR) rated, Standard IL | PC | 1 | 1 | 1 | 1 | 111.2
07498399951 | FX2ERQ1Q1SNM036 | OM3,2-Fiber,1.6mm,PC,Risr,36M | 2 fiber OM3 patch cord, LC push pull to LC push pull, 16mm jacket, riser (OFNR) rated, Standard IL | PC | 1 | 1 | 1 | 1 | 113.08
07498399952 | FX2ERQ1Q1SNM037 | OM3,2-Fiber,1.6mm,PC,Risr,37M | 2 fiber OM3 patch cord, LC push pull to LC push pull, 16mm jacket, riser (OFNR) rated, Standard IL | PC | 1 | 1 | 1 | 1 | 114.96
07498399954 | FX2ERQ1Q1SNM038 | OM3,2-Fiber,1.6mm,PC,Risr,38M | 2 fiber OM3 patch cord, LC push pull to LC push pull, 16mm jacket, riser (OFNR) rated, Standard IL | PC | 1 | 1 | 1 | 1 | 116.84
07498399956 | FX2ERQ1Q1SNM039 | OM3,2-Fiber,1.6mm,PC,Risr,39M | 2 fiber OM3 patch cord, LC push pull to LC push pull, 16mm jacket, riser (OFNR) rated, Standard IL | PC | 1 | 1 | 1 | 1 | 118.72
07498399958 | FX2ERQ1Q1SNM040 | OM3,2-Fiber,1.6mm,PC,Risr,40M | 2 fiber OM3 patch cord, LC push pull to LC push pull, 16mm jacket, riser (OFNR) rated, Standard IL | PC | 1 | 1 | 1 | 1 | 120.6
07498399960 | FX2ERQ1Q1SNM041 | OM3,2-Fiber,1.6mm,PC,Risr,41M | 2 fiber OM3 patch cord, LC push pull to LC push pull, 16mm jacket, riser (OFNR) rated, Standard IL | PC | 1 | 1 | 1 | 1 | 122.48
07498399962 | FX2ERQ1Q1SNM042 | OM3,2-Fiber,1.6mm,PC,Risr,42M | 2 fiber OM3 patch cord, LC push pull to LC push pull, 16mm jacket, riser (OFNR) rated, Standard IL | PC | 1 | 1 | 1 | 1 | 124.36
07498399963 | FX2ERQ1Q1SNM043 | OM3,2-Fiber,1.6mm,PC,Risr,43M | 2 fiber OM3 patch cord, LC push pull to LC push pull, 16mm jacket, riser (OFNR) rated, Standard IL | PC | 1 | 1 | 1 | 1 | 126.24
07498399965 | FX2ERQ1Q1SNM044 | OM3,2-Fiber,1.6mm,PC,Risr,44M | 2 fiber OM3 patch cord, LC push pull to LC push pull, 16mm jacket, riser (OFNR) rated, Standard IL | PC | 1 | 1 | 1 | 1 | 128.12
07498399967 | FX2ERQ1Q1SNM045 | OM3,2-Fiber,1.6mm,PC,Risr,45M | 2 fiber OM3 patch cord, LC push pull to LC push pull, 16mm jacket, riser (OFNR) rated, Standard IL | PC | 1 | 1 | 1 | 1 | 130
07498399968 | FX2ERQ1Q1SNM046 | OM3,2-Fiber,1.6mm,PC,Risr,46M | 2 fiber OM3 patch cord, LC push pull to LC push pull, 16mm jacket, riser (OFNR) rated, Standard IL | PC | 1 | 1 | 1 | 1 | 131.88
07498399969 | FX2ERQ1Q1SNM047 | OM3,2-Fiber,1.6mm,PC,Risr,47M | 2 fiber OM3 patch cord, LC push pull to LC push pull, 16mm jacket, riser (OFNR) rated, Standard IL | PC | 1 | 1 | 1 | 1 | 133.76
07498399970 | FX2ERQ1Q1SNM048 | OM3,2-Fiber,1.6mm,PC,Risr,48M | 2 fiber OM3 patch cord, LC push pull to LC push pull, 16mm jacket, riser (OFNR) rated, Standard IL | PC | 1 | 1 | 1 | 1 | 135.64
07498399971 | FX2ERQ1Q1SNM049 | OM3,2-Fiber,1.6mm,PC,Risr,49M | 2 fiber OM3 patch cord, LC push pull to LC push pull, 16mm jacket, riser (OFNR) rated, Standard IL | PC | 1 | 1 | 1 | 1 | 137.52
07498399972 | FX2ERQ1Q1SNM050 | OM3,2-Fiber,1.6mm,PC,Risr,50M | 2 fiber OM3 patch cord, LC push pull to LC push pull, 16mm jacket, riser (OFNR) rated, Standard IL | PC | 1 | 1 | 1 | 1 | 139.4
07498399622 | FX2ERQ1Q1SNM1.5 | OM3,2-Fiber,1.6mm,PC,Risr,1.5M | 2 fiber OM3 patch cord, LC push pull to LC push pull, 16mm jacket, riser (OFNR) rated, Standard IL 15 meters | PC | 1 | 10 | 1 | 1 | 48.22
07498399634 | FX2ERQ1Q1SNM2.5 | OM3,2-Fiber,1.6mm,PC,Risr,2.5M | 2 fiber OM3 patch cord, LC push pull to LC push pull, 16mm jacket, riser (OFNR) rated, Standard IL 25 meters, 3 meters. | PC | 1 | 10 | 1 | 1 | 50.1
07498399655 | FX2ERQ1Q1SNM3.5 | OM3,2-Fiber,1.6mm,PC,Risr,3.5M | 2 fiber OM3 patch cord, LC push pull to LC push pull, 16mm jacket, riser (OFNR) rated, Standard IL 35 meters | PC | 1 | 10 | 1 | 1 | 51.98
07498399662 | FX2ERQ1Q1SNM4.5 | OM3,2-Fiber,1.6mm,PC,Risr,4.5M | 2 fiber OM3 patch cord, LC push pull to LC push pull, 16mm jacket, riser (OFNR) rated, Standard IL 45 meters | PC | 1 | 10 | 1 | 1 | 53.86
07498399667 | FX2ERQ1Q1SNM5.5 | OM3,2-Fiber,1.6mm,PC,Risr,5.5M | 2 fiber OM3 patch cord, LC push pull to LC push pull, 16mm jacket, riser (OFNR) rated, Standard IL 55 meters | PC | 1 | 10 | 1 | 1 | 55.74
07498399670 | FX2ERQ1Q1SNM6.5 | OM3,2-Fiber,1.6mm,PC,Risr,6.5M | 2 fiber OM3 patch cord, LC push pull to LC push pull, 16mm jacket, riser (OFNR) rated, Standard IL 65 meters | PC | 1 | 10 | 1 | 1 | 57.62
07498399673 | FX2ERQ1Q1SNM7.5 | OM3,2-Fiber,1.6mm,PC,Risr,7.5M | 2 fiber OM3 patch cord, LC push pull to LC push pull, 16mm jacket, riser (OFNR) rated, Standard IL 75 meters | PC | 1 | 10 | 1 | 1 | 59.5
07498399676 | FX2ERQ1Q1SNM8.5 | OM3,2-Fiber,1.6mm,PC,Risr,8.5M | 2 fiber OM3 patch cord, LC push pull to LC push pull, 16mm jacket, riser (OFNR) rated, Standard IL 85 meters | PC | 1 | 10 | 1 | 1 | 61.38
07498399678 | FX2ERQ1Q1SNM9.5 | OM3,2-Fiber,1.6mm,PC,Risr,9.5M | 2 fiber OM3 patch cord, LC push pull to LC push pull, 16mm jacket, riser (OFNR) rated, Standard IL 95 meters | PC | 1 | 10 | 1 | 1 | 63.26
61305616543 | FX2ERQ1SNSNF001 | OM3 2 Fiber 1.6mm Jacket Patchcord Rise |  | PC | 1 | 10 | 1 | 1 | 45.48
61305616588 | FX2ERQ1SNSNF002 | OM3 2 Fiber 1.6mm Jacket Patchcord Rise |  | PC | 1 | 10 | 1 | 1 | 46.04
61305616589 | FX2ERQ1SNSNF003 | OM3 2 Fiber 1.6mm Jacket Patchcord Rise |  | PC | 1 | 10 | 1 | 1 | 46.62
61305616590 | FX2ERQ1SNSNF004 | OM3 2 Fiber 1.6mm Jacket Patchcord Rise |  | PC | 1 | 10 | 1 | 1 | 47.2
61305616591 | FX2ERQ1SNSNF005 | OM3 2 Fiber 1.6mm Jacket Patchcord Rise |  | PC | 1 | 10 | 1 | 1 | 47.76
61305616592 | FX2ERQ1SNSNF006 | OM3 2 Fiber 1.6mm Jacket Patchcord Rise |  | PC | 1 | 10 | 1 | 1 | 48.34
61305616593 | FX2ERQ1SNSNF007 | OM3 2 Fiber 1.6mm Jacket Patchcord Rise |  | PC | 1 | 10 | 1 | 1 | 48.92
61305616594 | FX2ERQ1SNSNF008 | OM3 2 Fiber 1.6mm Jacket Patchcord Rise |  | PC | 1 | 10 | 1 | 1 | 49.48
61305616595 | FX2ERQ1SNSNF009 | OM3 2 Fiber 1.6mm Jacket Patchcord Rise |  | PC | 1 | 10 | 1 | 1 | 50.06
61305616596 | FX2ERQ1SNSNF010 | OM3 2 Fiber 1.6mm Jacket Patchcord Rise |  | PC | 1 | 10 | 1 | 1 | 50.62
61305616597 | FX2ERQ1SNSNF011 | OM3 2 Fiber 1.6mm Jacket Patchcord Rise |  | PC | 1 | 10 | 1 | 1 | 51.2
61305616598 | FX2ERQ1SNSNF012 | OM3 2 Fiber 1.6mm Jacket Patchcord Rise |  | PC | 1 | 10 | 1 | 1 | 51.78
61305616599 | FX2ERQ1SNSNF013 | OM3 2 Fiber 1.6mm Jacket Patchcord Rise |  | PC | 1 | 10 | 1 | 1 | 52.34
61305616600 | FX2ERQ1SNSNF014 | OM3 2 Fiber 1.6mm Jacket Patchcord Rise |  | PC | 1 | 10 | 1 | 1 | 52.92
61305616601 | FX2ERQ1SNSNF015 | OM3 2 Fiber 1.6mm Jacket Patchcord Rise |  | PC | 1 | 10 | 1 | 1 | 53.5
61305616602 | FX2ERQ1SNSNF016 | OM3 2 Fiber 1.6mm Jacket Patchcord Rise |  | PC | 1 | 10 | 1 | 1 | 54.06
61305616603 | FX2ERQ1SNSNF017 | OM3 2 Fiber 1.6mm Jacket Patchcord Rise |  | PC | 1 | 10 | 1 | 1 | 54.64
61305616604 | FX2ERQ1SNSNF018 | OM3 2 Fiber 1.6mm Jacket Patchcord Rise |  | PC | 1 | 10 | 1 | 1 | 55.22
61305616605 | FX2ERQ1SNSNF019 | OM3 2 Fiber 1.6mm Jacket Patchcord Rise |  | PC | 1 | 10 | 1 | 1 | 55.78
61305616606 | FX2ERQ1SNSNF020 | OM3 2 Fiber 1.6mm Jacket Patchcord Rise |  | PC | 1 | 10 | 1 | 1 | 56.36
61305616607 | FX2ERQ1SNSNF021 | OM3 2 Fiber 1.6mm Jacket Patchcord Rise |  | PC | 1 | 10 | 1 | 1 | 56.94
61305616608 | FX2ERQ1SNSNF022 | OM3 2 Fiber 1.6mm Jacket Patchcord Rise |  | PC | 1 | 10 | 1 | 1 | 57.5
61305616609 | FX2ERQ1SNSNF023 | OM3 2 Fiber 1.6mm Jacket Patchcord Rise |  | PC | 1 | 10 | 1 | 1 | 58.08
61305616610 | FX2ERQ1SNSNF024 | OM3 2 Fiber 1.6mm Jacket Patchcord Rise |  | PC | 1 | 10 | 1 | 1 | 58.66
61305616611 | FX2ERQ1SNSNF025 | OM3 2 Fiber 1.6mm Jacket Patchcord Rise |  | PC | 1 | 10 | 1 | 1 | 59.22
61305616612 | FX2ERQ1SNSNF026 | OM3 2 Fiber 1.6mm Jacket Patchcord Rise |  | PC | 1 | 1 | 1 | 1 | 59.8
61305616613 | FX2ERQ1SNSNF027 | OM3 2 Fiber 1.6mm Jacket Patchcord Rise |  | PC | 1 | 1 | 1 | 1 | 60.38
61305616614 | FX2ERQ1SNSNF028 | OM3 2 Fiber 1.6mm Jacket Patchcord Rise |  | PC | 1 | 1 | 1 | 1 | 60.94
61305616615 | FX2ERQ1SNSNF029 | OM3 2 Fiber 1.6mm Jacket Patchcord Rise |  | PC | 1 | 1 | 1 | 1 | 61.52
61305616616 | FX2ERQ1SNSNF030 | OM3 2 Fiber 1.6mm Jacket Patchcord Rise |  | PC | 1 | 1 | 1 | 1 | 62.08
61305616617 | FX2ERQ1SNSNF035 | OM3 2 Fiber 1.6mm Jacket Patchcord Rise |  | PC | 1 | 1 | 1 | 1 | 64.96
61305616618 | FX2ERQ1SNSNF040 | OM3 2 Fiber 1.6mm Jacket Patchcord Rise |  | PC | 1 | 1 | 1 | 1 | 67.82
61305616619 | FX2ERQ1SNSNF045 | OM3 2 Fiber 1.6mm Jacket Patchcord Rise |  | PC | 1 | 1 | 1 | 1 | 70.68
61305616620 | FX2ERQ1SNSNF050 | OM3 2 Fiber 1.6mm Jacket Patchcord Rise |  | PC | 1 | 1 | 1 | 1 | 73.54
61305616621 | FX2ERQ1SNSNF055 | OM3 2 Fiber 1.6mm Jacket Patchcord Rise |  | PC | 1 | 1 | 1 | 1 | 76.42
61305616622 | FX2ERQ1SNSNF060 | OM3 2 Fiber 1.6mm Jacket Patchcord Rise |  | PC | 1 | 1 | 1 | 1 | 79.28
61305616623 | FX2ERQ1SNSNF065 | OM3 2 Fiber 1.6mm Jacket Patchcord Rise |  | PC | 1 | 1 | 1 | 1 | 82.14
61305616624 | FX2ERQ1SNSNF070 | OM3 2 Fiber 1.6mm Jacket Patchcord Rise |  | PC | 1 | 1 | 1 | 1 | 85
61305616625 | FX2ERQ1SNSNF075 | OM3 2 Fiber 1.6mm Jacket Patchcord Rise |  | PC | 1 | 1 | 1 | 1 | 87.88
61305616626 | FX2ERQ1SNSNF080 | OM3 2 Fiber 1.6mm Jacket Patchcord Rise |  | PC | 1 | 1 | 1 | 1 | 90.74
61305616627 | FX2ERQ1SNSNF085 | OM3 2 Fiber 1.6mm Jacket Patchcord Rise |  | PC | 1 | 1 | 1 | 1 | 93.6
61305616628 | FX2ERQ1SNSNF090 | OM3 2 Fiber 1.6mm Jacket Patchcord Rise |  | PC | 1 | 1 | 1 | 1 | 96.46
61305616629 | FX2ERQ1SNSNF095 | OM3 2 Fiber 1.6mm Jacket Patchcord Rise |  | PC | 1 | 1 | 1 | 1 | 99.34
61305616630 | FX2ERQ1SNSNF100 | OM3 2 Fiber 1.6mm Jacket Patchcord Rise |  | PC | 1 | 1 | 1 | 1 | 102.2
61305645453 | FX2ERQ1SNSNM0.5 | OM3 2f 1.6mm PC OFNR PushPull LC/SC Dup |  | PC | 1 | 10 | 1 | 1 | 45.84
61305645658 | FX2ERQ1SNSNM011 | OM3 2f 1.6mm PC OFNR PushPull LC/SC Dup |  | PC | 1 | 1 | 1 | 1 | 65.58
61305645659 | FX2ERQ1SNSNM012 | OM3 2f 1.6mm PC OFNR PushPull LC/SC Dup |  | PC | 1 | 1 | 1 | 1 | 67.46
61305645702 | FX2ERQ1SNSNM013 | OM3 2f 1.6mm PC OFNR PushPull LC/SC Dup |  | PC | 1 | 1 | 1 | 1 | 69.34
61305645704 | FX2ERQ1SNSNM014 | OM3 2f 1.6mm PC OFNR PushPull LC/SC Dup |  | PC | 1 | 1 | 1 | 1 | 71.22
61305645705 | FX2ERQ1SNSNM015 | OM3 2f 1.6mm PC OFNR PushPull LC/SC Dup |  | PC | 1 | 1 | 1 | 1 | 73.1
61305645706 | FX2ERQ1SNSNM016 | OM3 2f 1.6mm PC OFNR PushPull LC/SC Dup |  | PC | 1 | 1 | 1 | 1 | 74.98
61305645703 | FX2ERQ1SNSNM017 | OM3 2f 1.6mm PC OFNR PushPull LC/SC Dup |  | PC | 1 | 1 | 1 | 1 | 76.86
61305645739 | FX2ERQ1SNSNM018 | OM3 2f 1.6mm PC OFNR PushPull LC/SC Dup |  | PC | 1 | 1 | 1 | 1 | 78.74
61305645740 | FX2ERQ1SNSNM019 | OM3 2f 1.6mm PC OFNR PushPull LC/SC Dup |  | PC | 1 | 1 | 1 | 1 | 80.62
61305645741 | FX2ERQ1SNSNM020 | OM3 2f 1.6mm PC OFNR PushPull LC/SC Dup |  | PC | 1 | 1 | 1 | 1 | 82.5
61305645766 | FX2ERQ1SNSNM021 | OM3 2f 1.6mm PC OFNR PushPull LC/SC Dup |  | PC | 1 | 1 | 1 | 1 | 84.38
61305645767 | FX2ERQ1SNSNM022 | OM3 2f 1.6mm PC OFNR PushPull LC/SC Dup |  | PC | 1 | 1 | 1 | 1 | 86.26
61305645768 | FX2ERQ1SNSNM023 | OM3 2f 1.6mm PC OFNR PushPull LC/SC Dup |  | PC | 1 | 1 | 1 | 1 | 88.14
61305645769 | FX2ERQ1SNSNM024 | OM3 2f 1.6mm PC OFNR PushPull LC/SC Dup |  | PC | 1 | 1 | 1 | 1 | 90.02
61305645770 | FX2ERQ1SNSNM025 | OM3 2f 1.6mm PC OFNR PushPull LC/SC Dup |  | PC | 1 | 1 | 1 | 1 | 91.9
61305645771 | FX2ERQ1SNSNM026 | OM3 2f 1.6mm PC OFNR PushPull LC/SC Dup |  | PC | 1 | 1 | 1 | 1 | 93.78
61305645772 | FX2ERQ1SNSNM027 | OM3 2f 1.6mm PC OFNR PushPull LC/SC Dup |  | PC | 1 | 1 | 1 | 1 | 95.66
61305645773 | FX2ERQ1SNSNM028 | OM3 2f 1.6mm PC OFNR PushPull LC/SC Dup |  | PC | 1 | 1 | 1 | 1 | 97.54
61305645774 | FX2ERQ1SNSNM029 | OM3 2f 1.6mm PC OFNR PushPull LC/SC Dup |  | PC | 1 | 1 | 1 | 1 | 99.42
61305645775 | FX2ERQ1SNSNM030 | OM3 2f 1.6mm PC OFNR PushPull LC/SC Dup |  | PC | 1 | 1 | 1 | 1 | 101.3
61305645776 | FX2ERQ1SNSNM031 | OM3 2f 1.6mm PC OFNR PushPull LC/SC Dup |  | PC | 1 | 1 | 1 | 1 | 103.18
61305645777 | FX2ERQ1SNSNM032 | OM3 2f 1.6mm PC OFNR PushPull LC/SC Dup |  | PC | 1 | 1 | 1 | 1 | 105.06
61305645778 | FX2ERQ1SNSNM033 | OM3 2f 1.6mm PC OFNR PushPull LC/SC Dup |  | PC | 1 | 1 | 1 | 1 | 106.94
61305645779 | FX2ERQ1SNSNM034 | OM3 2f 1.6mm PC OFNR PushPull LC/SC Dup |  | PC | 1 | 1 | 1 | 1 | 108.82
61305645780 | FX2ERQ1SNSNM035 | OM3 2f 1.6mm PC OFNR PushPull LC/SC Dup |  | PC | 1 | 1 | 1 | 1 | 110.7
61305645886 | FX2ERQ1SNSNM036 | OM3 2f 1.6mm PC OFNR PushPull LC/SC Dup |  | PC | 1 | 1 | 1 | 1 | 112.58
61305645887 | FX2ERQ1SNSNM037 | OM3 2f 1.6mm PC OFNR PushPull LC/SC Dup |  | PC | 1 | 1 | 1 | 1 | 114.46
61305645888 | FX2ERQ1SNSNM038 | OM3 2f 1.6mm PC OFNR PushPull LC/SC Dup |  | PC | 1 | 1 | 1 | 1 | 116.34
61305645889 | FX2ERQ1SNSNM039 | OM3 2f 1.6mm PC OFNR PushPull LC/SC Dup |  | PC | 1 | 1 | 1 | 1 | 118.22
61305645890 | FX2ERQ1SNSNM040 | OM3 2f 1.6mm PC OFNR PushPull LC/SC Dup |  | PC | 1 | 1 | 1 | 1 | 120.1
61305645891 | FX2ERQ1SNSNM041 | OM3 2f 1.6mm PC OFNR PushPull LC/SC Dup |  | PC | 1 | 1 | 1 | 1 | 121.98
61305645892 | FX2ERQ1SNSNM042 | OM3 2f 1.6mm PC OFNR PushPull LC/SC Dup |  | PC | 1 | 1 | 1 | 1 | 123.86
61305645893 | FX2ERQ1SNSNM043 | OM3 2f 1.6mm PC OFNR PushPull LC/SC Dup |  | PC | 1 | 1 | 1 | 1 | 125.74
61305645894 | FX2ERQ1SNSNM044 | OM3 2f 1.6mm PC OFNR PushPull LC/SC Dup |  | PC | 1 | 1 | 1 | 1 | 127.62
61305645895 | FX2ERQ1SNSNM045 | OM3 2f 1.6mm PC OFNR PushPull LC/SC Dup |  | PC | 1 | 1 | 1 | 1 | 129.5
61305645896 | FX2ERQ1SNSNM046 | OM3 2f 1.6mm PC OFNR PushPull LC/SC Dup |  | PC | 1 | 1 | 1 | 1 | 131.38
61305645897 | FX2ERQ1SNSNM047 | OM3 2f 1.6mm PC OFNR PushPull LC/SC Dup |  | PC | 1 | 1 | 1 | 1 | 133.26
61305645898 | FX2ERQ1SNSNM048 | OM3 2f 1.6mm PC OFNR PushPull LC/SC Dup |  | PC | 1 | 1 | 1 | 1 | 135.14
61305645899 | FX2ERQ1SNSNM049 | OM3 2f 1.6mm PC OFNR PushPull LC/SC Dup |  | PC | 1 | 1 | 1 | 1 | 137.02
61305645900 | FX2ERQ1SNSNM050 | OM3 2f 1.6mm PC OFNR PushPull LC/SC Dup |  | PC | 1 | 1 | 1 | 1 | 138.9
61305645455 | FX2ERQ1SNSNM1.5 | OM3 2f 1.6mm PC OFNR PushPull LC/SC Dup |  | PC | 1 | 10 | 1 | 1 | 47.72
61305645457 | FX2ERQ1SNSNM2.5 | OM3 2f 1.6mm PC OFNR PushPull LC/SC Dup |  | PC | 1 | 10 | 1 | 1 | 49.6
61305645458 | FX2ERQ1SNSNM3.5 | OM3 2f 1.6mm PC OFNR PushPull LC/SC Dup |  | PC | 1 | 10 | 1 | 1 | 51.48
61305645460 | FX2ERQ1SNSNM4.5 | OM3 2f 1.6mm PC OFNR PushPull LC/SC Dup |  | PC | 1 | 10 | 1 | 1 | 53.36
61305645462 | FX2ERQ1SNSNM5.5 | OM3 2f 1.6mm PC OFNR PushPull LC/SC Dup |  | PC | 1 | 10 | 1 | 1 | 55.24
61305645464 | FX2ERQ1SNSNM6.5 | OM3 2f 1.6mm PC OFNR PushPull LC/SC Dup |  | PC | 1 | 10 | 1 | 1 | 57.12
61305645466 | FX2ERQ1SNSNM7.5 | OM3 2f 1.6mm PC OFNR PushPull LC/SC Dup |  | PC | 1 | 10 | 1 | 1 | 59
61305645468 | FX2ERQ1SNSNM8.5 | OM3 2f 1.6mm PC OFNR PushPull LC/SC Dup |  | PC | 1 | 10 | 1 | 1 | 60.88
61305645656 | FX2ERQ1SNSNM9.5 | OM3 2f 1.6mm PC OFNR PushPull LC/SC Dup |  | PC | 1 | 10 | 1 | 1 | 62.76
61305628715 | FX6BN1NNNSZM001 | OM3 1-Fiber 900um Buffered Patchcord No |  | PC | 1 | 10 | 1 | 1 | 72.2
61305628717 | FX6BN3NNNSZM001 | OM3 1-Fiber 900um Buffered Patchcord No |  | PC | 1 | 10 | 1 | 1 | 64.08
07498394548 | FX8HP5NLSQNF016 | OM3 8 Fiber Harness Plenum MPO Female To | OM3 8 Fiber Harness Plenum MPO Female To LC Duplex 60cm (24 inch) Equal Breakout QSFP to SFP Std IL - 16 Feet | PC | 1 | 1 | 1 | 1 | 595.98
07498311383 | FX8RL7NQSVNM001 | OM3 8-Fiber Round 4 to 1 Conversion Harn | OM3 8-Fiber Round 4 to 1 Conversion Harness, LSZH, Female PanMPO to LC Push-Pull, 61cm breakout, Optimized IL - 1 meters | PC | 1 | 1 | 1 | 1 | 582.8
07498311405 | FX8RL7NQSVNM002 | OM3 8-Fiber Round 4 to 1 Conversion Harn | OM3 8-Fiber Round 4 to 1 Conversion Harness, LSZH, Female PanMPO to LC Push-Pull, 61cm breakout, Optimized IL - 2 meters | PC | 1 | 1 | 1 | 1 | 593.24
07498311430 | FX8RL7NQSVNM003 | OM3 8-Fiber Round 4 to 1 Conversion Harn | OM3 8-Fiber Round 4 to 1 Conversion Harness, LSZH, Female PanMPO to LC Push-Pull, 61cm breakout, Optimized IL - 3 meters | PC | 1 | 1 | 1 | 1 | 603.66
07498311458 | FX8RL7NQSVNM004 | OM3 8-Fiber Round 4 to 1 Conversion Harn | OM3 8-Fiber Round 4 to 1 Conversion Harness, LSZH, Female PanMPO to LC Push-Pull, 61cm breakout, Optimized IL - 4 meters | PC | 1 | 1 | 1 | 1 | 614.08
07498311484 | FX8RL7NQSVNM005 | OM3 8-Fiber Round 4 to 1 Conversion Harn | OM3 8-Fiber Round 4 to 1 Conversion Harness, LSZH, Female PanMPO to LC Push-Pull, 61cm breakout, Optimized IL - 5 meters | PC | 1 | 1 | 1 | 1 | 624.52
07498311496 | FX8RL7NQSVNM006 | OM3 8-Fiber Round 4 to 1 Conversion Harn | OM3 8-Fiber Round 4 to 1 Conversion Harness, LSZH, Female PanMPO to LC Push-Pull, 61cm breakout, Optimized IL - 6 meters | PC | 1 | 1 | 1 | 1 | 634.94
07498311509 | FX8RL7NQSVNM007 | OM3 8-Fiber Round 4 to 1 Conversion Harn | OM3 8-Fiber Round 4 to 1 Conversion Harness, LSZH, Female PanMPO to LC Push-Pull, 61cm breakout, Optimized IL - 7 meters | PC | 1 | 1 | 1 | 1 | 645.34
07498311522 | FX8RL7NQSVNM008 | OM3 8-Fiber Round 4 to 1 Conversion Harn | OM3 8-Fiber Round 4 to 1 Conversion Harness, LSZH, Female PanMPO to LC Push-Pull, 61cm breakout, Optimized IL - 8 meters | PC | 1 | 1 | 1 | 1 | 655.78
07498311535 | FX8RL7NQSVNM009 | OM3 8-Fiber Round 4 to 1 Conversion Harn | OM3 8-Fiber Round 4 to 1 Conversion Harness, LSZH, Female PanMPO to LC Push-Pull, 61cm breakout, Optimized IL - 9 meters | PC | 1 | 1 | 1 | 1 | 666.2
07498311548 | FX8RL7NQSVNM010 | OM3 8-Fiber Round 4 to 1 Conversion Harn | OM3 8-Fiber Round 4 to 1 Conversion Harness, LSZH, Female PanMPO to LC Push-Pull, 61cm breakout, Optimized IL - 10 meters | PC | 1 | 1 | 1 | 1 | 676.62
07498311384 | FX8RL7NQSVNM1.5 | OM3 8-Fiber Round 4 to 1 Conversion Harn | OM3 8-Fiber Round 4 to 1 Conversion Harness, LSZH, Female PanMPO to LC Push-Pull, 61cm breakout, Optimized IL - 1.5 meters | PC | 1 | 1 | 1 | 1 | 588.02
07498311417 | FX8RL7NQSVNM2.5 | OM3 8-Fiber Round 4 to 1 Conversion Harn | OM3 8-Fiber Round 4 to 1 Conversion Harness, LSZH, Female PanMPO to LC Push-Pull, 61cm breakout, Optimized IL - 2.5 meters | PC | 1 | 1 | 1 | 1 | 598.46
07498311457 | FX8RL7NQSVNM3.5 | OM3 8-Fiber Round 4 to 1 Conversion Harn | OM3 8-Fiber Round 4 to 1 Conversion Harness, LSZH, Female PanMPO to LC Push-Pull, 61cm breakout, Optimized IL - 3.5 meters | PC | 1 | 1 | 1 | 1 | 608.88
07498311483 | FX8RL7NQSVNM4.5 | OM3 8-Fiber Round 4 to 1 Conversion Harn | OM3 8-Fiber Round 4 to 1 Conversion Harness, LSZH, Female PanMPO to LC Push-Pull, 61cm breakout, Optimized IL - 4.5 meters | PC | 1 | 1 | 1 | 1 | 619.32
07498375624 | FX8RL7NUSQNM001 | OM3 8 Fiber Round Harness LSZH PanMPO Fe | OM3 8-fiber round harness cable assembly, low smoke zero halogen (LSZH) rated, PanMPO female to LC Uniboot 60cm (24 inch),equal breakout40G to 10G, Std. IL, 1 meter. | PC | 1 | 1 | 1 | 1 | 555.54
07498397660 | FX8RL7NUSQNM002 | OM3 8 Fiber Round Harness LSZH PanMPO Fe | OM3 8-fiber round harness cable assembly, low smoke zero halogen (LSZH) rated, PanMPO female to LC Uniboot 60cm (24 inch), equal breakout 40G to 10G, Std. IL, 2 meter. | PC | 1 | 1 | 1 | 1 | 565.98
07498397663 | FX8RL7NUSQNM003 | OM3 8 Fiber Round Harness LSZH PanMPO Fe | OM3 8-fiber round harness cable assembly, low smoke zero halogen (LSZH) rated, PanMPO female to LC Uniboot 60cm (24 inch),equal breakout 40G to 10G, Std. IL, 3 meters. | PC | 1 | 1 | 1 | 1 | 576.4
07498397664 | FX8RL7NUSQNM004 | OM3 8 Fiber Round Harness LSZH PanMPO Fe | OM3 8-fiber round harness cable assembly, low smoke zero halogen (LSZH) rated, PanMPO female to LC Uniboot 60cm (24 inch),equal breakout 40G to 10G, Std. IL, 4 meters. | PC | 1 | 1 | 1 | 1 | 586.8
07498397670 | FX8RL7NUSQNM005 | OM3 8 Fiber Round Harness LSZH PanMPO Fe | OM3 8-fiber round harness cable assembly, low smoke zero halogen (LSZH) rated, PanMPO female to LC Uniboot 60cm (24 inch),equal breakout 40G to 10G, Std. IL, 5 meters. | PC | 1 | 1 | 1 | 1 | 597.26
07498397671 | FX8RL7NUSQNM006 | OM3 8 Fiber Round Harness LSZH PanMPO Fe | OM3 8-fiber round harness cable assembly, low smoke zero halogen (LSZH) rated, PanMPO female to LC Uniboot 60cm (24 inch),equal breakout 40G to 10G, Std. IL, 6 meters. | PC | 1 | 1 | 1 | 1 | 607.68
07498397674 | FX8RL7NUSQNM007 | OM3 8 Fiber Round Harness LSZH PanMPO Fe | OM3 8-fiber round harness cable assembly, low smoke zero halogen (LSZH) rated, PanMPO female to LC Uniboot 60cm (24 inch),equal breakout 40G to 10G, Std. IL, 7 meters. | PC | 1 | 1 | 1 | 1 | 618.1
07498397676 | FX8RL7NUSQNM008 | OM3 8 Fiber Round Harness LSZH PanMPO Fe | OM3 8-fiber round harness cable assembly, low smoke zero halogen (LSZH) rated, PanMPO female to LC Uniboot 60cm (24 inch),equal breakout 40G to 10G, Std. IL, 8 meters. | PC | 1 | 1 | 1 | 1 | 628.54
07498397677 | FX8RL7NUSQNM009 | OM3 8 Fiber Round Harness LSZH PanMPO Fe | OM3 8-fiber round harness cable assembly, low smoke zero halogen (LSZH) rated, PanMPO female to LC Uniboot 60cm (24 inch),equal breakout 40G to 10G, Std. IL, 9 meters. | PC | 1 | 1 | 1 | 1 | 638.96
07498397679 | FX8RL7NUSQNM010 | OM3 8 Fiber Round Harness LSZH PanMPO Fe | OM3 8-fiber round harness cable assembly, low smoke zero halogen (LSZH) rated, PanMPO female to LC Uniboot 60cm (24 inch),equal breakout 40G to 10G, Std. IL, 10 meters. | PC | 1 | 1 | 1 | 1 | 649.38
07498397680 | FX8RL7NUSQNM011 | OM3 8 Fiber Round Harness LSZH PanMPO Fe | OM3 8-fiber round harness cable assembly, low smoke zero halogen (LSZH) rated, PanMPO female to LC Uniboot 60cm (24 inch),equal breakout 40G to 10G, Std. IL, 11 metes. | PC | 1 | 1 | 1 | 1 | 659.82
07498397685 | FX8RL7NUSQNM012 | OM3 8 Fiber Round Harness LSZH PanMPO Fe | OM3 8-fiber round harness cable assembly, low smoke zero halogen (LSZH) rated, PanMPO female to LC Uniboot 60cm (24 inch),equal breakout 40G to 10G, Std. IL, 12 meters. | PC | 1 | 1 | 1 | 1 | 670.22
07498397686 | FX8RL7NUSQNM013 | OM3 8 Fiber Round Harness LSZH PanMPO Fe | OM3 8-fiber round harness cable assembly, low smoke zero halogen (LSZH) rated, PanMPO female to LC Uniboot 60cm (24 inch),equal breakout 40G to 10G, Std. IL, 13 meters. | PC | 1 | 1 | 1 | 1 | 680.66
07498397688 | FX8RL7NUSQNM014 | OM3 8 Fiber Round Harness LSZH PanMPO Fe | OM3 8-fiber round harness cable assembly, low smoke zero halogen (LSZH) rated, PanMPO female to LC Uniboot 60cm (24 inch),equal breakout 40G to 10G, Std. IL, 14 meters. | PC | 1 | 1 | 1 | 1 | 691.08
07498397691 | FX8RL7NUSQNM015 | OM3 8 Fiber Round Harness LSZH PanMPO Fe | OM3 8-fiber round harness cable assembly, low smoke zero halogen (LSZH) rated, PanMPO female to LC Uniboot 60cm (24 inch),equal breakout 40G to 10G, Std. IL, 15 meters. | PC | 1 | 1 | 1 | 1 | 701.5
07498397692 | FX8RL7NUSQNM016 | OM3 8 Fiber Round Harness LSZH PanMPO Fe | OM3 8-fiber round harness cable assembly, low smoke zero halogen (LSZH) rated, PanMPO female to LC Uniboot 60cm (24 inch),equal breakout 40G to 10G, Std. IL, 16 meters. | PC | 1 | 1 | 1 | 1 | 711.94
07498397693 | FX8RL7NUSQNM017 | OM3 8 Fiber Round Harness LSZH PanMPO Fe | OM3 8-fiber round harness cable assembly, low smoke zero halogen (LSZH) rated, PanMPO female to LC Uniboot 60cm (24 inch),equal breakout 40G to 10G, Std. IL, 17 meters. | PC | 1 | 1 | 1 | 1 | 722.36
07498397694 | FX8RL7NUSQNM018 | OM3 8 Fiber Round Harness LSZH PanMPO Fe | OM3 8-fiber round harness cable assembly, low smoke zero halogen (LSZH) rated, PanMPO female to LC Uniboot 60cm (24 inch),equal breakout 40G to 10G, Std. IL, 18 meters. | PC | 1 | 1 | 1 | 1 | 732.78
07498397695 | FX8RL7NUSQNM019 | OM3 8 Fiber Round Harness LSZH PanMPO Fe | OM3 8-fiber round harness cable assembly, low smoke zero halogen (LSZH) rated, PanMPO female to LC Uniboot 60cm (24 inch),equal breakout 40G to 10G, Std. IL, 19 meters. | PC | 1 | 1 | 1 | 1 | 743.22
07498397801 | FX8RL7NUSQNM020 | OM3 8 Fiber Round Harness LSZH PanMPO Fe | OM3 8-fiber round harness cable assembly, low smoke zero halogen (LSZH) rated, PanMPO female to LC Uniboot 60cm (24 inch),equal breakout 40G to 10G, Std. IL, 20 meters. | PC | 1 | 1 | 1 | 1 | 753.62
07498397802 | FX8RL7NUSQNM021 | OM3 8 Fiber Round Harness LSZH PanMPO Fe | OM3 8-fiber round harness cable assembly, low smoke zero halogen (LSZH) rated, PanMPO female to LC Uniboot 60cm (24 inch),equal breakout 40G to 10G, Std. IL, 21 meters. | PC | 1 | 1 | 1 | 1 | 764.04
07498397803 | FX8RL7NUSQNM022 | OM3 8 Fiber Round Harness LSZH PanMPO Fe | OM3 8-fiber round harness cable assembly, low smoke zero halogen (LSZH) rated, PanMPO female to LC Uniboot 60cm (24 inch),equal breakout 40G to 10G, Std. IL, 22 meters. | PC | 1 | 1 | 1 | 1 | 774.48
07498397875 | FX8RL7NUSQNM023 | OM3 8 Fiber Round Harness LSZH PanMPO Fe | OM3 8-fiber round harness cable assembly, low smoke zero halogen (LSZH) rated, PanMPO female to LC Uniboot 60cm (24 inch),equal breakout 40G to 10G, Std. IL, 23 meters. | PC | 1 | 1 | 1 | 1 | 784.9
07498397883 | FX8RL7NUSQNM024 | OM3 8 Fiber Round Harness LSZH PanMPO Fe | OM3 8-fiber round harness cable assembly, low smoke zero halogen (LSZH) rated, PanMPO female to LC Uniboot 60cm (24 inch),equal breakout 40G to 10G, Std. IL, 24 meters. | PC | 1 | 1 | 1 | 1 | 795.36
07498397889 | FX8RL7NUSQNM025 | OM3 8 Fiber Round Harness LSZH PanMPO Fe | OM3 8-fiber round harness cable assembly, low smoke zero halogen (LSZH) rated, PanMPO female to LC Uniboot 60cm (24 inch),equal breakout 40G to 10G, Std. IL, 25 meters. | PC | 1 | 1 | 1 | 1 | 805.78
07498397893 | FX8RL7NUSQNM026 | OM3 8 Fiber Round Harness LSZH PanMPO Fe | OM3 8-fiber round harness cable assembly, low smoke zero halogen (LSZH) rated, PanMPO female to LC Uniboot 60cm (24 inch),equal breakout 40G to 10G, Std. IL, 26 meters. | PC | 1 | 1 | 1 | 1 | 816.2
07498397897 | FX8RL7NUSQNM027 | OM3 8 Fiber Round Harness LSZH PanMPO Fe | OM3 8-fiber round harness cable assembly, low smoke zero halogen (LSZH) rated, PanMPO female to LC Uniboot 60cm (24 inch),equal breakout 40G to 10G, Std. IL, 27 meters. | PC | 1 | 1 | 1 | 1 | 826.62
07498397901 | FX8RL7NUSQNM028 | OM3 8 Fiber Round Harness LSZH PanMPO Fe | OM3 8-fiber round harness cable assembly, low smoke zero halogen (LSZH) rated, PanMPO female to LC Uniboot 60cm (24 inch),equal breakout 40G to 10G, Std. IL, 28 meters. | PC | 1 | 1 | 1 | 1 | 837.04
07498398017 | FX8RL7NUSQNM029 | OM3 8 Fiber Round Harness LSZH PanMPO Fe | OM3 8-fiber round harness cable assembly, low smoke zero halogen (LSZH) rated, PanMPO male to LC Uniboot 60cm (24 inch),equal breakout, Std. IL, 29 meters. | PC | 1 | 1 | 1 | 1 | 847.46
07498398019 | FX8RL7NUSQNM030 | OM3 8 Fiber Round Harness LSZH PanMPO Fe | OM3 8-fiber round harness cable assembly, low smoke zero halogen (LSZH) rated, PanMPO male to LC Uniboot 60cm (24 inch),equal breakout, Std. IL. | PC | 1 | 1 | 1 | 1 | 857.9
07498311719 | FX8RL8NQSVNM001 | OM3 8-Fiber Round 4 to 1 Conversion Harn | OM3 8-Fiber Round 4 to 1 Conversion Harness, LSZH, Male PanMPO to LC Push-Pull, 61cm breakout, Optimized IL - 1 meters | PC | 1 | 1 | 1 | 1 | 582.8
07498311754 | FX8RL8NQSVNM002 | OM3 8-Fiber Round 4 to 1 Conversion Harn | OM3 8-Fiber Round 4 to 1 Conversion Harness, LSZH, Male PanMPO to LC Push-Pull, 61cm breakout, Optimized IL - 2 meters | PC | 1 | 1 | 1 | 1 | 593.24
07498311788 | FX8RL8NQSVNM003 | OM3 8-Fiber Round 4 to 1 Conversion Harn | OM3 8-Fiber Round 4 to 1 Conversion Harness, LSZH, Male PanMPO to LC Push-Pull, 61cm breakout, Optimized IL - 3 meters | PC | 1 | 1 | 1 | 1 | 603.66
07498311801 | FX8RL8NQSVNM004 | OM3 8-Fiber Round 4 to 1 Conversion Harn | OM3 8-Fiber Round 4 to 1 Conversion Harness, LSZH, Male PanMPO to LC Push-Pull, 61cm breakout, Optimized IL - 4 meters | PC | 1 | 1 | 1 | 1 | 614.08
07498311848 | FX8RL8NQSVNM005 | OM3 8-Fiber Round 4 to 1 Conversion Harn | OM3 8-Fiber Round 4 to 1 Conversion Harness, LSZH, Male PanMPO to LC Push-Pull, 61cm breakout, Optimized IL - 5 meters | PC | 1 | 1 | 1 | 1 | 624.52
07498311861 | FX8RL8NQSVNM006 | OM3 8-Fiber Round 4 to 1 Conversion Harn | OM3 8-Fiber Round 4 to 1 Conversion Harness, LSZH, Male PanMPO to LC Push-Pull, 61cm breakout, Optimized IL - 6 meters | PC | 1 | 1 | 1 | 1 | 634.94
07498311874 | FX8RL8NQSVNM007 | OM3 8-Fiber Round 4 to 1 Conversion Harn | OM3 8-Fiber Round 4 to 1 Conversion Harness, LSZH, Male PanMPO to LC Push-Pull, 61cm breakout, Optimized IL - 7 meters | PC | 1 | 1 | 1 | 1 | 645.34
07498311888 | FX8RL8NQSVNM008 | OM3 8-Fiber Round 4 to 1 Conversion Harn | OM3 8-Fiber Round 4 to 1 Conversion Harness, LSZH, Male PanMPO to LC Push-Pull, 61cm breakout, Optimized IL - 8 meters | PC | 1 | 1 | 1 | 1 | 655.78
07498311913 | FX8RL8NQSVNM009 | OM3 8-Fiber Round 4 to 1 Conversion Harn | OM3 8-Fiber Round 4 to 1 Conversion Harness, LSZH, Male PanMPO to LC Push-Pull, 61cm breakout, Optimized IL - 9 meters | PC | 1 | 1 | 1 | 1 | 666.2
07498311926 | FX8RL8NQSVNM010 | OM3 8-Fiber Round 4 to 1 Conversion Harn | OM3 8-Fiber Round 4 to 1 Conversion Harness, LSZH, Male PanMPO to LC Push-Pull, 61cm breakout, Optimized IL - 10 meters | PC | 1 | 1 | 1 | 1 | 676.62
07498311744 | FX8RL8NQSVNM1.5 | OM3 8-Fiber Round 4 to 1 Conversion Harn | OM3 8-Fiber Round 4 to 1 Conversion Harness, LSZH, Male PanMPO to LC Push-Pull, 61cm breakout, Optimized IL - 1.5 meters | PC | 1 | 1 | 1 | 1 | 588.02
07498311755 | FX8RL8NQSVNM2.5 | OM3 8-Fiber Round 4 to 1 Conversion Harn | OM3 8-Fiber Round 4 to 1 Conversion Harness, LSZH, Male PanMPO to LC Push-Pull, 61cm breakout, Optimized IL - 2.5 meters | PC | 1 | 1 | 1 | 1 | 598.46
07498311795 | FX8RL8NQSVNM3.5 | OM3 8-Fiber Round 4 to 1 Conversion Harn | OM3 8-Fiber Round 4 to 1 Conversion Harness, LSZH, Male PanMPO to LC Push-Pull, 61cm breakout, Optimized IL - 3.5 meters | PC | 1 | 1 | 1 | 1 | 608.88
07498311808 | FX8RL8NQSVNM4.5 | OM3 8-Fiber Round 4 to 1 Conversion Harn | OM3 8-Fiber Round 4 to 1 Conversion Harness, LSZH, Male PanMPO to LC Push-Pull, 61cm breakout, Optimized IL - 4.5 meters | PC | 1 | 1 | 1 | 1 | 619.32
61305617923 | FX8RLJNJNXNM001 | OM38-Fbr,Intr,LSZH,PanMPO,A,AQ,1M,RL | OM3 8 fiber, Interconnect, LSZH, PanMPO Female to PanMPO Female, Method A, Optimized IL, 1 Meters, Aqua | PC | 1 | 1 | 1 | 1 | 392.6
61305617924 | FX8RLJNJNXNM002 | OM38-Fbr,Intr,LSZH,PanMPO,A,AQ,2M,RL | OM3 8 fiber, Interconnect, LSZH, PanMPO Female to PanMPO Female, Method A, Optimized IL, 2 Meters, Aqua | PC | 1 | 1 | 1 | 1 | 400.02
61305617925 | FX8RLJNJNXNM003 | OM38-Fbr,Intr,LSZH,PanMPO,A,AQ,3M,RL | OM3 8 fiber, Interconnect, LSZH, PanMPO Female to PanMPO Female, Method A, Optimized IL, 3 Meters, Aqua | PC | 1 | 1 | 1 | 1 | 407.48
61305617926 | FX8RLJNJNXNM004 | OM38-Fbr,Intr,LSZH,PanMPO,A,AQ,4M,RL | OM3 8 fiber, Interconnect, LSZH, PanMPO Female to PanMPO Female, Method A, Optimized IL, 4 Meters, Aqua | PC | 1 | 1 | 1 | 1 | 414.9
61305617927 | FX8RLJNJNXNM005 | OM38-Fbr,Intr,LSZH,PanMPO,A,AQ,5M,RL | OM3 8 fiber, Interconnect, LSZH, PanMPO Female to PanMPO Female, Method A, Optimized IL, 5 Meters, Aqua | PC | 1 | 1 | 1 | 1 | 422.32
61305617928 | FX8RLJNJNXNM006 | OM38-Fbr,Intr,LSZH,PanMPO,A,AQ,6M,RL | OM3 8 fiber, Interconnect, LSZH, PanMPO Female to PanMPO Female, Method A, Optimized IL, 6 Meters, Aqua | PC | 1 | 1 | 1 | 1 | 429.74
61305617929 | FX8RLJNJNXNM007 | OM38-Fbr,Intr,LSZH,PanMPO,A,AQ,7M,RL | OM3 8 fiber, Interconnect, LSZH, PanMPO Female to PanMPO Female, Method A, Optimized IL, 7 Meters, Aqua | PC | 1 | 1 | 1 | 1 | 437.2
61305617930 | FX8RLJNJNXNM008 | OM38-Fbr,Intr,LSZH,PanMPO,A,AQ,8M,RL | OM3 8 fiber, Interconnect, LSZH, PanMPO Female to PanMPO Female, Method A, Optimized IL, 8 Meters, Aqua | PC | 1 | 1 | 1 | 1 | 444.62
61305617934 | FX8RLJNJNXNM009 | OM38-Fbr,Intr,LSZH,PanMPO,A,AQ,9M,RL | OM3 8 fiber, Interconnect, LSZH, PanMPO Female to PanMPO Female, Method A, Optimized IL, 9 Meters, Aqua | PC | 1 | 1 | 1 | 1 | 452.04
61305617935 | FX8RLJNJNXNM010 | OM38-Fbr,Intr,LSZH,A,AQ,10M,RL | OM3 8 fiber, Interconnect, LSZH, PanMPO Female to PanMPO Female, Method A, Optimized IL, 10 Meters, Aqua | PC | 1 | 1 | 1 | 1 | 459.48
61305617936 | FX8RLJNJNXNM011 | OM38-Fbr,Intr,LSZH,A,AQ,11M,RL | OM3 8 fiber, Interconnect, LSZH, PanMPO Female to PanMPO Female, Method A, Optimized IL, 11 Meters, Aqua | PC | 1 | 1 | 1 | 1 | 466.92
61305617937 | FX8RLJNJNXNM012 | OM38-Fbr,Intr,LSZH,A,AQ,12M,RL | OM3 8 fiber, Interconnect, LSZH, PanMPO Female to PanMPO Female, Method A, Optimized IL, 12 Meters, Aqua | PC | 1 | 1 | 1 | 1 | 474.34
61305617938 | FX8RLJNJNXNM013 | OM38-Fbr,Intr,LSZH,A,AQ,13M,RL | OM3 8 fiber, Interconnect, LSZH, PanMPO Female to PanMPO Female, Method A, Optimized IL, 13 Meters, Aqua | PC | 1 | 1 | 1 | 1 | 481.76
61305617939 | FX8RLJNJNXNM014 | OM38-Fbr,Intr,LSZH,A,AQ,14M,RL | OM3 8 fiber, Interconnect, LSZH, PanMPO Female to PanMPO Female, Method A, Optimized IL, 14 Meters, Aqua | PC | 1 | 1 | 1 | 1 | 489.2
61305617940 | FX8RLJNJNXNM015 | OM38-Fbr,Intr,LSZH,A,AQ,15M,RL | OM3 8 fiber, Interconnect, LSZH, PanMPO Female to PanMPO Female, Method A, Optimized IL, 15 Meters, Aqua | PC | 1 | 1 | 1 | 1 | 496.64
61305617931 | FX8RLJNJNXNM016 | OM38-Fbr,Intr,LSZH,A,AQ,16M,RL | OM3 8 fiber, Interconnect, LSZH, PanMPO Female to PanMPO Female, Method A, Optimized IL, 16 Meters, Aqua | PC | 1 | 1 | 1 | 1 | 504.06
61305617932 | FX8RLJNJNXNM017 | OM38-Fbr,Intr,LSZH,A,AQ,17M,RL | OM3 8 fiber, Interconnect, LSZH, PanMPO Female to PanMPO Female, Method A, Optimized IL, 17 Meters, Aqua | PC | 1 | 1 | 1 | 1 | 511.5
61305617933 | FX8RLJNJNXNM018 | OM38-Fbr,Intr,LSZH,A,AQ,18M,RL | OM3 8 fiber, Interconnect, LSZH, PanMPO Female to PanMPO Female, Method A, Optimized IL, 18 Meters, Aqua | PC | 1 | 1 | 1 | 1 | 518.94
61305617941 | FX8RLJNJNXNM019 | OM38-Fbr,Intr,LSZH,A,AQ,19M,RL | OM3 8 fiber, Interconnect, LSZH, PanMPO Female to PanMPO Female, Method A, Optimized IL, 19 Meters, Aqua | PC | 1 | 1 | 1 | 1 | 526.36
61305617942 | FX8RLJNJNXNM020 | OM38-Fbr,Intr,LSZH,A,AQ,20M,RL | OM3 8 fiber, Interconnect, LSZH, PanMPO Female to PanMPO Female, Method A, Optimized IL, 20 Meters, Aqua | PC | 1 | 1 | 1 | 1 | 533.8
61305617943 | FX8RLJNJNXNM021 | OM38-Fbr,Intr,LSZH,A,AQ,21M,RL | OM3 8 fiber, Interconnect, LSZH, PanMPO Female to PanMPO Female, Method A, Optimized IL, 21 Meters, Aqua | PC | 1 | 1 | 1 | 1 | 541.22
61305617944 | FX8RLJNJNXNM022 | OM38-Fbr,Intr,LSZH,A,AQ,22M,RL | OM3 8 fiber, Interconnect, LSZH, PanMPO Female to PanMPO Female, Method A, Optimized IL, 22 Meters, Aqua | PC | 1 | 1 | 1 | 1 | 548.66
61305617945 | FX8RLJNJNXNM023 | OM38-Fbr,Intr,LSZH,A,AQ,23M,RL | OM3 8 fiber, Interconnect, LSZH, PanMPO Female to PanMPO Female, Method A, Optimized IL, 23 Meters, Aqua | PC | 1 | 1 | 1 | 1 | 556.08
61305617946 | FX8RLJNJNXNM024 | OM38-Fbr,Intr,LSZH,A,AQ,24M,RL | OM3 8 fiber, Interconnect, LSZH, PanMPO Female to PanMPO Female, Method A, Optimized IL, 24 Meters, Aqua | PC | 1 | 1 | 1 | 1 | 563.52
61305617947 | FX8RLJNJNXNM025 | OM38-Fbr,Intr,LSZH,A,AQ,25M,RL | OM3 8 fiber, Interconnect, LSZH, PanMPO Female to PanMPO Female, Method A, Optimized IL, 25 Meters, Aqua | PC | 1 | 1 | 1 | 1 | 570.94
61305617948 | FX8RLJNJNXNM026 | OM38-Fbr,Intr,LSZH,A,AQ,26M,RL | OM3 8 fiber, Interconnect, LSZH, PanMPO Female to PanMPO Female, Method A, Optimized IL, 26 Meters, Aqua | PC | 1 | 1 | 1 | 1 | 578.38
61305617949 | FX8RLJNJNXNM027 | OM38-Fbr,Intr,LSZH,A,AQ,27M,RL | OM3 8 fiber, Interconnect, LSZH, PanMPO Female to PanMPO Female, Method A, Optimized IL, 27 Meters, Aqua | PC | 1 | 1 | 1 | 1 | 585.82
61305617950 | FX8RLJNJNXNM028 | OM38-Fbr,Intr,LSZH,A,AQ,28M,RL | OM3 8 fiber, Interconnect, LSZH, PanMPO Female to PanMPO Female, Method A, Optimized IL, 28 Meters, Aqua | PC | 1 | 1 | 1 | 1 | 593.24
61305617951 | FX8RLJNJNXNM029 | OM38-Fbr,Intr,LSZH,A,AQ,29M,RL | OM3 8 fiber, Interconnect, LSZH, PanMPO Female to PanMPO Female, Method A, Optimized IL, 29 Meters, Aqua | PC | 1 | 1 | 1 | 1 | 600.66
61305617952 | FX8RLJNJNXNM030 | OM38-Fbr,Intr,LSZH,A,AQ,30M,RL | OM3 8 fiber, Interconnect, LSZH, PanMPO Female to PanMPO Female, Method A, Optimized IL, 30 Meters, Aqua | PC | 1 | 1 | 1 | 1 | 608.1
61305617953 | FX8RLJNJNYNM001 | OM38-Fbr,Intr,LSZH,PanMPO,B,AQ,1M,RL | OM3 8 fiber, Interconnect, LSZH, PanMPO Female to PanMPO Female, Method B, Optimized IL, 1 Meters, Aqua | PC | 1 | 1 | 1 | 1 | 392.6
61305617954 | FX8RLJNJNYNM002 | OM38-Fbr,Intr,LSZH,PanMPO,B,AQ,2M,RL | OM3 8 fiber, Interconnect, LSZH, PanMPO Female to PanMPO Female, Method B, Optimized IL, 2 Meters, Aqua | PC | 1 | 1 | 1 | 1 | 400.02
61305617955 | FX8RLJNJNYNM003 | OM38-Fbr,Intr,LSZH,PanMPO,B,AQ,3M,RL | OM3 8 fiber, Interconnect, LSZH, PanMPO Female to PanMPO Female, Method B, Optimized IL, 3 Meters, Aqua | PC | 1 | 1 | 1 | 1 | 407.48
61305617956 | FX8RLJNJNYNM004 | OM38-Fbr,Intr,LSZH,PanMPO,B,AQ,4M,RL | OM3 8 fiber, Interconnect, LSZH, PanMPO Female to PanMPO Female, Method B, Optimized IL, 4 Meters, Aqua | PC | 1 | 1 | 1 | 1 | 414.9
61305617957 | FX8RLJNJNYNM005 | OM38-Fbr,Intr,LSZH,PanMPO,B,AQ,5M,RL | OM3 8 fiber, Interconnect, LSZH, PanMPO Female to PanMPO Female, Method B, Optimized IL, 5 Meters, Aqua | PC | 1 | 1 | 1 | 1 | 422.32
61305617958 | FX8RLJNJNYNM006 | OM38-Fbr,Intr,LSZH,PanMPO,B,AQ,6M,RL | OM3 8 fiber, Interconnect, LSZH, PanMPO Female to PanMPO Female, Method B, Optimized IL, 6 Meters, Aqua | PC | 1 | 1 | 1 | 1 | 429.74
61305617959 | FX8RLJNJNYNM007 | OM38-Fbr,Intr,LSZH,PanMPO,B,AQ,7M,RL | OM3 8 fiber, Interconnect, LSZH, PanMPO Female to PanMPO Female, Method B, Optimized IL, 7 Meters, Aqua | PC | 1 | 1 | 1 | 1 | 437.2
61305617960 | FX8RLJNJNYNM008 | OM38-Fbr,Intr,LSZH,PanMPO,B,AQ,8M,RL | OM3 8 fiber, Interconnect, LSZH, PanMPO Female to PanMPO Female, Method B, Optimized IL, 8 Meters, Aqua | PC | 1 | 1 | 1 | 1 | 444.62
61305617961 | FX8RLJNJNYNM009 | OM38-Fbr,Intr,LSZH,PanMPO,B,AQ,9M,RL | OM3 8 fiber, Interconnect, LSZH, PanMPO Female to PanMPO Female, Method B, Optimized IL, 9 Meters, Aqua | PC | 1 | 1 | 1 | 1 | 452.04
61305617962 | FX8RLJNJNYNM010 | OM38-Fbr,Intr,LSZH,B,AQ,10M,RL | OM3 8 fiber, Interconnect, LSZH, PanMPO Female to PanMPO Female, Method B, Optimized IL, 10 Meters, Aqua | PC | 1 | 1 | 1 | 1 | 459.48
61305617963 | FX8RLJNJNYNM011 | OM38-Fbr,Intr,LSZH,B,AQ,11M,RL | OM3 8 fiber, Interconnect, LSZH, PanMPO Female to PanMPO Female, Method B, Optimized IL, 11 Meters, Aqua | PC | 1 | 1 | 1 | 1 | 466.92
61305617964 | FX8RLJNJNYNM012 | OM38-Fbr,Intr,LSZH,B,AQ,12M,RL | OM3 8 fiber, Interconnect, LSZH, PanMPO Female to PanMPO Female, Method B, Optimized IL, 12 Meters, Aqua | PC | 1 | 1 | 1 | 1 | 474.34
61305617965 | FX8RLJNJNYNM013 | OM38-Fbr,Intr,LSZH,B,AQ,13M,RL | OM3 8 fiber, Interconnect, LSZH, PanMPO Female to PanMPO Female, Method B, Optimized IL, 13 Meters, Aqua | PC | 1 | 1 | 1 | 1 | 481.76
61305617966 | FX8RLJNJNYNM014 | OM38-Fbr,Intr,LSZH,B,AQ,14M,RL | OM3 8 fiber, Interconnect, LSZH, PanMPO Female to PanMPO Female, Method B, Optimized IL, 14 Meters, Aqua | PC | 1 | 1 | 1 | 1 | 489.2
61305617967 | FX8RLJNJNYNM015 | OM38-Fbr,Intr,LSZH,B,AQ,15M,RL | OM3 8 fiber, Interconnect, LSZH, PanMPO Female to PanMPO Female, Method B, Optimized IL, 15 Meters, Aqua | PC | 1 | 1 | 1 | 1 | 496.64
61305617968 | FX8RLJNJNYNM016 | OM38-Fbr,Intr,LSZH,B,AQ,16M,RL | OM3 8 fiber, Interconnect, LSZH, PanMPO Female to PanMPO Female, Method B, Optimized IL, 16 Meters, Aqua | PC | 1 | 1 | 1 | 1 | 504.06
61305617969 | FX8RLJNJNYNM017 | OM38-Fbr,Intr,LSZH,B,AQ,17M,RL | OM3 8 fiber, Interconnect, LSZH, PanMPO Female to PanMPO Female, Method B, Optimized IL, 17 Meters, Aqua | PC | 1 | 1 | 1 | 1 | 511.5
61305617970 | FX8RLJNJNYNM018 | OM38-Fbr,Intr,LSZH,B,AQ,18M,RL | OM3 8 fiber, Interconnect, LSZH, PanMPO Female to PanMPO Female, Method B, Optimized IL, 18 Meters, Aqua | PC | 1 | 1 | 1 | 1 | 518.94
61305617971 | FX8RLJNJNYNM019 | OM38-Fbr,Intr,LSZH,B,AQ,19M,RL | OM3 8 fiber, Interconnect, LSZH, PanMPO Female to PanMPO Female, Method B, Optimized IL, 19 Meters, Aqua | PC | 1 | 1 | 1 | 1 | 526.36
61305617972 | FX8RLJNJNYNM020 | OM38-Fbr,Intr,LSZH,B,AQ,20M,RL | OM3 8 fiber, Interconnect, LSZH, PanMPO Female to PanMPO Female, Method B, Optimized IL, 20 Meters, Aqua | PC | 1 | 1 | 1 | 1 | 533.8
61305617973 | FX8RLJNJNYNM021 | OM38-Fbr,Intr,LSZH,B,AQ,21M,RL | OM3 8 fiber, Interconnect, LSZH, PanMPO Female to PanMPO Female, Method B, Optimized IL, 21 Meters, Aqua | PC | 1 | 1 | 1 | 1 | 541.22
61305617974 | FX8RLJNJNYNM022 | OM38-Fbr,Intr,LSZH,B,AQ,22M,RL | OM3 8 fiber, Interconnect, LSZH, PanMPO Female to PanMPO Female, Method B, Optimized IL, 22 Meters, Aqua | PC | 1 | 1 | 1 | 1 | 548.66
61305617975 | FX8RLJNJNYNM023 | OM38-Fbr,Intr,LSZH,B,AQ,23M,RL | OM3 8 fiber, Interconnect, LSZH, PanMPO Female to PanMPO Female, Method B, Optimized IL, 23 Meters, Aqua | PC | 1 | 1 | 1 | 1 | 556.08
61305617976 | FX8RLJNJNYNM024 | OM38-Fbr,Intr,LSZH,B,AQ,24M,RL | OM3 8 fiber, Interconnect, LSZH, PanMPO Female to PanMPO Female, Method B, Optimized IL, 24 Meters, Aqua | PC | 1 | 1 | 1 | 1 | 563.52
61305617977 | FX8RLJNJNYNM025 | OM38-Fbr,Intr,LSZH,B,AQ,25M,RL | OM3 8 fiber, Interconnect, LSZH, PanMPO Female to PanMPO Female, Method B, Optimized IL, 25 Meters, Aqua | PC | 1 | 1 | 1 | 1 | 570.94
61305617978 | FX8RLJNJNYNM026 | OM38-Fbr,Intr,LSZH,B,AQ,26M,RL | OM3 8 fiber, Interconnect, LSZH, PanMPO Female to PanMPO Female, Method B, Optimized IL, 26 Meters, Aqua | PC | 1 | 1 | 1 | 1 | 578.38
61305617979 | FX8RLJNJNYNM027 | OM38-Fbr,Intr,LSZH,B,AQ,27M,RL | OM3 8 fiber, Interconnect, LSZH, PanMPO Female to PanMPO Female, Method B, Optimized IL, 27 Meters, Aqua | PC | 1 | 1 | 1 | 1 | 585.82
61305617980 | FX8RLJNJNYNM028 | OM38-Fbr,Intr,LSZH,B,AQ,28M,RL | OM3 8 fiber, Interconnect, LSZH, PanMPO Female to PanMPO Female, Method B, Optimized IL, 28 Meters, Aqua | PC | 1 | 1 | 1 | 1 | 593.24
61305617981 | FX8RLJNJNYNM029 | OM38-Fbr,Intr,LSZH,B,AQ,29M,RL | OM3 8 fiber, Interconnect, LSZH, PanMPO Female to PanMPO Female, Method B, Optimized IL, 29 Meters, Aqua | PC | 1 | 1 | 1 | 1 | 600.66
61305617982 | FX8RLJNJNYNM030 | OM38-Fbr,Intr,LSZH,B,AQ,30M,RL | OM3 8 fiber, Interconnect, LSZH, PanMPO Female to PanMPO Female, Method B, Optimized IL, 30 Meters, Aqua | PC | 1 | 1 | 1 | 1 | 608.1
07498309979 | FX8RP7NQSVNF003 | OM3 8-Fiber Round 4 to 1 Conversion Harn | OM3 8-Fiber Round 4 to 1 Conversion Harness, Plenum, Female PanMPO to LC Push-Pull, 24-inch breakout, Optimized IL - 3 feet | PC | 1 | 1 | 1 | 1 | 581.92
07498309983 | FX8RP7NQSVNF004 | OM3 8-Fiber Round 4 to 1 Conversion Harn | OM3 8-Fiber Round 4 to 1 Conversion Harness, Plenum, Female PanMPO to LC Push-Pull, 24-inch breakout, Optimized IL - 4 feet | PC | 1 | 1 | 1 | 1 | 585.1
07498309984 | FX8RP7NQSVNF005 | OM3 8-Fiber Round 4 to 1 Conversion Harn | OM3 8-Fiber Round 4 to 1 Conversion Harness, Plenum, Female PanMPO to LC Push-Pull, 24-inch breakout, Optimized IL - 5 feet | PC | 1 | 1 | 1 | 1 | 588.28
07498309986 | FX8RP7NQSVNF006 | OM3 8-Fiber Round 4 to 1 Conversion Harn | OM3 8-Fiber Round 4 to 1 Conversion Harness, Plenum, Female PanMPO to LC Push-Pull, 24-inch breakout, Optimized IL - 6 feet | PC | 1 | 1 | 1 | 1 | 591.44
07498309988 | FX8RP7NQSVNF007 | OM3 8-Fiber Round 4 to 1 Conversion Harn | OM3 8-Fiber Round 4 to 1 Conversion Harness, Plenum, Female PanMPO to LC Push-Pull, 24-inch breakout, Optimized IL - 7 feet | PC | 1 | 1 | 1 | 1 | 594.64
07498309993 | FX8RP7NQSVNF008 | OM3 8-Fiber Round 4 to 1 Conversion Harn | OM3 8-Fiber Round 4 to 1 Conversion Harness, Plenum, Female PanMPO to LC Push-Pull, 24-inch breakout, Optimized IL - 8 feet | PC | 1 | 1 | 1 | 1 | 597.84
07498310003 | FX8RP7NQSVNF009 | OM3 8-Fiber Round 4 to 1 Conversion Harn | OM3 8-Fiber Round 4 to 1 Conversion Harness, Plenum, Female PanMPO to LC Push-Pull, 24-inch breakout, Optimized IL - 9 feet | PC | 1 | 1 | 1 | 1 | 601
07498310013 | FX8RP7NQSVNF010 | OM3 8-Fiber Round 4 to 1 Conversion Harn | OM3 8-Fiber Round 4 to 1 Conversion Harness, Plenum, Female PanMPO to LC Push-Pull, 24-inch breakout, Optimized IL - 10 feet | PC | 1 | 1 | 1 | 1 | 604.18
07498310019 | FX8RP7NQSVNF011 | OM3 8-Fiber Round 4 to 1 Conversion Harn | OM3 8-Fiber Round 4 to 1 Conversion Harness, Plenum, Female PanMPO to LC Push-Pull, 24-inch breakout, Optimized IL - 11 feet | PC | 1 | 1 | 1 | 1 | 607.34
07498310023 | FX8RP7NQSVNF012 | OM3 8-Fiber Round 4 to 1 Conversion Harn | OM3 8-Fiber Round 4 to 1 Conversion Harness, Plenum, Female PanMPO to LC Push-Pull, 24-inch breakout, Optimized IL - 12 feet | PC | 1 | 1 | 1 | 1 | 610.54
07498310171 | FX8RP7NQSVNF013 | OM3 8-Fiber Round 4 to 1 Conversion Harn | OM3 8-Fiber Round 4 to 1 Conversion Harness, Plenum, Female PanMPO to LC Push-Pull, 24-inch breakout, Optimized IL - 13 feet | PC | 1 | 1 | 1 | 1 | 613.72
07498310172 | FX8RP7NQSVNF014 | OM3 8-Fiber Round 4 to 1 Conversion Harn | OM3 8-Fiber Round 4 to 1 Conversion Harness, Plenum, Female PanMPO to LC Push-Pull, 24-inch breakout, Optimized IL - 14 feet | PC | 1 | 1 | 1 | 1 | 616.88
07498310173 | FX8RP7NQSVNF015 | OM3 8-Fiber Round 4 to 1 Conversion Harn | OM3 8-Fiber Round 4 to 1 Conversion Harness, Plenum, Female PanMPO to LC Push-Pull, 24-inch breakout, Optimized IL - 15 feet | PC | 1 | 1 | 1 | 1 | 620.08
07498310174 | FX8RP7NQSVNF016 | OM3 8-Fiber Round 4 to 1 Conversion Harn | OM3 8-Fiber Round 4 to 1 Conversion Harness, Plenum, Female PanMPO to LC Push-Pull, 24-inch breakout, Optimized IL - 16 feet | PC | 1 | 1 | 1 | 1 | 623.26
07498310175 | FX8RP7NQSVNF017 | OM3 8-Fiber Round 4 to 1 Conversion Harn | OM3 8-Fiber Round 4 to 1 Conversion Harness, Plenum, Female PanMPO to LC Push-Pull, 24-inch breakout, Optimized IL - 17 feet | PC | 1 | 1 | 1 | 1 | 626.44
07498310177 | FX8RP7NQSVNF018 | OM3 8-Fiber Round 4 to 1 Conversion Harn | OM3 8-Fiber Round 4 to 1 Conversion Harness, Plenum, Female PanMPO to LC Push-Pull, 24-inch breakout, Optimized IL - 18 feet | PC | 1 | 1 | 1 | 1 | 629.62
07498310251 | FX8RP7NQSVNF019 | OM3 8-Fiber Round 4 to 1 Conversion Harn | OM3 8-Fiber Round 4 to 1 Conversion Harness, Plenum, Female PanMPO to LC Push-Pull, 24-inch breakout, Optimized IL - 19 feet | PC | 1 | 1 | 1 | 1 | 632.8
07498310292 | FX8RP7NQSVNF020 | OM3 8-Fiber Round 4 to 1 Conversion Harn | OM3 8-Fiber Round 4 to 1 Conversion Harness, Plenum, Female PanMPO to LC Push-Pull, 24-inch breakout, Optimized IL - 20 feet | PC | 1 | 1 | 1 | 1 | 635.98
07498310350 | FX8RP7NQSVNF021 | OM3 8-Fiber Round 4 to 1 Conversion Harn | OM3 8-Fiber Round 4 to 1 Conversion Harness, Plenum, Female PanMPO to LC Push-Pull, 24-inch breakout, Optimized IL - 21 feet | PC | 1 | 1 | 1 | 1 | 639.14
07498310352 | FX8RP7NQSVNF022 | OM3 8-Fiber Round 4 to 1 Conversion Harn | OM3 8-Fiber Round 4 to 1 Conversion Harness, Plenum, Female PanMPO to LC Push-Pull, 24-inch breakout, Optimized IL - 22 feet | PC | 1 | 1 | 1 | 1 | 642.34
07498310409 | FX8RP7NQSVNF023 | OM3 8-Fiber Round 4 to 1 Conversion Harn | OM3 8-Fiber Round 4 to 1 Conversion Harness, Plenum, Female PanMPO to LC Push-Pull, 24-inch breakout, Optimized IL - 23 feet | PC | 1 | 1 | 1 | 1 | 645.52
07498310420 | FX8RP7NQSVNF024 | OM3 8-Fiber Round 4 to 1 Conversion Harn | OM3 8-Fiber Round 4 to 1 Conversion Harness, Plenum, Female PanMPO to LC Push-Pull, 24-inch breakout, Optimized IL - 24 feet | PC | 1 | 1 | 1 | 1 | 648.68
07498310434 | FX8RP7NQSVNF025 | OM3 8-Fiber Round 4 to 1 Conversion Harn | OM3 8-Fiber Round 4 to 1 Conversion Harness, Plenum, Female PanMPO to LC Push-Pull, 24-inch breakout, Optimized IL - 25 feet | PC | 1 | 1 | 1 | 1 | 651.88
07498310475 | FX8RP7NQSVNF026 | OM3 8-Fiber Round 4 to 1 Conversion Harn | OM3 8-Fiber Round 4 to 1 Conversion Harness, Plenum, Female PanMPO to LC Push-Pull, 24-inch breakout, Optimized IL - 26 feet | PC | 1 | 1 | 1 | 1 | 655.06
07498310489 | FX8RP7NQSVNF027 | OM3 8-Fiber Round 4 to 1 Conversion Harn | OM3 8-Fiber Round 4 to 1 Conversion Harness, Plenum, Female PanMPO to LC Push-Pull, 24-inch breakout, Optimized IL - 27 feet | PC | 1 | 1 | 1 | 1 | 658.24
07498310493 | FX8RP7NQSVNF028 | OM3 8-Fiber Round 4 to 1 Conversion Harn | OM3 8-Fiber Round 4 to 1 Conversion Harness, Plenum, Female PanMPO to LC Push-Pull, 24-inch breakout, Optimized IL - 28 feet | PC | 1 | 1 | 1 | 1 | 661.42
07498310502 | FX8RP7NQSVNF029 | OM3 8-Fiber Round 4 to 1 Conversion Harn | OM3 8-Fiber Round 4 to 1 Conversion Harness, Plenum, Female PanMPO to LC Push-Pull, 24-inch breakout, Optimized IL - 29 feet | PC | 1 | 1 | 1 | 1 | 664.6
07498310505 | FX8RP7NQSVNF030 | OM3 8-Fiber Round 4 to 1 Conversion Harn | OM3 8-Fiber Round 4 to 1 Conversion Harness, Plenum, Female PanMPO to LC Push-Pull, 24-inch breakout, Optimized IL - 30 feet | PC | 1 | 1 | 1 | 1 | 667.78
07498398023 | FX8RP7NUSQNF003 | OM3,8-Fiber,Harness,PanMPO-LC,3ft | OM3 8 fiber round harness plenum PanMPO female To LC Uniboot 60cm (24 inch) equal breakout 40G to 10G Std. IL - 3 feet. | PC | 1 | 1 | 1 | 1 | 554.68
07498398024 | FX8RP7NUSQNF004 | OM3,8-Fiber,Harness,PanMPO-LC,4ft | OM3 8 fiber round harness plenum PanMPO female To LC Uniboot 60cm (24 inch) equal breakout 40G to 10G Std. IL - 4 feet. | PC | 1 | 1 | 1 | 1 | 557.84
07498398025 | FX8RP7NUSQNF005 | OM3,8-Fiber,Harness,PanMPO-LC,5ft | OM3 8 fiber round harness plenum PanMPO female To LC Uniboot 60cm (24 inch) equal breakout 40G to 10G Std. IL - 5 feet | PC | 1 | 1 | 1 | 1 | 561.02
07498398033 | FX8RP7NUSQNF006 | OM3,8-Fiber,Harness,PanMPO-LC,6ft | OM3 8 fiber round harness plenum PanMPO female To LC Uniboot 60cm (24 inch) equal breakout 40G to 10G Std. IL - 6 feet. | PC | 1 | 1 | 1 | 1 | 564.2
07498398087 | FX8RP7NUSQNF007 | OM3,8-Fiber,Harness,PanMPO-LC,7ft | OM3 8 fiber round harness plenum PanMPO female To LC Uniboot 60cm (24 inch) equal breakout 40G to 10G Std. IL -7 feet. | PC | 1 | 1 | 1 | 1 | 567.38
07498398092 | FX8RP7NUSQNF008 | OM3,8-Fiber,Harness,PanMPO-LC,8ft | OM3 8 fiber round harness plenum PanMPO female To LC Uniboot 60cm (24 inch) equal breakout 40G to 10G Std. IL - 8 feet. | PC | 1 | 1 | 1 | 1 | 570.56
07498398095 | FX8RP7NUSQNF009 | OM3,8-Fiber,Harness,PanMPO-LC,9ft | OM3 8 fiber round harness plenum PanMPO female To LC Uniboot 60cm (24 inch) equal breakout 40G to 10G Std. IL - 9 feet. | PC | 1 | 1 | 1 | 1 | 573.74
07498398096 | FX8RP7NUSQNF010 | OM3,8-Fiber,Harness,PanMPO-LC,10ft | OM3 8 fiber round harness plenum PanMPO female To LC Uniboot 60cm (24 inch) equal breakout 40G to 10G Std. IL - 10 feet. | PC | 1 | 1 | 1 | 1 | 576.92
07498398099 | FX8RP7NUSQNF011 | OM3,8-Fiber,Harness,PanMPO-LC,11ft | OM3 8 fiber round harness plenum PanMPO female To LC Uniboot 60cm (24 inch) equal breakout 40G to 10G Std. IL - 11 feet. | PC | 1 | 1 | 1 | 1 | 580.12
07498398171 | FX8RP7NUSQNF012 | OM3,8-Fiber,Harness,PanMPO-LC,12ft | OM3 8 fiber round harness plenum PanMPO female To LC Uniboot 60cm (24 inch) equal breakout 40G to 10G Std. IL - 12 feet. | PC | 1 | 1 | 1 | 1 | 583.28
07498398174 | FX8RP7NUSQNF013 | OM3,8-Fiber,Harness,PanMPO-LC,13ft | OM3 8-fiber round harness cable assembly, low smoke zero halogen (LSZH) rated, PanMPO female to LC Uniboot 60cm (24 inch),equal breakout 40G to 10G, Std. IL, 13 feet. | PC | 1 | 1 | 1 | 1 | 586.48
07498398175 | FX8RP7NUSQNF014 | OM3,8-Fiber,Harness,PanMPO-LC,14ft | OM3 8 fiber round harness plenum PanMPO female To LC Uniboot 60cm (24 inch) equal breakout 40G to 10G Std. IL - 14 feet. | PC | 1 | 1 | 1 | 1 | 589.64
07498398180 | FX8RP7NUSQNF015 | OM3,8-Fiber,Harness,PanMPO-LC,15ft | OM3 8 fiber round harness plenum PanMPO female To LC Uniboot 60cm (24 inch) equal breakout 40G to 10G Std. IL - 15 feet. | PC | 1 | 1 | 1 | 1 | 592.82
07498398181 | FX8RP7NUSQNF016 | OM3,8-Fiber,Harness,PanMPO-LC,16ft | OM3 8 fiber round harness plenum PanMPO female To LC Uniboot 60cm (24 inch) equal breakout 40G to 10G Std. IL - 16 feet. | PC | 1 | 1 | 1 | 1 | 595.98
07498398197 | FX8RP7NUSQNF017 | OM3,8-Fiber,Harness,PanMPO-LC,17ft | OM3 8 fiber round harness plenum PanMPO female To LC Uniboot 60cm (24 inch) equal breakout 40G to 10G Std. IL - 17 feet. | PC | 1 | 1 | 1 | 1 | 599.18
07498398198 | FX8RP7NUSQNF018 | OM3,8-Fiber,Harness,PanMPO-LC,18ft | OM3 8 fiber round harness plenum PanMPO female To LC Uniboot 60cm (24 inch) equal breakout 40G to 10G Std. IL -18 feet. | PC | 1 | 1 | 1 | 1 | 602.36
07498398208 | FX8RP7NUSQNF019 | OM3,8-Fiber,Harness,PanMPO-LC,19ft | OM3 8 fiber round harness plenum PanMPO female To LC Uniboot 60cm (24 inch) equal breakout 40G to 10G Std. IL - 19 feet. | PC | 1 | 1 | 1 | 1 | 605.52
07498398212 | FX8RP7NUSQNF020 | OM3,8-Fiber,Harness,PanMPO-LC,20ft | OM3 8 fiber round harness plenum PanMPO female To LC Uniboot 60cm (24 inch) equal breakout 40G to 10G Std. IL -20 feet. | PC | 1 | 1 | 1 | 1 | 608.74
07498398213 | FX8RP7NUSQNF021 | OM3,8-Fiber,Harness,PanMPO-LC,21ft | OM3 8 fiber round harness plenum PanMPO female To LC Uniboot 60cm (24 inch) equal breakout 40G to 10G Std. IL -21 feet. | PC | 1 | 1 | 1 | 1 | 611.9
07498398214 | FX8RP7NUSQNF022 | OM3,8-Fiber,Harness,PanMPO-LC,22ft | OM3 8 fiber round harness plenum PanMPO female To LC Uniboot 60cm (24 inch) equal breakout 40G to 10G Std. IL -22 feet. | PC | 1 | 1 | 1 | 1 | 615.08
07498398215 | FX8RP7NUSQNF023 | OM3,8-Fiber,Harness,PanMPO-LC,23ft | OM3 8 fiber round harness plenum PanMPO female To LC Uniboot 60cm (24 inch) equal breakout 40G to 10G Std. IL - 23 feet. | PC | 1 | 1 | 1 | 1 | 618.26
07498398222 | FX8RP7NUSQNF024 | OM3,8-Fiber,Harness,PanMPO-LC,24ft | OM3 8 fiber round harness plenum PanMPO female To LC Uniboot 60cm (24 inch) equal breakout 40G to 10G Std. IL - 24 feet. | PC | 1 | 1 | 1 | 1 | 621.44
07498398223 | FX8RP7NUSQNF025 | OM3,8-Fiber,Harness,PanMPO-LC,25ft | OM3 8 fiber round harness plenum PanMPO female To LC Uniboot 60cm (24 inch) equal breakout 40G to 10G Std. IL - 25 feet. | PC | 1 | 1 | 1 | 1 | 624.62
07498398224 | FX8RP7NUSQNF026 | OM3,8-Fiber,Harness,PanMPO-LC,26ft | OM3 8 fiber round harness plenum PanMPO female To LC Uniboot 60cm (24 inch) equal breakout 40G to 10G Std. IL - 26 feet. | PC | 1 | 1 | 1 | 1 | 627.78
07498398232 | FX8RP7NUSQNF027 | OM3,8-Fiber,Harness,PanMPO-LC,27ft | OM3 8 fiber round harness plenum PanMPO female To LC Uniboot 60cm (24 inch) equal breakout 40G to 10G Std. IL - 27 feet. | PC | 1 | 1 | 1 | 1 | 630.98
07498398245 | FX8RP7NUSQNF028 | OM3,8-Fiber,Harness,PanMPO-LC,28ft | OM3 8 fiber round harness plenum PanMPO female To LC Uniboot 60cm (24 inch) equal breakout 40G to 10G Std. IL - 28 feet. | PC | 1 | 1 | 1 | 1 | 634.18
07498398252 | FX8RP7NUSQNF029 | OM3,8-Fiber,Harness,PanMPO-LC,29ft | OM3 8 fiber round harness plenum PanMPO female To LC Uniboot 60cm (24 inch) equal breakout 40G to 10G Std. IL - 29 feet. | PC | 1 | 1 | 1 | 1 | 637.34
07498398255 | FX8RP7NUSQNF030 | OM3,8-Fiber,Harness,PanMPO-LC,30ft | OM3 8 fiber round harness plenum PanMPO female To LC Uniboot 60cm (24 inch) equal breakout 40G to 10G Std. IL - 30 feet. | PC | 1 | 1 | 1 | 1 | 640.52
07498398258 | FX8RP7NUSQNF031 | OM3,8-Fiber,Harness,PanMPO-LC,31ft | OM3 8 fiber round harness plenum PanMPO female To LC Uniboot 60cm (24 inch) equal breakout 40G to 10G Std. IL - 31 feet. | PC | 1 | 1 | 1 | 1 | 643.7
07498398259 | FX8RP7NUSQNF032 | OM3,8-Fiber,Harness,PanMPO-LC,32ft | OM3 8 fiber round harness plenum PanMPO female To LC Uniboot 60cm (24 inch) equal breakout 40G to 10G Std. IL - 32 feet. | PC | 1 | 1 | 1 | 1 | 646.88
07498398266 | FX8RP7NUSQNF033 | OM3,8-Fiber,Harness,PanMPO-LC,33ft | OM3 8 fiber round harness plenum PanMPO female To LC Uniboot 60cm (24 inch) equal breakout 40G to 10G Std. IL -33 feet. | PC | 1 | 1 | 1 | 1 | 650.06
07498398267 | FX8RP7NUSQNF034 | OM3,8-Fiber,Harness,PanMPO-LC,34ft | OM3 8 fiber round harness plenum PanMPO female To LC Uniboot 60cm (24 inch) equal breakout 40G to 10G Std. IL -34 feet. | PC | 1 | 1 | 1 | 1 | 653.24
07498398273 | FX8RP7NUSQNF035 | OM3,8-Fiber,Harness,PanMPO-LC,35ft | OM3 8 fiber round harness plenum PanMPO female To LC Uniboot 60cm (24 inch) equal breakout 40G to 10G Std. IL -35 feet. | PC | 1 | 1 | 1 | 1 | 656.42
07498398274 | FX8RP7NUSQNF036 | OM3,8-Fiber,Harness,PanMPO-LC,36ft | OM3 8 fiber round harness plenum PanMPO female To LC Uniboot 60cm (24 inch) equal breakout 40G to 10G Std. IL -36 feet. | PC | 1 | 1 | 1 | 1 | 659.58
07498398290 | FX8RP7NUSQNF037 | OM3,8-Fiber,Harness,PanMPO-LC,37ft | OM3 8 fiber round harness plenum PanMPO female To LC Uniboot 60cm (24 inch) equal breakout 40G to 10G Std. IL - 37 feet. | PC | 1 | 1 | 1 | 1 | 662.78
07498398291 | FX8RP7NUSQNF038 | OM3,8-Fiber,Harness,PanMPO-LC,38ft | OM3 8 fiber round harness plenum PanMPO female To LC Uniboot 60cm (24 inch) equal breakout 40G to 10G Std. IL -38 feet. | PC | 1 | 1 | 1 | 1 | 665.98
07498398292 | FX8RP7NUSQNF039 | OM3,8-Fiber,Harness,PanMPO-LC,39ft | OM3 8 fiber round harness plenum PanMPO female To LC Uniboot 60cm (24 inch) equal breakout 40G to 10G Std. IL - 39 feet. | PC | 1 | 1 | 1 | 1 | 669.14
07498398293 | FX8RP7NUSQNF040 | OM3,8-Fiber,Harness,PanMPO-LC,40ft | OM3 8 fiber round harness plenum PanMPO female To LC Uniboot 60cm (24 inch) equal breakout 40G to 10G Std. IL - 40 feet. | PC | 1 | 1 | 1 | 1 | 672.32
07498398319 | FX8RP7NUSQNF041 | OM3,8-Fiber,Harness,PanMPO-LC,41ft | OM3 8 fiber round harness plenum PanMPO female To LC Uniboot 60cm (24 inch) equal breakout 40G to 10G Std. IL - 41 feet. | PC | 1 | 1 | 1 | 1 | 675.48
07498398416 | FX8RP7NUSQNF042 | OM3,8-Fiber,Harness,PanMPO-LC,42ft | OM3 8 fiber round harness plenum PanMPO female To LC Uniboot 60cm (24 inch) equal breakout 40G to 10G Std. IL - 42 feet. | PC | 1 | 1 | 1 | 1 | 678.68
07498398418 | FX8RP7NUSQNF043 | OM3,8-Fiber,Harness,PanMPO-LC,43ft | OM3 8-fiber round harness cable assembly, low smoke zero halogen (LSZH) rated, PanMPO female to LC Uniboot 60cm (24 inch),equal breakout 40G to 10G, Std. IL, 43 feet. | PC | 1 | 1 | 1 | 1 | 681.86
07498398420 | FX8RP7NUSQNF044 | OM3,8-Fiber,Harness,PanMPO-LC,44ft | OM3 8 fiber round harness plenum PanMPO female To LC Uniboot 60cm (24 inch) equal breakout 40G to 10G Std. IL - 44 feet. | PC | 1 | 1 | 1 | 1 | 685.02
07498398421 | FX8RP7NUSQNF045 | OM3,8-Fiber,Harness,PanMPO-LC,45ft | OM3 8 fiber round harness plenum PanMPO female To LC Uniboot 60cm (24 inch) equal breakout 40G to 10G Std. IL - 45 feet. | PC | 1 | 1 | 1 | 1 | 688.24
07498398424 | FX8RP7NUSQNF046 | OM3,8-Fiber,Harness,PanMPO-LC,46ft | OM3 8 fiber round harness plenum PanMPO female To LC Uniboot 60cm (24 inch) equal breakout 40G to 10G Std. IL - 46 feet. | PC | 1 | 1 | 1 | 1 | 691.4
07498398427 | FX8RP7NUSQNF047 | OM3,8-Fiber,Harness,PanMPO-LC,47ft | OM3 8 fiber round harness plenum PanMPO female To LC Uniboot 60cm (24 inch) equal breakout 40G to 10G Std. IL - 47 feet. | PC | 1 | 1 | 1 | 1 | 694.58
07498398428 | FX8RP7NUSQNF048 | OM3,8-Fiber,Harness,PanMPO-LC,48ft | OM3 8-fiber round harness cable assembly, low smoke zero halogen (LSZH) rated, PanMPO female to LC Uniboot 60cm (24 inch),equal breakout 40G to 10G, Std. IL, 48 feet. | PC | 1 | 1 | 1 | 1 | 697.76
07498398430 | FX8RP7NUSQNF049 | OM3,8-Fiber,Harness,PanMPO-LC,49ft | OM3 8 fiber round harness plenum PanMPO female To LC Uniboot 60cm (24 inch) equal breakout 40G to 10G Std. IL - 49 feet. | PC | 1 | 1 | 1 | 1 | 700.94
07498398432 | FX8RP7NUSQNF050 | OM3,8-Fiber,Harness,PanMPO-LC,50ft | OM3 8 fiber round harness plenum PanMPO female To LC Uniboot 60cm (24 inch) equal breakout 40G to 10G Std. IL - 50 feet. | PC | 1 | 1 | 1 | 1 | 704.12
07498398433 | FX8RP7NUSQNF051 | OM3,8-Fiber,Harness,PanMPO-LC,51ft | OM3 8 fiber round harness plenum PanMPO female To LC Uniboot 60cm (24 inch) equal breakout 40G to 10G Std. IL - 51 feet. | PC | 1 | 1 | 1 | 1 | 707.28
07498398435 | FX8RP7NUSQNF052 | OM3,8-Fiber,Harness,PanMPO-LC,52ft | OM3 8 fiber round harness plenum PanMPO female To LC Uniboot 60cm (24 inch) equal breakout 40G to 10G Std. IL - 52 feet. | PC | 1 | 1 | 1 | 1 | 710.48
07498398437 | FX8RP7NUSQNF053 | OM3,8-Fiber,Harness,PanMPO-LC,53ft | OM3 8 fiber round harness plenum PanMPO female To LC Uniboot 60cm (24 inch) equal breakout 40G to 10G Std. IL - 53 feet. | PC | 1 | 1 | 1 | 1 | 713.66
07498398441 | FX8RP7NUSQNF054 | OM3,8-Fiber,Harness,PanMPO-LC,54ft | OM3 8 fiber round harness plenum PanMPO female To LC Uniboot 60cm (24 inch) equal breakout 40G to 10G Std. IL - 54 feet. | PC | 1 | 1 | 1 | 1 | 716.84
07498398445 | FX8RP7NUSQNF055 | OM3,8-Fiber,Harness,PanMPO-LC,55ft | OM3 8 fiber round harness plenum PanMPO female To LC Uniboot 60cm (24 inch) equal breakout 40G to 10G Std. IL - 55 feet. | PC | 1 | 1 | 1 | 1 | 720.02
07498398446 | FX8RP7NUSQNF056 | OM3,8-Fiber,Harness,PanMPO-LC,56ft | OM3 8 fiber round harness plenum PanMPO female To LC Uniboot 60cm (24 inch) equal breakout 40G to 10G Std. IL - 56 feet. | PC | 1 | 1 | 1 | 1 | 723.2
07498398448 | FX8RP7NUSQNF057 | OM3,8-Fiber,Harness,PanMPO-LC,57ft | OM3 8 fiber round harness plenum PanMPO female To LC Uniboot 60cm (24 inch) equal breakout 40G to 10G Std. IL - 57 feet. | PC | 1 | 1 | 1 | 1 | 726.38
07498398460 | FX8RP7NUSQNF058 | OM3,8-Fiber,Harness,PanMPO-LC,58ft | OM3 8-fiber round harness cable assembly, low smoke zero halogen (LSZH) rated, PanMPO female to LC Uniboot 60cm (24 inch),equal breakout 40G to 10G, Std. IL, 58 feet. | PC | 1 | 1 | 1 | 1 | 729.56
07498398461 | FX8RP7NUSQNF059 | OM3,8-Fiber,Harness,PanMPO-LC,59ft | OM3 8 fiber round harness plenum PanMPO female To LC Uniboot 60cm (24 inch) equal breakout 40G to 10G Std. IL - 59 feet. | PC | 1 | 1 | 1 | 1 | 732.74
07498398491 | FX8RP7NUSQNF060 | OM3,8-Fiber,Harness,PanMPO-LC,60ft | OM3 8 fiber round harness plenum PanMPO female To LC Uniboot 60cm (24 inch) equal breakout 40G to 10G Std. IL - 60 feet. | PC | 1 | 1 | 1 | 1 | 735.92
07498398492 | FX8RP7NUSQNF061 | OM3,8-Fiber,Harness,PanMPO-LC,61ft | OM3 8 fiber round harness plenum PanMPO female To LC Uniboot 60cm (24 inch) equal breakout 40G to 10G Std. IL - 61 feet | PC | 1 | 1 | 1 | 1 | 739.08
07498398497 | FX8RP7NUSQNF062 | OM3,8-Fiber,Harness,PanMPO-LC,62ft | OM3 8-fiber round harness cable assembly, low smoke zero halogen (LSZH) rated, PanMPO female to LC Uniboot 60cm (24 inch),equal breakout 40G to 10G, Std. IL, 62 feet. | PC | 1 | 1 | 1 | 1 | 742.26
07498398529 | FX8RP7NUSQNF063 | OM3,8-Fiber,Harness,PanMPO-LC,63ft | OM3 8 fiber round harness plenum PanMPO female To LC Uniboot 60cm (24 inch) equal breakout 40G to 10G Std. IL - 63 feet. | PC | 1 | 1 | 1 | 1 | 745.48
07498398565 | FX8RP7NUSQNF064 | OM3,8-Fiber,Harness,PanMPO-LC,64ft | OM3 8 fiber round harness plenum PanMPO female To LC Uniboot 60cm (24 inch) equal breakout 40G to 10G Std. IL - 64 inches. | PC | 1 | 1 | 1 | 1 | 748.64
07498398566 | FX8RP7NUSQNF065 | OM3,8-Fiber,Harness,PanMPO-LC,65ft | OM3 8 fiber round harness plenum PanMPO female To LC Uniboot 60cm (24 inch) equal breakout 40G to 10G Std. IL - 1 meter. | PC | 1 | 1 | 1 | 1 | 751.82
07498398498 | FX8RP7NUSQNF066 | OM3,8-Fiber,Harness,PanMPO-LC,66ft | OM3 8 fiber round harness plenum PanMPO female To LC Uniboot 60cm (24 inch) equal breakout 40G to 10G Std. IL - 66 feet. | PC | 1 | 1 | 1 | 1 | 754.98
07498398499 | FX8RP7NUSQNF067 | OM3,8-Fiber,Harness,PanMPO-LC,67ft | OM3 8 fiber round harness plenum PanMPO female To LC Uniboot 60cm (24 inch) equal breakout 40G to 10G Std. IL - 67 feet. | PC | 1 | 1 | 1 | 1 | 758.18
07498398500 | FX8RP7NUSQNF068 | OM3,8-Fiber,Harness,PanMPO-LC,68ft | OM3 8 fiber round harness plenum PanMPO female To LC Uniboot 60cm (24 inch) equal breakout 40G to 10G Std. IL - 68 feet. | PC | 1 | 1 | 1 | 1 | 761.36
07498398502 | FX8RP7NUSQNF069 | OM3,8-Fiber,Harness,PanMPO-LC,69ft | OM3 8 fiber round harness plenum PanMPO female To LC Uniboot 60cm (24 inch) equal breakout 40G to 10G Std. IL - 69 feet. | PC | 1 | 1 | 1 | 1 | 764.52
07498398508 | FX8RP7NUSQNF070 | OM3,8-Fiber,Harness,PanMPO-LC,70ft | OM3 8-fiber round harness cable assembly, low smoke zero halogen (LSZH) rated, PanMPO female to LC Uniboot 60cm (24 inch),equal breakout 40G to 10G, Std. IL, 70 feet. | PC | 1 | 1 | 1 | 1 | 767.72
07498398524 | FX8RP7NUSQNF071 | OM3,8-Fiber,Harness,PanMPO-LC,71ft | OM3 8 fiber round harness plenum PanMPO female To LC Uniboot 60cm (24 inch) equal breakout 40G to 10G Std. IL - 71 feet. | PC | 1 | 1 | 1 | 1 | 770.88
07498398525 | FX8RP7NUSQNF072 | OM3,8-Fiber,Harness,PanMPO-LC,72ft | OM3 8 fiber round harness plenum PanMPO female To LC Uniboot 60cm (24 inch) equal breakout 40G to 10G Std. IL - 72 feet. | PC | 1 | 1 | 1 | 1 | 774.08
07498398568 | FX8RP7NUSQNF073 | OM3,8-Fiber,Harness,PanMPO-LC,73ft | OM3 8 fiber round harness plenum PanMPO female To LC Uniboot 60cm (24 inch) equal breakout 40G to 10G Std. IL - 73 feet. | PC | 1 | 1 | 1 | 1 | 777.26
07498398570 | FX8RP7NUSQNF074 | OM3,8-Fiber,Harness,PanMPO-LC,74ft | OM3 8 fiber round harness plenum PanMPO female To LC Uniboot 60cm (24 inch) equal breakout 40G to 10G Std. IL - 74 feet. | PC | 1 | 1 | 1 | 1 | 780.44
07498398571 | FX8RP7NUSQNF075 | OM3,8-Fiber,Harness,PanMPO-LC,75ft | OM3 8 fiber round harness plenum PanMPO female To LC Uniboot 60cm (24 inch) equal breakout 40G to 10G Std. IL - 75 feet. | PC | 1 | 1 | 1 | 1 | 783.62
07498398572 | FX8RP7NUSQNF076 | OM3,8-Fiber,Harness,PanMPO-LC,76ft | OM3 8 fiber round harness plenum PanMPO female To LC Uniboot 60cm (24 inch) equal breakout 40G to 10G Std. IL - 76 feet. | PC | 1 | 1 | 1 | 1 | 786.78
07498398573 | FX8RP7NUSQNF077 | OM3,8-Fiber,Harness,PanMPO-LC,77ft | OM3 8-fiber round harness cable assembly, low smoke zero halogen (LSZH) rated, PanMPO female to LC Uniboot 60cm (24 inch),equal breakout 40G to 10G, Std. IL, 77 feet. | PC | 1 | 1 | 1 | 1 | 789.98
07498398575 | FX8RP7NUSQNF078 | OM3,8-Fiber,Harness,PanMPO-LC,78ft | OM3 8 fiber round harness plenum PanMPO female To LC Uniboot 60cm (24 inch) equal breakout 40G to 10G Std. IL - 78 feet. | PC | 1 | 1 | 1 | 1 | 793.16
07498398577 | FX8RP7NUSQNF079 | OM3,8-Fiber,Harness,PanMPO-LC,79ft | OM3 8 fiber round harness plenum PanMPO female To LC Uniboot 60cm (24 inch) equal breakout 40G to 10G Std. IL - 79 feet. | PC | 1 | 1 | 1 | 1 | 796.32
07498398584 | FX8RP7NUSQNF080 | OM3,8-Fiber,Harness,PanMPO-LC,80ft | OM3 8 fiber round harness plenum PanMPO female To LC Uniboot 60cm (24 inch) equal breakout 40G to 10G Std. IL -80 feet. | PC | 1 | 1 | 1 | 1 | 799.52
07498398588 | FX8RP7NUSQNF081 | OM3,8-Fiber,Harness,PanMPO-LC,81ft | OM3 8 fiber round harness plenum PanMPO female To LC Uniboot 60cm (24 inch) equal breakout 40G to 10G Std. IL - 81 feet. | PC | 1 | 1 | 1 | 1 | 802.7
07498398589 | FX8RP7NUSQNF082 | OM3,8-Fiber,Harness,PanMPO-LC,82ft | OM3 8 fiber round harness plenum PanMPO female To LC Uniboot 60cm (24 inch) equal breakout 40G to 10G Std. IL - 82 feet. | PC | 1 | 1 | 1 | 1 | 805.88
07498398622 | FX8RP7NUSQNF083 | OM3,8-Fiber,Harness,PanMPO-LC,83ft | OM3 8 fiber round harness plenum PanMPO female To LC Uniboot 60cm (24 inch) equal breakout 40G to 10G Std. IL - 83 feet. | PC | 1 | 1 | 1 | 1 | 809.06
07498398623 | FX8RP7NUSQNF084 | OM3,8-Fiber,Harness,PanMPO-LC,84ft | OM3 8 fiber round harness plenum PanMPO female To LC Uniboot 60cm (24 inch) equal breakout 40G to 10G Std. IL - 84 feet. | PC | 1 | 1 | 1 | 1 | 812.24
07498398624 | FX8RP7NUSQNF085 | OM3,8-Fiber,Harness,PanMPO-LC,85ft | OM3 8 fiber round harness plenum PanMPO female To LC Uniboot 60cm (24 inch) equal breakout 40G to 10G Std. IL - 85 feet. | PC | 1 | 1 | 1 | 1 | 815.42
07498398627 | FX8RP7NUSQNF086 | OM3,8-Fiber,Harness,PanMPO-LC,86ft | OM3 8 fiber round harness plenum PanMPO female To LC Uniboot 60cm (24 inch) equal breakout 40G to 10G Std. IL - 86 feet. | PC | 1 | 1 | 1 | 1 | 818.58
07498398635 | FX8RP7NUSQNF087 | OM3,8-Fiber,Harness,PanMPO-LC,87ft | OM3 8 fiber round harness plenum PanMPO female To LC Uniboot 60cm (24 inch) equal breakout 40G to 10G Std. IL - 87 feet. | PC | 1 | 1 | 1 | 1 | 821.76
07498398637 | FX8RP7NUSQNF088 | OM3,8-Fiber,Harness,PanMPO-LC,88ft | OM3 8-fiber round harness cable assembly, low smoke zero halogen (LSZH) rated, PanMPO female to LC Uniboot 60cm (24 inch),equal breakout 40G to 10G, Std. IL, 88 feet. | PC | 1 | 1 | 1 | 1 | 824.96
07498398638 | FX8RP7NUSQNF089 | OM3,8-Fiber,Harness,PanMPO-LC,89ft | OM3 8 fiber round harness plenum PanMPO female To LC Uniboot 60cm (24 inch) equal breakout 40G to 10G Std. IL - 89 feet. | PC | 1 | 1 | 1 | 1 | 828.14
07498398639 | FX8RP7NUSQNF090 | OM3,8-Fiber,Harness,PanMPO-LC,90ft | OM3 8 fiber round harness plenum PanMPO female To LC Uniboot 60cm (24 inch) equal breakout 40G to 10G Std. IL - 90 feet. | PC | 1 | 1 | 1 | 1 | 831.32
07498398645 | FX8RP7NUSQNF091 | OM3,8-Fiber,Harness,PanMPO-LC,91ft | OM3 8 fiber round harness plenum PanMPO female To LC Uniboot 60cm (24 inch) equal breakout 40G to 10G Std. IL - 91 feet. | PC | 1 | 1 | 1 | 1 | 834.48
07498398649 | FX8RP7NUSQNF092 | OM3,8-Fiber,Harness,PanMPO-LC,92ft | OM3 8 fiber round harness plenum PanMPO female To LC Uniboot 60cm (24 inch) equal breakout 40G to 10G Std. IL - 92 feet. | PC | 1 | 1 | 1 | 1 | 837.68
07498398650 | FX8RP7NUSQNF093 | OM3,8-Fiber,Harness,PanMPO-LC,93ft | OM3 8 fiber round harness plenum PanMPO female To LC Uniboot 60cm (24 inch) equal breakout 40G to 10G Std. IL - 93 feet. | PC | 1 | 1 | 1 | 1 | 840.86
07498398674 | FX8RP7NUSQNF094 | OM3,8-Fiber,Harness,PanMPO-LC,94ft | OM3 8 fiber round harness plenum PanMPO female To LC Uniboot 60cm (24 inch) equal breakout 40G to 10G Std. IL -94 feet. | PC | 1 | 1 | 1 | 1 | 844.02
07498398702 | FX8RP7NUSQNF095 | OM3,8-Fiber,Harness,PanMPO-LC,95ft | OM3 8 fiber round harness plenum PanMPO female To LC Uniboot 60cm (24 inch) equal breakout 40G to 10G Std. IL - 95 feet. | PC | 1 | 1 | 1 | 1 | 847.22
07498398710 | FX8RP7NUSQNF096 | OM3,8-Fiber,Harness,PanMPO-LC,96ft | OM3 8 fiber round harness plenum PanMPO female To LC Uniboot 60cm (24 inch) equal breakout 40G to 10G Std. IL - 96 feet. | PC | 1 | 1 | 1 | 1 | 850.38
07498398711 | FX8RP7NUSQNF097 | OM3,8-Fiber,Harness,PanMPO-LC,97ft | OM3 8 fiber round harness plenum PanMPO female To LC Uniboot 60cm (24 inch) equal breakout 40G to 10G Std. IL - 97 feet. | PC | 1 | 1 | 1 | 1 | 853.56
07498398712 | FX8RP7NUSQNF098 | OM3,8-Fiber,Harness,PanMPO-LC,98ft | OM3 8-fiber round harness cable assembly, low smoke zero halogen (LSZH) rated, PanMPO female to LC Uniboot 60cm (24 inch),equal breakout 40G to 10G, Std. IL, 98 feet. | PC | 1 | 1 | 1 | 1 | 856.76
07498398713 | FX8RP7NUSQNF099 | OM3,8-Fiber,Harness,PanMPO-LC,99ft | OM3 8 fiber round harness plenum PanMPO female To LC Uniboot 60cm (24 inch) equal breakout 40G to 10G Std. IL - 99 feet. | PC | 1 | 1 | 1 | 1 | 859.94
07498398727 | FX8RP7NUSQNF100 | OM3,8-Fiber,Harness,PanMPO-LC,100ft | OM3 8 fiber round harness plenum PanMPO female To LC Uniboot 60cm (24 inch) equal breakout 40G to 10G Std. IL - 100 feet. | PC | 1 | 1 | 1 | 1 | 863.12
07498398728 | FX8RP7NUSQNM001 | 8-fiber OM3 Round Harness Plenum PanMPO | 8-fiber OM3 round harness cable assembly, plenum (OFNP) rated, PanMPO female To LC Uniboot, 60cm (24 inch), equal breakout, 40G to 10G Std. IL. | PC | 1 | 1 | 1 | 1 | 555.54
07498398729 | FX8RP7NUSQNM002 | 8-fiber OM3 Round Harness Plenum PanMPO | 8-fiber OM3 round harness cable assembly, plenum (OFNP) rated, PanMPO female To LC Uniboot, 60cm (24 inch), equal breakout, 40G to 10G Std. IL. | PC | 1 | 1 | 1 | 1 | 565.98
07498398733 | FX8RP7NUSQNM003 | 8-fiber OM3 Round Harness Plenum PanMPO | 8-fiber OM3 round harness cable assembly, plenum (OFNP) rated, PanMPO female To LC Uniboot, 60cm (24 inch), equal breakout, 40G to 10G Std. IL. | PC | 1 | 1 | 1 | 1 | 576.4
07498398734 | FX8RP7NUSQNM004 | 8-fiber OM3 Round Harness Plenum PanMPO | 8-fiber OM3 round harness cable assembly, plenum (OFNP) rated, PanMPO female To LC Uniboot, 60cm (24 inch), equal breakout, 40G to 10G Std. IL. | PC | 1 | 1 | 1 | 1 | 586.8
07498398738 | FX8RP7NUSQNM005 | 8-fiber OM3 Round Harness Plenum PanMPO | 8-fiber OM3 round harness cable assembly, plenum (OFNP) rated, PanMPO female To LC Uniboot, 60cm (24 inch), equal breakout, 40G to 10G Std. IL. | PC | 1 | 1 | 1 | 1 | 597.26
07498398739 | FX8RP7NUSQNM006 | 8-fiber OM3 Round Harness Plenum PanMPO | 8-fiber OM3 round harness cable assembly, plenum (OFNP) rated, PanMPO female To LC Uniboot, 60cm (24 inch), equal breakout, 40G to 10G Std. IL. | PC | 1 | 1 | 1 | 1 | 607.68
07498398754 | FX8RP7NUSQNM007 | 8-fiber OM3 Round Harness Plenum PanMPO | 8-fiber OM3 round harness cable assembly, plenum (OFNP) rated, PanMPO female To LC Uniboot, 60cm (24 inch), equal breakout, 40G to 10G Std. IL. | PC | 1 | 1 | 1 | 1 | 618.1
07498398819 | FX8RP7NUSQNM008 | 8-fiber OM3 Round Harness Plenum PanMPO | 8-fiber OM3 round harness cable assembly, plenum (OFNP) rated, PanMPO female To LC Uniboot, 60cm (24 inch), equal breakout, 40G to 10G Std. IL. | PC | 1 | 1 | 1 | 1 | 628.54
07498398822 | FX8RP7NUSQNM009 | 8-fiber OM3 Round Harness Plenum PanMPO | 8-fiber OM3 round harness cable assembly, plenum (OFNP) rated, PanMPO female To LC Uniboot, 60cm (24 inch), equal breakout, 40G to 10G Std. IL. | PC | 1 | 1 | 1 | 1 | 638.96
07498398845 | FX8RP7NUSQNM010 | 8-fiber OM3 Round Harness Plenum PanMPO | 8-fiber OM3 round harness cable assembly, plenum (OFNP) rated, PanMPO female To LC Uniboot, 60cm (24 inch), equal breakout, 40G to 10G Std. IL. | PC | 1 | 1 | 1 | 1 | 649.38
07498398887 | FX8RP7NUSQNM011 | 8-fiber OM3 Round Harness Plenum PanMPO | 8-fiber OM3 round harness cable assembly, plenum (OFNP) rated, PanMPO female To LC Uniboot, 60cm (24 inch), equal breakout, 40G to 10G Std. IL. | PC | 1 | 1 | 1 | 1 | 659.82
07498398890 | FX8RP7NUSQNM012 | 8-fiber OM3 Round Harness Plenum PanMPO | 8-fiber OM3 round harness cable assembly, plenum (OFNP) rated, PanMPO female To LC Uniboot, 60cm (24 inch), equal breakout, 40G to 10G Std. IL. | PC | 1 | 1 | 1 | 1 | 670.22
07498398895 | FX8RP7NUSQNM013 | 8-fiber OM3 Round Harness Plenum PanMPO | 8-fiber OM3 round harness cable assembly, plenum (OFNP) rated, PanMPO female To LC Uniboot, 60cm (24 inch), equal breakout, 40G to 10G Std. IL. | PC | 1 | 1 | 1 | 1 | 680.66
07498398896 | FX8RP7NUSQNM014 | 8-fiber OM3 Round Harness Plenum PanMPO | 8-fiber OM3 round harness cable assembly, plenum (OFNP) rated, PanMPO female To LC Uniboot, 60cm (24 inch), equal breakout, 40G to 10G Std. IL. | PC | 1 | 1 | 1 | 1 | 691.08
07498398898 | FX8RP7NUSQNM015 | 8-fiber OM3 Round Harness Plenum PanMPO | 8-fiber OM3 round harness cable assembly, plenum (OFNP) rated, PanMPO female To LC Uniboot, 60cm (24 inch), equal breakout, 40G to 10G Std. IL. | PC | 1 | 1 | 1 | 1 | 701.5
07498398899 | FX8RP7NUSQNM016 | 8-fiber OM3 Round Harness Plenum PanMPO | 8-fiber OM3 round harness cable assembly, plenum (OFNP) rated, PanMPO female To LC Uniboot, 60cm (24 inch), equal breakout, 40G to 10G Std. IL. | PC | 1 | 1 | 1 | 1 | 711.94
07498398900 | FX8RP7NUSQNM017 | 8-fiber OM3 Round Harness Plenum PanMPO | 8-fiber OM3 round harness cable assembly, plenum (OFNP) rated, PanMPO female To LC Uniboot, 60cm (24 inch), equal breakout, 40G to 10G Std. IL. | PC | 1 | 1 | 1 | 1 | 722.36
07498398903 | FX8RP7NUSQNM018 | 8-fiber OM3 Round Harness Plenum PanMPO | 8-fiber OM3 round harness cable assembly, plenum (OFNP) rated, PanMPO female To LC Uniboot, 60cm (24 inch), equal breakout, 40G to 10G Std. IL. | PC | 1 | 1 | 1 | 1 | 732.78
07498398929 | FX8RP7NUSQNM019 | 8-fiber OM3 Round Harness Plenum PanMPO | 8-fiber OM3 round harness cable assembly, plenum (OFNP) rated, PanMPO female To LC Uniboot, 60cm (24 inch), equal breakout, 40G to 10G Std. IL. | PC | 1 | 1 | 1 | 1 | 743.22
07498398930 | FX8RP7NUSQNM020 | 8-fiber OM3 Round Harness Plenum PanMPO | 8-fiber OM3 round harness cable assembly, plenum (OFNP) rated, PanMPO female To LC Uniboot, 60cm (24 inch), equal breakout, 40G to 10G Std. IL. | PC | 1 | 1 | 1 | 1 | 753.62
07498398931 | FX8RP7NUSQNM021 | 8-fiber OM3 Round Harness Plenum PanMPO | 8-fiber OM3 round harness cable assembly, plenum (OFNP) rated, PanMPO female To LC Uniboot, 60cm (24 inch), equal breakout, 40G to 10G Std. IL. | PC | 1 | 1 | 1 | 1 | 764.04
07498398933 | FX8RP7NUSQNM022 | 8-fiber OM3 Round Harness Plenum PanMPO | 8-fiber OM3 round harness cable assembly, plenum (OFNP) rated, PanMPO female To LC Uniboot, 60cm (24 inch), equal breakout, 40G to 10G Std. IL. | PC | 1 | 1 | 1 | 1 | 774.48
07498398937 | FX8RP7NUSQNM023 | 8-fiber OM3 Round Harness Plenum PanMPO | 8-fiber OM3 round harness cable assembly, plenum (OFNP) rated, PanMPO female To LC Uniboot, 60cm (24 inch), equal breakout, 40G to 10G Std. IL. | PC | 1 | 1 | 1 | 1 | 784.9
07498398940 | FX8RP7NUSQNM024 | 8-fiber OM3 Round Harness Plenum PanMPO | 8-fiber OM3 round harness cable assembly, plenum (OFNP) rated, PanMPO female To LC Uniboot, 60cm (24 inch), equal breakout, 40G to 10G Std. IL. | PC | 1 | 1 | 1 | 1 | 795.36
07498398945 | FX8RP7NUSQNM025 | 8-fiber OM3 Round Harness Plenum PanMPO | 8-fiber OM3 round harness cable assembly, plenum (OFNP) rated, PanMPO female To LC Uniboot, 60cm (24 inch), equal breakout, 40G to 10G Std. IL. | PC | 1 | 1 | 1 | 1 | 805.78
07498398949 | FX8RP7NUSQNM026 | 8-fiber OM3 Round Harness Plenum PanMPO | 8-fiber OM3 round harness cable assembly, plenum (OFNP) rated, PanMPO female To LC Uniboot, 60cm (24 inch), equal breakout, 40G to 10G Std. IL. | PC | 1 | 1 | 1 | 1 | 816.2
07498398952 | FX8RP7NUSQNM027 | 8-fiber OM3 Round Harness Plenum PanMPO | 8-fiber OM3 round harness cable assembly, plenum (OFNP) rated, PanMPO female To LC Uniboot, 60cm (24 inch), equal breakout, 40G to 10G Std. IL. | PC | 1 | 1 | 1 | 1 | 826.62
07498398953 | FX8RP7NUSQNM028 | 8-fiber OM3 Round Harness Plenum PanMPO | 8-fiber OM3 round harness cable assembly, plenum (OFNP) rated, PanMPO female To LC Uniboot, 60cm (24 inch), equal breakout, 40G to 10G Std. IL. | PC | 1 | 1 | 1 | 1 | 837.04
07498398957 | FX8RP7NUSQNM029 | 8-fiber OM3 Round Harness Plenum PanMPO | 8-fiber OM3 round harness cable assembly, plenum (OFNP) rated, PanMPO female To LC Uniboot, 60cm (24 inch), equal breakout, 40G to 10G Std. IL. | PC | 1 | 1 | 1 | 1 | 847.46
07498398962 | FX8RP7NUSQNM030 | 8-fiber OM3 Round Harness Plenum PanMPO | 8-fiber OM3 round harness cable assembly, plenum (OFNP) rated, PanMPO female To LC Uniboot, 60cm (24 inch), equal breakout, 40G to 10G Std. IL. | PC | 1 | 1 | 1 | 1 | 857.9
07498311072 | FX8RP8NQSVNF003 | OM3 8f Harness OFNP PanMPO M/PushPull LC | OM3 8-Fiber Round 4 to 1 Conversion Harness, Plenum, Male PanMPO to LC Push-Pull, 24-inch breakout, Optimized IL - 3 feet | PC | 1 | 1 | 1 | 1 | 581.92
07498311073 | FX8RP8NQSVNF004 | OM3 8f Harness OFNP PanMPO M/PushPull LC | OM3 8-Fiber Round 4 to 1 Conversion Harness, Plenum, Male PanMPO to LC Push-Pull, 24-inch breakout, Optimized IL - 4 feet | PC | 1 | 1 | 1 | 1 | 585.1
07498311079 | FX8RP8NQSVNF005 | OM3 8f Harness OFNP PanMPO M/PushPull LC | OM3 8-Fiber Round 4 to 1 Conversion Harness, Plenum, Male PanMPO to LC Push-Pull, 24-inch breakout, Optimized IL - 5 feet | PC | 1 | 1 | 1 | 1 | 588.28
07498311080 | FX8RP8NQSVNF006 | OM3 8f Harness OFNP PanMPO M/PushPull LC | OM3 8-Fiber Round 4 to 1 Conversion Harness, Plenum, Male PanMPO to LC Push-Pull, 24-inch breakout, Optimized IL - 6 feet | PC | 1 | 1 | 1 | 1 | 591.44
07498310030 | FX8RP8NQSVNF007 | OM3 8f Harness OFNP PanMPO M/PushPull LC | OM3 8-Fiber Round 4 to 1 Conversion Harness, Plenum, Male PanMPO to LC Push-Pull, 24-inch breakout, Optimized IL - 7 feet | PC | 1 | 1 | 1 | 1 | 594.64
07498310035 | FX8RP8NQSVNF008 | OM3 8f Harness OFNP PanMPO M/PushPull LC | OM3 8-Fiber Round 4 to 1 Conversion Harness, Plenum, Male PanMPO to LC Push-Pull, 24-inch breakout, Optimized IL - 8 feet | PC | 1 | 1 | 1 | 1 | 597.84
07498310036 | FX8RP8NQSVNF009 | OM3 8f Harness OFNP PanMPO M/PushPull LC | OM3 8-Fiber Round 4 to 1 Conversion Harness, Plenum, Male PanMPO to LC Push-Pull, 24-inch breakout, Optimized IL - 9 feet | PC | 1 | 1 | 1 | 1 | 601
07498310041 | FX8RP8NQSVNF010 | OM3 8f Harness OFNP PanMPO M/PushPull LC | OM3 8-Fiber Round 4 to 1 Conversion Harness, Plenum, Male PanMPO to LC Push-Pull, 24-inch breakout, Optimized IL - 10 feet | PC | 1 | 1 | 1 | 1 | 604.18
07498310042 | FX8RP8NQSVNF011 | OM3 8f Harness OFNP PanMPO M/PushPull LC | OM3 8-Fiber Round 4 to 1 Conversion Harness, Plenum, Male PanMPO to LC Push-Pull, 24-inch breakout, Optimized IL - 11 feet | PC | 1 | 1 | 1 | 1 | 607.34
07498310052 | FX8RP8NQSVNF012 | OM3 8f Harness OFNP PanMPO M/PushPull LC | OM3 8-Fiber Round 4 to 1 Conversion Harness, Plenum, Male PanMPO to LC Push-Pull, 24-inch breakout, Optimized IL - 12 feet | PC | 1 | 1 | 1 | 1 | 610.54
07498310057 | FX8RP8NQSVNF013 | OM3 8f Harness OFNP PanMPO M/PushPull LC | OM3 8-Fiber Round 4 to 1 Conversion Harness, Plenum, Male PanMPO to LC Push-Pull, 24-inch breakout, Optimized IL - 13 feet | PC | 1 | 1 | 1 | 1 | 613.72
07498310158 | FX8RP8NQSVNF014 | OM3 8f Harness OFNP PanMPO M/PushPull LC | OM3 8-Fiber Round 4 to 1 Conversion Harness, Plenum, Male PanMPO to LC Push-Pull, 24-inch breakout, Optimized IL - 14 feet | PC | 1 | 1 | 1 | 1 | 616.88
07498310164 | FX8RP8NQSVNF015 | OM3 8f Harness OFNP PanMPO M/PushPull LC | OM3 8-Fiber Round 4 to 1 Conversion Harness, Plenum, Male PanMPO to LC Push-Pull, 24-inch breakout, Optimized IL - 15 feet | PC | 1 | 1 | 1 | 1 | 620.08
07498310353 | FX8RP8NQSVNF016 | OM3 8f Harness OFNP PanMPO M/PushPull LC | OM3 8-Fiber Round 4 to 1 Conversion Harness, Plenum, Male PanMPO to LC Push-Pull, 24-inch breakout, Optimized IL - 16 feet | PC | 1 | 1 | 1 | 1 | 623.26
07498310354 | FX8RP8NQSVNF017 | OM3 8f Harness OFNP PanMPO M/PushPull LC | OM3 8-Fiber Round 4 to 1 Conversion Harness, Plenum, Male PanMPO to LC Push-Pull, 24-inch breakout, Optimized IL - 17 feet | PC | 1 | 1 | 1 | 1 | 626.44
07498310355 | FX8RP8NQSVNF018 | OM3 8f Harness OFNP PanMPO M/PushPull LC | OM3 8-Fiber Round 4 to 1 Conversion Harness, Plenum, Male PanMPO to LC Push-Pull, 24-inch breakout, Optimized IL - 18 feet | PC | 1 | 1 | 1 | 1 | 629.62
07498310356 | FX8RP8NQSVNF019 | OM3 8f Harness OFNP PanMPO M/PushPull LC | OM3 8-Fiber Round 4 to 1 Conversion Harness, Plenum, Male PanMPO to LC Push-Pull, 24-inch breakout, Optimized IL - 19 feet | PC | 1 | 1 | 1 | 1 | 632.8
07498310367 | FX8RP8NQSVNF020 | OM3 8f Harness OFNP PanMPO M/PushPull LC | OM3 8-Fiber Round 4 to 1 Conversion Harness, Plenum, Male PanMPO to LC Push-Pull, 24-inch breakout, Optimized IL - 20 feet | PC | 1 | 1 | 1 | 1 | 635.98
07498310376 | FX8RP8NQSVNF021 | OM3 8f Harness OFNP PanMPO M/PushPull LC | OM3 8-Fiber Round 4 to 1 Conversion Harness, Plenum, Male PanMPO to LC Push-Pull, 24-inch breakout, Optimized IL - 21 feet | PC | 1 | 1 | 1 | 1 | 639.14
07498310380 | FX8RP8NQSVNF022 | OM3 8f Harness OFNP PanMPO M/PushPull LC | OM3 8-Fiber Round 4 to 1 Conversion Harness, Plenum, Male PanMPO to LC Push-Pull, 24-inch breakout, Optimized IL - 22 feet | PC | 1 | 1 | 1 | 1 | 642.34
07498310391 | FX8RP8NQSVNF023 | OM3 8f Harness OFNP PanMPO M/PushPull LC | OM3 8-Fiber Round 4 to 1 Conversion Harness, Plenum, Male PanMPO to LC Push-Pull, 24-inch breakout, Optimized IL - 23 feet | PC | 1 | 1 | 1 | 1 | 645.52
07498310392 | FX8RP8NQSVNF024 | OM3 8f Harness OFNP PanMPO M/PushPull LC | OM3 8-Fiber Round 4 to 1 Conversion Harness, Plenum, Male PanMPO to LC Push-Pull, 24-inch breakout, Optimized IL - 24 feet | PC | 1 | 1 | 1 | 1 | 648.68
07498310407 | FX8RP8NQSVNF025 | OM3 8f Harness OFNP PanMPO M/PushPull LC | OM3 8-Fiber Round 4 to 1 Conversion Harness, Plenum, Male PanMPO to LC Push-Pull, 24-inch breakout, Optimized IL - 25 feet | PC | 1 | 1 | 1 | 1 | 651.88
07498310533 | FX8RP8NQSVNF026 | OM3 8f Harness OFNP PanMPO M/PushPull LC | OM3 8-Fiber Round 4 to 1 Conversion Harness, Plenum, Male PanMPO to LC Push-Pull, 24-inch breakout, Optimized IL - 26 feet | PC | 1 | 1 | 1 | 1 | 655.06
07498310541 | FX8RP8NQSVNF027 | OM3 8f Harness OFNP PanMPO M/PushPull LC | OM3 8-Fiber Round 4 to 1 Conversion Harness, Plenum, Male PanMPO to LC Push-Pull, 24-inch breakout, Optimized IL - 27 feet | PC | 1 | 1 | 1 | 1 | 658.24
07498310542 | FX8RP8NQSVNF028 | OM3 8f Harness OFNP PanMPO M/PushPull LC | OM3 8-Fiber Round 4 to 1 Conversion Harness, Plenum, Male PanMPO to LC Push-Pull, 24-inch breakout, Optimized IL - 28 feet | PC | 1 | 1 | 1 | 1 | 661.42
07498310543 | FX8RP8NQSVNF029 | OM3 8f Harness OFNP PanMPO M/PushPull LC | OM3 8-Fiber Round 4 to 1 Conversion Harness, Plenum, Male PanMPO to LC Push-Pull, 24-inch breakout, Optimized IL - 29 feet | PC | 1 | 1 | 1 | 1 | 664.6
07498310544 | FX8RP8NQSVNF030 | OM3 8f Harness OFNP PanMPO M/PushPull LC | OM3 8-Fiber Round 4 to 1 Conversion Harness, Plenum, Male PanMPO to LC Push-Pull, 24-inch breakout, Optimized IL - 30 feet | PC | 1 | 1 | 1 | 1 | 667.78
61305617727 | FX8RPJNJNXNF003 | OM38-Fbr,Intr,PLEM,A,AQ,3ft,EA | OM3 8 fiber, Interconnect, Plenum, PanMPO Female to PanMPO Female, Method A, Optimized IL, 3 Feet, Aqua | PC | 1 | 1 | 1 | 1 | 369.66
61305617728 | FX8RPJNJNXNF004 | OM38-Fbr,Intr,PLEM,A,AQ,4ft,EA | OM3 8 fiber, Interconnect, Plenum, PanMPO Female to PanMPO Female, Method A, Optimized IL, 4 Feet, Aqua | PC | 1 | 1 | 1 | 1 | 372.04
61305617729 | FX8RPJNJNXNF005 | OM38-Fbr,Intr,PLEM,A,AQ,5ft,EA | OM3 8 fiber, Interconnect, Plenum, PanMPO Female to PanMPO Female, Method A, Optimized IL, 5 Feet, Aqua | PC | 1 | 1 | 1 | 1 | 374.42
61305617730 | FX8RPJNJNXNF006 | OM3,8FBR,INT,OFNP,FPMPO-FPMPO,MTHA,AQ,6F | OM3 8 fiber, Interconnect, Plenum, PanMPO Female to PanMPO Female, Method A, Optimized IL, 6 Feet, Aqua | PC | 1 | 1 | 1 | 1 | 376.84
61305617731 | FX8RPJNJNXNF007 | OM3,8FBR,INT,OFNP,FPMPO-FPMPO,MTHA,AQ,7F | OM3 8 fiber, Interconnect, Plenum, PanMPO Female to PanMPO Female, Method A, Optimized IL, 7 Feet, Aqua | PC | 1 | 1 | 1 | 1 | 379.2
61305617732 | FX8RPJNJNXNF008 | OM3,8FBR,INT,OFNP,FPMPO-FPMPO,MTHA,AQ,8F | OM3 8 fiber, Interconnect, Plenum, PanMPO Female to PanMPO Female, Method A, Optimized IL, 8 Feet, Aqua | PC | 1 | 1 | 1 | 1 | 381.6
61305617733 | FX8RPJNJNXNF009 | OM3,8FBR,INT,OFNP,FPMPO-FPMPO,MTHA,AQ,9F | OM3 8 fiber, Interconnect, Plenum, PanMPO Female to PanMPO Female, Method A, Optimized IL, 9 Feet, Aqua | PC | 1 | 1 | 1 | 1 | 383.96
61305617734 | FX8RPJNJNXNF010 | OM38-Fbr,Intr,PLEM,A,AQ,10ft,EA | OM3 8 fiber, Interconnect, Plenum, PanMPO Female to PanMPO Female, Method A, Optimized IL, 10 Feet, Aqua | PC | 1 | 1 | 1 | 1 | 386.36
61305617735 | FX8RPJNJNXNF011 | OM38-Fbr,Intr,PLEM,A,AQ,11ft,EA | OM3 8 fiber, Interconnect, Plenum, PanMPO Female to PanMPO Female, Method A, Optimized IL, 11 Feet, Aqua | PC | 1 | 1 | 1 | 1 | 388.76
61305617736 | FX8RPJNJNXNF012 | OM38-Fbr,Intr,PLEM,A,AQ,12ft,EA | OM3 8 fiber, Interconnect, Plenum, PanMPO Female to PanMPO Female, Method A, Optimized IL, 12 Feet, Aqua | PC | 1 | 1 | 1 | 1 | 391.12
61305617737 | FX8RPJNJNXNF013 | OM38-Fbr,Intr,PLEM,A,AQ,13ft,EA | OM3 8 fiber, Interconnect, Plenum, PanMPO Female to PanMPO Female, Method A, Optimized IL, 13 Feet, Aqua | PC | 1 | 1 | 1 | 1 | 393.52
61305617738 | FX8RPJNJNXNF014 | OM38-Fbr,Intr,PLEM,A,AQ,14ft,EA | OM3 8 fiber, Interconnect, Plenum, PanMPO Female to PanMPO Female, Method A, Optimized IL, 14 Feet, Aqua | PC | 1 | 1 | 1 | 1 | 395.88
61305617739 | FX8RPJNJNXNF015 | OM38-Fbr,Intr,PLEM,A,AQ,15ft,EA | OM3 8 fiber, Interconnect, Plenum, PanMPO Female to PanMPO Female, Method A, Optimized IL, 15 Feet, Aqua | PC | 1 | 1 | 1 | 1 | 398.28
61305617740 | FX8RPJNJNXNF016 | OM38-Fbr,Intr,PLEM,A,AQ,16ft,EA | OM3 8 fiber, Interconnect, Plenum, PanMPO Female to PanMPO Female, Method A, Optimized IL, 16 Feet, Aqua | PC | 1 | 1 | 1 | 1 | 400.68
61305617741 | FX8RPJNJNXNF017 | OM38-Fbr,Intr,PLEM,A,AQ,17ft,EA | OM3 8 fiber, Interconnect, Plenum, PanMPO Female to PanMPO Female, Method A, Optimized IL, 17 Feet, Aqua | PC | 1 | 1 | 1 | 1 | 403.06
61305617742 | FX8RPJNJNXNF018 | OM38-Fbr,Intr,PLEM,A,AQ,18ft,EA | OM3 8 fiber, Interconnect, Plenum, PanMPO Female to PanMPO Female, Method A, Optimized IL, 18 Feet, Aqua | PC | 1 | 1 | 1 | 1 | 405.44
61305617743 | FX8RPJNJNXNF019 | OM38-Fbr,Intr,PLEM,A,AQ,19ft,EA | OM3 8 fiber, Interconnect, Plenum, PanMPO Female to PanMPO Female, Method A, Optimized IL, 19 Feet, Aqua | PC | 1 | 1 | 1 | 1 | 407.82
61305617744 | FX8RPJNJNXNF020 | OM38-Fbr,Intr,PLEM,A,AQ,20ft,EA | OM3 8 fiber, Interconnect, Plenum, PanMPO Female to PanMPO Female, Method A, Optimized IL, 20 Feet, Aqua | PC | 1 | 1 | 1 | 1 | 410.2
61305617745 | FX8RPJNJNXNF021 | OM38-Fbr,Intr,PLEM,A,AQ,21ft,EA | OM3 8 fiber, Interconnect, Plenum, PanMPO Female to PanMPO Female, Method A, Optimized IL, 21 Feet, Aqua | PC | 1 | 1 | 1 | 1 | 412.6
61305617746 | FX8RPJNJNXNF022 | OM38-Fbr,Intr,PLEM,A,AQ,22ft,EA | OM3 8 fiber, Interconnect, Plenum, PanMPO Female to PanMPO Female, Method A, Optimized IL, 22 Feet, Aqua | PC | 1 | 1 | 1 | 1 | 414.98
61305617747 | FX8RPJNJNXNF023 | OM38-Fbr,Intr,PLEM,A,AQ,23ft,EA | OM3 8 fiber, Interconnect, Plenum, PanMPO Female to PanMPO Female, Method A, Optimized IL, 23 Feet, Aqua | PC | 1 | 1 | 1 | 1 | 417.38
61305617748 | FX8RPJNJNXNF024 | OM38-Fbr,Intr,PLEM,A,AQ,24ft,EA | OM3 8 fiber, Interconnect, Plenum, PanMPO Female to PanMPO Female, Method A, Optimized IL, 24 Feet, Aqua | PC | 1 | 1 | 1 | 1 | 419.74
61305617749 | FX8RPJNJNXNF025 | OM38-Fbr,Intr,PLEM,A,AQ,25ft,EA | OM3 8 fiber, Interconnect, Plenum, PanMPO Female to PanMPO Female, Method A, Optimized IL, 25 Feet, Aqua | PC | 1 | 1 | 1 | 1 | 422.12
61305617750 | FX8RPJNJNXNF026 | OM38-Fbr,Intr,PLEM,A,AQ,26ft,EA | OM3 8 fiber, Interconnect, Plenum, PanMPO Female to PanMPO Female, Method A, Optimized IL, 26 Feet, Aqua | PC | 1 | 1 | 1 | 1 | 424.52
61305617751 | FX8RPJNJNXNF027 | OM38-Fbr,Intr,PLEM,A,AQ,27ft,EA | OM3 8 fiber, Interconnect, Plenum, PanMPO Female to PanMPO Female, Method A, Optimized IL, 27 Feet, Aqua | PC | 1 | 1 | 1 | 1 | 426.9
61305617752 | FX8RPJNJNXNF028 | OM38-Fbr,Intr,PLEM,A,AQ,28ft,EA | OM3 8 fiber, Interconnect, Plenum, PanMPO Female to PanMPO Female, Method A, Optimized IL, 28 Feet, Aqua | PC | 1 | 1 | 1 | 1 | 429.3
61305617753 | FX8RPJNJNXNF029 | OM38-Fbr,Intr,PLEM,A,AQ,29ft,EA | OM3 8 fiber, Interconnect, Plenum, PanMPO Female to PanMPO Female, Method A, Optimized IL, 29 Feet, Aqua | PC | 1 | 1 | 1 | 1 | 431.66
61305617754 | FX8RPJNJNXNF030 | OM38-Fbr,Intr,PLEM,A,AQ,30ft,EA | OM3 8 fiber, Interconnect, Plenum, PanMPO Female to PanMPO Female, Method A, Optimized IL, 30 Feet, Aqua | PC | 1 | 1 | 1 | 1 | 434.06
61305617755 | FX8RPJNJNXNF031 | OM38-Fbr,Intr,PLEM,A,AQ,31ft,EA | OM3 8 fiber, Interconnect, Plenum, PanMPO Female to PanMPO Female, Method A, Optimized IL, 31 Feet, Aqua | PC | 1 | 1 | 1 | 1 | 436.44
61305617756 | FX8RPJNJNXNF032 | OM38-Fbr,Intr,PLEM,A,AQ,32ft,EA | OM3 8 fiber, Interconnect, Plenum, PanMPO Female to PanMPO Female, Method A, Optimized IL, 32 Feet, Aqua | PC | 1 | 1 | 1 | 1 | 438.84
61305617757 | FX8RPJNJNXNF033 | OM38-Fbr,Intr,PLEM,A,AQ,33ft,EA | OM3 8 fiber, Interconnect, Plenum, PanMPO Female to PanMPO Female, Method A, Optimized IL, 33 Feet, Aqua | PC | 1 | 1 | 1 | 1 | 441.2
61305617758 | FX8RPJNJNXNF034 | OM38-Fbr,Intr,PLEM,A,AQ,34ft,EA | OM3 8 fiber, Interconnect, Plenum, PanMPO Female to PanMPO Female, Method A, Optimized IL, 34 Feet, Aqua | PC | 1 | 1 | 1 | 1 | 443.6
61305617759 | FX8RPJNJNXNF035 | OM38-Fbr,Intr,PLEM,A,AQ,35ft,EA | OM3 8 fiber, Interconnect, Plenum, PanMPO Female to PanMPO Female, Method A, Optimized IL, 35 Feet, Aqua | PC | 1 | 1 | 1 | 1 | 445.98
61305617760 | FX8RPJNJNXNF036 | OM38-Fbr,Intr,PLEM,A,AQ,36ft,EA | OM3 8 fiber, Interconnect, Plenum, PanMPO Female to PanMPO Female, Method A, Optimized IL, 36 Feet, Aqua | PC | 1 | 1 | 1 | 1 | 448.38
61305617761 | FX8RPJNJNXNF037 | OM38-Fbr,Intr,PLEM,A,AQ,37ft,EA | OM3 8 fiber, Interconnect, Plenum, PanMPO Female to PanMPO Female, Method A, Optimized IL, 37 Feet, Aqua | PC | 1 | 1 | 1 | 1 | 450.76
61305617762 | FX8RPJNJNXNF038 | OM38-Fbr,Intr,PLEM,A,AQ,38ft,EA | OM3 8 fiber, Interconnect, Plenum, PanMPO Female to PanMPO Female, Method A, Optimized IL, 38 Feet, Aqua | PC | 1 | 1 | 1 | 1 | 453.12
61305617763 | FX8RPJNJNXNF039 | OM38-Fbr,Intr,PLEM,A,AQ,39ft,EA | OM3 8 fiber, Interconnect, Plenum, PanMPO Female to PanMPO Female, Method A, Optimized IL, 39 Feet, Aqua | PC | 1 | 1 | 1 | 1 | 455.52
61305617764 | FX8RPJNJNXNF040 | OM38-Fbr,Intr,PLEM,A,AQ,40ft,EA | OM3 8 fiber, Interconnect, Plenum, PanMPO Female to PanMPO Female, Method A, Optimized IL, 40 Feet, Aqua | PC | 1 | 1 | 1 | 1 | 457.9
61305617765 | FX8RPJNJNXNF041 | OM38-Fbr,Intr,PLEM,A,AQ,41ft,EA | OM3 8 fiber, Interconnect, Plenum, PanMPO Female to PanMPO Female, Method A, Optimized IL, 41 Feet, Aqua | PC | 1 | 1 | 1 | 1 | 460.3
61305617766 | FX8RPJNJNXNF042 | OM38-Fbr,Intr,PLEM,A,AQ,42ft,EA | OM3 8 fiber, Interconnect, Plenum, PanMPO Female to PanMPO Female, Method A, Optimized IL, 42 Feet, Aqua | PC | 1 | 1 | 1 | 1 | 462.68
61305617767 | FX8RPJNJNXNF043 | OM38-Fbr,Intr,PLEM,A,AQ,43ft,EA | OM3 8 fiber, Interconnect, Plenum, PanMPO Female to PanMPO Female, Method A, Optimized IL, 43 Feet, Aqua | PC | 1 | 1 | 1 | 1 | 465.06
61305617768 | FX8RPJNJNXNF044 | OM38-Fbr,Intr,PLEM,A,AQ,44ft,EA | OM3 8 fiber, Interconnect, Plenum, PanMPO Female to PanMPO Female, Method A, Optimized IL, 44 Feet, Aqua | PC | 1 | 1 | 1 | 1 | 467.44
61305617769 | FX8RPJNJNXNF045 | OM38-Fbr,Intr,PLEM,A,AQ,45ft,EA | OM3 8 fiber, Interconnect, Plenum, PanMPO Female to PanMPO Female, Method A, Optimized IL, 45 Feet, Aqua | PC | 1 | 1 | 1 | 1 | 469.84
61305617770 | FX8RPJNJNXNF046 | OM38-Fbr,Intr,PLEM,A,AQ,46ft,EA | OM3 8 fiber, Interconnect, Plenum, PanMPO Female to PanMPO Female, Method A, Optimized IL, 46 Feet, Aqua | PC | 1 | 1 | 1 | 1 | 472.22
61305617771 | FX8RPJNJNXNF047 | OM38-Fbr,Intr,PLEM,A,AQ,47ft,EA | OM3 8 fiber, Interconnect, Plenum, PanMPO Female to PanMPO Female, Method A, Optimized IL, 47 Feet, Aqua | PC | 1 | 1 | 1 | 1 | 474.62
61305617772 | FX8RPJNJNXNF048 | OM38-Fbr,Intr,PLEM,A,AQ,48ft,EA | OM3 8 fiber, Interconnect, Plenum, PanMPO Female to PanMPO Female, Method A, Optimized IL, 48 Feet, Aqua | PC | 1 | 1 | 1 | 1 | 476.98
61305617773 | FX8RPJNJNXNF049 | OM38-Fbr,Intr,PLEM,A,AQ,49ft,EA | OM3 8 fiber, Interconnect, Plenum, PanMPO Female to PanMPO Female, Method A, Optimized IL, 49 Feet, Aqua | PC | 1 | 1 | 1 | 1 | 479.36
61305617774 | FX8RPJNJNXNF050 | OM38-Fbr,Intr,PLEM,A,AQ,50ft,EA | OM3 8 fiber, Interconnect, Plenum, PanMPO Female to PanMPO Female, Method A, Optimized IL, 50 Feet, Aqua | PC | 1 | 1 | 1 | 1 | 481.74
61305617775 | FX8RPJNJNXNF051 | OM38-Fbr,Intr,PLEM,A,AQ,51ft,EA | OM3 8 fiber, Interconnect, Plenum, PanMPO Female to PanMPO Female, Method A, Optimized IL, 51 Feet, Aqua | PC | 1 | 1 | 1 | 1 | 484.14
61305617776 | FX8RPJNJNXNF052 | OM38-Fbr,Intr,PLEM,A,AQ,52ft,EA | OM3 8 fiber, Interconnect, Plenum, PanMPO Female to PanMPO Female, Method A, Optimized IL, 52 Feet, Aqua | PC | 1 | 1 | 1 | 1 | 486.54
61305617777 | FX8RPJNJNXNF053 | OM38-Fbr,Intr,PLEM,A,AQ,53ft,EA | OM3 8 fiber, Interconnect, Plenum, PanMPO Female to PanMPO Female, Method A, Optimized IL, 53 Feet, Aqua | PC | 1 | 1 | 1 | 1 | 488.9
61305617778 | FX8RPJNJNXNF054 | OM38-Fbr,Intr,PLEM,A,AQ,54ft,EA | OM3 8 fiber, Interconnect, Plenum, PanMPO Female to PanMPO Female, Method A, Optimized IL, 54 Feet, Aqua | PC | 1 | 1 | 1 | 1 | 491.3
61305617779 | FX8RPJNJNXNF055 | OM38-Fbr,Intr,PLEM,A,AQ,55ft,EA | OM3 8 fiber, Interconnect, Plenum, PanMPO Female to PanMPO Female, Method A, Optimized IL, 55 Feet, Aqua | PC | 1 | 1 | 1 | 1 | 493.66
61305617780 | FX8RPJNJNXNF056 | OM38-Fbr,Intr,PLEM,A,AQ,56ft,EA | OM3 8 fiber, Interconnect, Plenum, PanMPO Female to PanMPO Female, Method A, Optimized IL, 56 Feet, Aqua | PC | 1 | 1 | 1 | 1 | 496.08
61305617781 | FX8RPJNJNXNF057 | OM38-Fbr,Intr,PLEM,A,AQ,57ft,EA | OM3 8 fiber, Interconnect, Plenum, PanMPO Female to PanMPO Female, Method A, Optimized IL, 57 Feet, Aqua | PC | 1 | 1 | 1 | 1 | 498.46
61305617782 | FX8RPJNJNXNF058 | OM38-Fbr,Intr,PLEM,A,AQ,58ft,EA | OM3 8 fiber, Interconnect, Plenum, PanMPO Female to PanMPO Female, Method A, Optimized IL, 58 Feet, Aqua | PC | 1 | 1 | 1 | 1 | 500.84
61305617783 | FX8RPJNJNXNF059 | OM38-Fbr,Intr,PLEM,A,AQ,59ft,EA | OM3 8 fiber, Interconnect, Plenum, PanMPO Female to PanMPO Female, Method A, Optimized IL, 59 Feet, Aqua | PC | 1 | 1 | 1 | 1 | 503.22
61305617784 | FX8RPJNJNXNF060 | OM38-Fbr,Intr,PLEM,A,AQ,60ft,EA | OM3 8 fiber, Interconnect, Plenum, PanMPO Female to PanMPO Female, Method A, Optimized IL, 60 Feet, Aqua | PC | 1 | 1 | 1 | 1 | 505.6
61305617785 | FX8RPJNJNXNF061 | OM38-Fbr,Intr,PLEM,A,AQ,61ft,EA | OM3 8 fiber, Interconnect, Plenum, PanMPO Female to PanMPO Female, Method A, Optimized IL, 61 Feet, Aqua | PC | 1 | 1 | 1 | 1 | 508
61305617786 | FX8RPJNJNXNF062 | OM38-Fbr,Intr,PLEM,A,AQ,62ft,EA | OM3 8 fiber, Interconnect, Plenum, PanMPO Female to PanMPO Female, Method A, Optimized IL, 62 Feet, Aqua | PC | 1 | 1 | 1 | 1 | 510.36
61305617787 | FX8RPJNJNXNF063 | OM3,8FB,INT,OFNP,FPMPO-FPMPO,MTHA,AQ,63F | OM3 8 fiber, Interconnect, Plenum, PanMPO Female to PanMPO Female, Method A, Optimized IL, 63 Feet, Aqua | PC | 1 | 1 | 1 | 1 | 512.76
61305617788 | FX8RPJNJNXNF064 | OM3,8FB,INT,OFNP,FPMPO-FPMPO,MTHA,AQ,64F | OM3 8 fiber, Interconnect, Plenum, PanMPO Female to PanMPO Female, Method A, Optimized IL, 64 Feet, Aqua | PC | 1 | 1 | 1 | 1 | 515.14
61305617789 | FX8RPJNJNXNF065 | OM3,8FB,INT,OFNP,FPMPO-FPMPO,MTHA,AQ,65F | OM3 8 fiber, Interconnect, Plenum, PanMPO Female to PanMPO Female, Method A, Optimized IL, 65 Feet, Aqua | PC | 1 | 1 | 1 | 1 | 517.52
61305617790 | FX8RPJNJNXNF066 | OM3,8FB,INT,OFNP,FPMPO-FPMPO,MTHA,AQ,66F | OM3 8 fiber, Interconnect, Plenum, PanMPO Female to PanMPO Female, Method A, Optimized IL, 66 Feet, Aqua | PC | 1 | 1 | 1 | 1 | 519.92
61305617791 | FX8RPJNJNXNF067 | OM3,8FB,INT,OFNP,FPMPO-FPMPO,MTHA,AQ,67F | OM3 8 fiber, Interconnect, Plenum, PanMPO Female to PanMPO Female, Method A, Optimized IL, 67 Feet, Aqua | PC | 1 | 1 | 1 | 1 | 522.3
61305617792 | FX8RPJNJNXNF068 | OM3,8FB,INT,OFNP,FPMPO-FPMPO,MTHA,AQ,68F | OM3 8 fiber, Interconnect, Plenum, PanMPO Female to PanMPO Female, Method A, Optimized IL, 68 Feet, Aqua | PC | 1 | 1 | 1 | 1 | 524.68
61305617793 | FX8RPJNJNXNF069 | OM3,8FB,INT,OFNP,FPMPO-FPMPO,MTHA,AQ,69F | OM3 8 fiber, Interconnect, Plenum, PanMPO Female to PanMPO Female, Method A, Optimized IL, 69 Feet, Aqua | PC | 1 | 1 | 1 | 1 | 527.08
61305617794 | FX8RPJNJNXNF070 | OM3,8FB,INT,OFNP,FPMPO-FPMPO,MTHA,AQ,70F | OM3 8 fiber, Interconnect, Plenum, PanMPO Female to PanMPO Female, Method A, Optimized IL, 70 Feet, Aqua | PC | 1 | 1 | 1 | 1 | 529.44
61305617795 | FX8RPJNJNXNF071 | OM3,8FB,INT,OFNP,FPMPO-FPMPO,MTHA,AQ,71F | OM3 8 fiber, Interconnect, Plenum, PanMPO Female to PanMPO Female, Method A, Optimized IL, 71 Feet, Aqua | PC | 1 | 1 | 1 | 1 | 531.86
61305617796 | FX8RPJNJNXNF072 | OM3,8FB,INT,OFNP,FPMPO-FPMPO,MTHA,AQ,72F | OM3 8 fiber, Interconnect, Plenum, PanMPO Female to PanMPO Female, Method A, Optimized IL, 72 Feet, Aqua | PC | 1 | 1 | 1 | 1 | 534.22
61305617797 | FX8RPJNJNXNF073 | OM3,8FB,INT,OFNP,FPMPO-FPMPO,MTHA,AQ,73F | OM3 8 fiber, Interconnect, Plenum, PanMPO Female to PanMPO Female, Method A, Optimized IL, 73 Feet, Aqua | PC | 1 | 1 | 1 | 1 | 536.62
61305617798 | FX8RPJNJNXNF074 | OM3,8FB,INT,OFNP,FPMPO-FPMPO,MTHA,AQ,74F | OM3 8 fiber, Interconnect, Plenum, PanMPO Female to PanMPO Female, Method A, Optimized IL, 74 Feet, Aqua | PC | 1 | 1 | 1 | 1 | 539
61305617799 | FX8RPJNJNXNF075 | OM3,8FB,INT,OFNP,FPMPO-FPMPO,MTHA,AQ,75F | OM3 8 fiber, Interconnect, Plenum, PanMPO Female to PanMPO Female, Method A, Optimized IL, 75 Feet, Aqua | PC | 1 | 1 | 1 | 1 | 541.36
61305617800 | FX8RPJNJNXNF076 | OM3,8FB,INT,OFNP,FPMPO-FPMPO,MTHA,AQ,76F | OM3 8 fiber, Interconnect, Plenum, PanMPO Female to PanMPO Female, Method A, Optimized IL, 76 Feet, Aqua | PC | 1 | 1 | 1 | 1 | 543.78
61305617801 | FX8RPJNJNXNF077 | OM3,8FB,INT,OFNP,FPMPO-FPMPO,MTHA,AQ,77F | OM3 8 fiber, Interconnect, Plenum, PanMPO Female to PanMPO Female, Method A, Optimized IL, 77 Feet, Aqua | PC | 1 | 1 | 1 | 1 | 546.14
61305617802 | FX8RPJNJNXNF078 | OM3,8FB,INT,OFNP,FPMPO-FPMPO,MTHA,AQ,78F | OM3 8 fiber, Interconnect, Plenum, PanMPO Female to PanMPO Female, Method A, Optimized IL, 78 Feet, Aqua | PC | 1 | 1 | 1 | 1 | 548.54
61305617803 | FX8RPJNJNXNF079 | OM3,8FB,INT,OFNP,FPMPO-FPMPO,MTHA,AQ,79F | OM3 8 fiber, Interconnect, Plenum, PanMPO Female to PanMPO Female, Method A, Optimized IL, 79 Feet, Aqua | PC | 1 | 1 | 1 | 1 | 550.9
61305617804 | FX8RPJNJNXNF080 | OM3,8FB,INT,OFNP,FPMPO-FPMPO,MTHA,AQ,80F | OM3 8 fiber, Interconnect, Plenum, PanMPO Female to PanMPO Female, Method A, Optimized IL, 80 Feet, Aqua | PC | 1 | 1 | 1 | 1 | 553.3
61305617805 | FX8RPJNJNXNF081 | OM3,8FB,INT,OFNP,FPMPO-FPMPO,MTHA,AQ,81F | OM3 8 fiber, Interconnect, Plenum, PanMPO Female to PanMPO Female, Method A, Optimized IL, 81 Feet, Aqua | PC | 1 | 1 | 1 | 1 | 555.7
61305617806 | FX8RPJNJNXNF082 | OM3,8FB,INT,OFNP,FPMPO-FPMPO,MTHA,AQ,82F | OM3 8 fiber, Interconnect, Plenum, PanMPO Female to PanMPO Female, Method A, Optimized IL, 82 Feet, Aqua | PC | 1 | 1 | 1 | 1 | 558.08
61305617807 | FX8RPJNJNXNF083 | OM3,8FB,INT,OFNP,FPMPO-FPMPO,MTHA,AQ,83F | OM3 8 fiber, Interconnect, Plenum, PanMPO Female to PanMPO Female, Method A, Optimized IL, 83 Feet, Aqua | PC | 1 | 1 | 1 | 1 | 560.46
61305617808 | FX8RPJNJNXNF084 | OM3,8FB,INT,OFNP,FPMPO-FPMPO,MTHA,AQ,84F | OM3 8 fiber, Interconnect, Plenum, PanMPO Female to PanMPO Female, Method A, Optimized IL, 84 Feet, Aqua | PC | 1 | 1 | 1 | 1 | 562.84
61305617809 | FX8RPJNJNXNF085 | OM3,8FB,INT,OFNP,FPMPO-FPMPO,MTHA,AQ,85F | OM3 8 fiber, Interconnect, Plenum, PanMPO Female to PanMPO Female, Method A, Optimized IL, 85 Feet, Aqua | PC | 1 | 1 | 1 | 1 | 565.22
61305617810 | FX8RPJNJNXNF086 | OM3,8FB,INT,OFNP,FPMPO-FPMPO,MTHA,AQ,86F | OM3 8 fiber, Interconnect, Plenum, PanMPO Female to PanMPO Female, Method A, Optimized IL, 86 Feet, Aqua | PC | 1 | 1 | 1 | 1 | 567.64
61305617811 | FX8RPJNJNXNF087 | OM3,8FB,INT,OFNP,FPMPO-FPMPO,MTHA,AQ,87F | OM3 8 fiber, Interconnect, Plenum, PanMPO Female to PanMPO Female, Method A, Optimized IL, 87 Feet, Aqua | PC | 1 | 1 | 1 | 1 | 570
61305617812 | FX8RPJNJNXNF088 | OM3,8FB,INT,OFNP,FPMPO-FPMPO,MTHA,AQ,88F | OM3 8 fiber, Interconnect, Plenum, PanMPO Female to PanMPO Female, Method A, Optimized IL, 88 Feet, Aqua | PC | 1 | 1 | 1 | 1 | 572.38
61305617813 | FX8RPJNJNXNF089 | OM3,8FB,INT,OFNP,FPMPO-FPMPO,MTHA,AQ,89F | OM3 8 fiber, Interconnect, Plenum, PanMPO Female to PanMPO Female, Method A, Optimized IL, 89 Feet, Aqua | PC | 1 | 1 | 1 | 1 | 574.76
61305617814 | FX8RPJNJNXNF090 | OM3,8FB,INT,OFNP,FPMPO-FPMPO,MTHA,AQ,90F | OM3 8 fiber, Interconnect, Plenum, PanMPO Female to PanMPO Female, Method A, Optimized IL, 90 Feet, Aqua | PC | 1 | 1 | 1 | 1 | 577.14
61305617815 | FX8RPJNJNXNF091 | OM3,8FB,INT,OFNP,FPMPO-FPMPO,MTHA,AQ,91F | OM3 8 fiber, Interconnect, Plenum, PanMPO Female to PanMPO Female, Method A, Optimized IL, 91 Feet, Aqua | PC | 1 | 1 | 1 | 1 | 579.52
61305617816 | FX8RPJNJNXNF092 | OM3,8FB,INT,OFNP,FPMPO-FPMPO,MTHA,AQ,92F | OM3 8 fiber, Interconnect, Plenum, PanMPO Female to PanMPO Female, Method A, Optimized IL, 92 Feet, Aqua | PC | 1 | 1 | 1 | 1 | 581.92
61305617817 | FX8RPJNJNXNF093 | OM3,8FB,INT,OFNP,FPMPO-FPMPO,MTHA,AQ,93F | OM3 8 fiber, Interconnect, Plenum, PanMPO Female to PanMPO Female, Method A, Optimized IL, 93 Feet, Aqua | PC | 1 | 1 | 1 | 1 | 584.32
61305617818 | FX8RPJNJNXNF094 | OM3,8FB,INT,OFNP,FPMPO-FPMPO,MTHA,AQ,94F | OM3 8 fiber, Interconnect, Plenum, PanMPO Female to PanMPO Female, Method A, Optimized IL, 94 Feet, Aqua | PC | 1 | 1 | 1 | 1 | 586.68
61305617819 | FX8RPJNJNXNF095 | OM3,8FB,INT,OFNP,FPMPO-FPMPO,MTHA,AQ,95F | OM3 8 fiber, Interconnect, Plenum, PanMPO Female to PanMPO Female, Method A, Optimized IL, 95 Feet, Aqua | PC | 1 | 1 | 1 | 1 | 589.08
61305617820 | FX8RPJNJNXNF096 | OM3,8FB,INT,OFNP,FPMPO-FPMPO,MTHA,AQ,96F | OM3 8 fiber, Interconnect, Plenum, PanMPO Female to PanMPO Female, Method A, Optimized IL, 96 Feet, Aqua | PC | 1 | 1 | 1 | 1 | 591.44
61305617821 | FX8RPJNJNXNF097 | OM3,8FB,INT,OFNP,FPMPO-FPMPO,MTHA,AQ,97F | OM3 8 fiber, Interconnect, Plenum, PanMPO Female to PanMPO Female, Method A, Optimized IL, 97 Feet, Aqua | PC | 1 | 1 | 1 | 1 | 593.86
61305617822 | FX8RPJNJNXNF098 | OM3,8FB,INT,OFNP,FPMPO-FPMPO,MTHA,AQ,98F | OM3 8 fiber, Interconnect, Plenum, PanMPO Female to PanMPO Female, Method A, Optimized IL, 98 Feet, Aqua | PC | 1 | 1 | 1 | 1 | 596.24
61305617823 | FX8RPJNJNXNF099 | OM3,8FB,INT,OFNP,FPMPO-FPMPO,MTHA,AQ,99F | OM3 8 fiber, Interconnect, Plenum, PanMPO Female to PanMPO Female, Method A, Optimized IL, 99 Feet, Aqua | PC | 1 | 1 | 1 | 1 | 598.6
61305617824 | FX8RPJNJNXNF100 | OM38-Fbr,Intr,PLEM,A,AQ,100ft,EA | OM3 8 fiber, Interconnect, Plenum, PanMPO Female to PanMPO Female, Method A, Optimized IL, 100 Feet, Aqua | PC | 1 | 1 | 1 | 1 | 601
61305617825 | FX8RPJNJNYNF003 | OM38-Fbr,Intr,PLEM,B,AQ,3ft,EA | OM3 8 fiber, Interconnect, Plenum, PanMPO Female to PanMPO Female, Method B, Optimized IL, 3 Feet, Aqua | PC | 1 | 1 | 1 | 1 | 369.66
61305617826 | FX8RPJNJNYNF004 | OM38-Fbr,Intr,PLEM,B,AQ,4ft,EA | OM3 8 fiber, Interconnect, Plenum, PanMPO Female to PanMPO Female, Method B, Optimized IL, 4 Feet, Aqua | PC | 1 | 1 | 1 | 1 | 372.04
61305617827 | FX8RPJNJNYNF005 | OM38-Fbr,Intr,PLEM,B,AQ,5ft,EA | OM3 8 fiber, Interconnect, Plenum, PanMPO Female to PanMPO Female, Method B, Optimized IL, 5 Feet, Aqua | PC | 1 | 1 | 1 | 1 | 374.42
61305617828 | FX8RPJNJNYNF006 | OM3,8FBR,INT,OFNP,FPMPO-FPMPO,MTHB,AQ,6F | OM3 8 fiber, Interconnect, Plenum, PanMPO Female to PanMPO Female, Method B, Optimized IL, 6 Feet, Aqua | PC | 1 | 1 | 1 | 1 | 376.84
61305617829 | FX8RPJNJNYNF007 | OM3,8FBR,INT,OFNP,FPMPO-FPMPO,MTHB,AQ,7F | OM3 8 fiber, Interconnect, Plenum, PanMPO Female to PanMPO Female, Method B, Optimized IL, 7 Feet, Aqua | PC | 1 | 1 | 1 | 1 | 379.2
61305617830 | FX8RPJNJNYNF008 | OM3,8FBR,INT,OFNP,FPMPO-FPMPO,MTHB,AQ,8F | OM3 8 fiber, Interconnect, Plenum, PanMPO Female to PanMPO Female, Method B, Optimized IL, 8 Feet, Aqua | PC | 1 | 1 | 1 | 1 | 381.6
61305617831 | FX8RPJNJNYNF009 | OM3,8FBR,INT,OFNP,FPMPO-FPMPO,MTHB,AQ,9F | OM3 8 fiber, Interconnect, Plenum, PanMPO Female to PanMPO Female, Method B, Optimized IL, 9 Feet, Aqua | PC | 1 | 1 | 1 | 1 | 383.96
61305617832 | FX8RPJNJNYNF010 | OM38-Fbr,Intr,PLEM,B,AQ,10ft,EA | OM3 8 fiber, Interconnect, Plenum, PanMPO Female to PanMPO Female, Method B, Optimized IL, 10 Feet, Aqua | PC | 1 | 1 | 1 | 1 | 386.36
61305617833 | FX8RPJNJNYNF011 | OM38-Fbr,Intr,PLEM,B,AQ,11ft,EA | OM3 8 fiber, Interconnect, Plenum, PanMPO Female to PanMPO Female, Method B, Optimized IL, 11 Feet, Aqua | PC | 1 | 1 | 1 | 1 | 388.76
61305617834 | FX8RPJNJNYNF012 | OM38-Fbr,Intr,PLEM,B,AQ,12ft,EA | OM3 8 fiber, Interconnect, Plenum, PanMPO Female to PanMPO Female, Method B, Optimized IL, 12 Feet, Aqua | PC | 1 | 1 | 1 | 1 | 391.12
61305617835 | FX8RPJNJNYNF013 | OM38-Fbr,Intr,PLEM,B,AQ,13ft,EA | OM3 8 fiber, Interconnect, Plenum, PanMPO Female to PanMPO Female, Method B, Optimized IL, 13 Feet, Aqua | PC | 1 | 1 | 1 | 1 | 393.52
61305617836 | FX8RPJNJNYNF014 | OM38-Fbr,Intr,PLEM,B,AQ,14ft,EA | OM3 8 fiber, Interconnect, Plenum, PanMPO Female to PanMPO Female, Method B, Optimized IL, 14 Feet, Aqua | PC | 1 | 1 | 1 | 1 | 395.88
61305617837 | FX8RPJNJNYNF015 | OM38-Fbr,Intr,PLEM,B,AQ,15ft,EA | OM3 8 fiber, Interconnect, Plenum, PanMPO Female to PanMPO Female, Method B, Optimized IL, 15 Feet, Aqua | PC | 1 | 1 | 1 | 1 | 398.28
61305617838 | FX8RPJNJNYNF016 | OM38-Fbr,Intr,PLEM,B,AQ,16ft,EA | OM3 8 fiber, Interconnect, Plenum, PanMPO Female to PanMPO Female, Method B, Optimized IL, 16 Feet, Aqua | PC | 1 | 1 | 1 | 1 | 400.68
61305617839 | FX8RPJNJNYNF017 | OM38-Fbr,Intr,PLEM,B,AQ,17ft,EA | OM3 8 fiber, Interconnect, Plenum, PanMPO Female to PanMPO Female, Method B, Optimized IL, 17 Feet, Aqua | PC | 1 | 1 | 1 | 1 | 403.06
61305617840 | FX8RPJNJNYNF018 | OM38-Fbr,Intr,PLEM,B,AQ,18ft,EA | OM3 8 fiber, Interconnect, Plenum, PanMPO Female to PanMPO Female, Method B, Optimized IL, 18 Feet, Aqua | PC | 1 | 1 | 1 | 1 | 405.44
61305617841 | FX8RPJNJNYNF019 | OM38-Fbr,Intr,PLEM,B,AQ,19ft,EA | OM3 8 fiber, Interconnect, Plenum, PanMPO Female to PanMPO Female, Method B, Optimized IL, 19 Feet, Aqua | PC | 1 | 1 | 1 | 1 | 407.82
61305617842 | FX8RPJNJNYNF020 | OM38-Fbr,Intr,PLEM,B,AQ,20ft,EA | OM3 8 fiber, Interconnect, Plenum, PanMPO Female to PanMPO Female, Method B, Optimized IL, 20 Feet, Aqua | PC | 1 | 1 | 1 | 1 | 410.2
61305617843 | FX8RPJNJNYNF021 | OM38-Fbr,Intr,PLEM,B,AQ,21ft,EA | OM3 8 fiber, Interconnect, Plenum, PanMPO Female to PanMPO Female, Method B, Optimized IL, 21 Feet, Aqua | PC | 1 | 1 | 1 | 1 | 412.6
61305617844 | FX8RPJNJNYNF022 | OM38-Fbr,Intr,PLEM,B,AQ,22ft,EA | OM3 8 fiber, Interconnect, Plenum, PanMPO Female to PanMPO Female, Method B, Optimized IL, 22 Feet, Aqua | PC | 1 | 1 | 1 | 1 | 414.98
61305617845 | FX8RPJNJNYNF023 | OM38-Fbr,Intr,PLEM,B,AQ,23ft,EA | OM3 8 fiber, Interconnect, Plenum, PanMPO Female to PanMPO Female, Method B, Optimized IL, 23 Feet, Aqua | PC | 1 | 1 | 1 | 1 | 417.38
61305617846 | FX8RPJNJNYNF024 | OM38-Fbr,Intr,PLEM,B,AQ,24ft,EA | OM3 8 fiber, Interconnect, Plenum, PanMPO Female to PanMPO Female, Method B, Optimized IL, 24 Feet, Aqua | PC | 1 | 1 | 1 | 1 | 419.74
61305617847 | FX8RPJNJNYNF025 | OM38-Fbr,Intr,PLEM,B,AQ,25ft,EA | OM3 8 fiber, Interconnect, Plenum, PanMPO Female to PanMPO Female, Method B, Optimized IL, 25 Feet, Aqua | PC | 1 | 1 | 1 | 1 | 422.12
61305617848 | FX8RPJNJNYNF026 | OM38-Fbr,Intr,PLEM,B,AQ,26ft,EA | OM3 8 fiber, Interconnect, Plenum, PanMPO Female to PanMPO Female, Method B, Optimized IL, 26 Feet, Aqua | PC | 1 | 1 | 1 | 1 | 424.52
61305617849 | FX8RPJNJNYNF027 | OM38-Fbr,Intr,PLEM,B,AQ,27ft,EA | OM3 8 fiber, Interconnect, Plenum, PanMPO Female to PanMPO Female, Method B, Optimized IL, 27 Feet, Aqua | PC | 1 | 1 | 1 | 1 | 426.9
61305617850 | FX8RPJNJNYNF028 | OM38-Fbr,Intr,PLEM,B,AQ,28ft,EA | OM3 8 fiber, Interconnect, Plenum, PanMPO Female to PanMPO Female, Method B, Optimized IL, 28 Feet, Aqua | PC | 1 | 1 | 1 | 1 | 429.3
61305617851 | FX8RPJNJNYNF029 | OM38-Fbr,Intr,PLEM,B,AQ,29ft,EA | OM3 8 fiber, Interconnect, Plenum, PanMPO Female to PanMPO Female, Method B, Optimized IL, 29 Feet, Aqua | PC | 1 | 1 | 1 | 1 | 431.66
61305617852 | FX8RPJNJNYNF030 | OM38-Fbr,Intr,PLEM,B,AQ,30ft,EA | OM3 8 fiber, Interconnect, Plenum, PanMPO Female to PanMPO Female, Method B, Optimized IL, 30 Feet, Aqua | PC | 1 | 1 | 1 | 1 | 434.06
61305617853 | FX8RPJNJNYNF031 | OM38-Fbr,Intr,PLEM,B,AQ,31ft,EA | OM3 8 fiber, Interconnect, Plenum, PanMPO Female to PanMPO Female, Method B, Optimized IL, 31 Feet, Aqua | PC | 1 | 1 | 1 | 1 | 436.44
61305617854 | FX8RPJNJNYNF032 | OM38-Fbr,Intr,PLEM,B,AQ,32ft,EA | OM3 8 fiber, Interconnect, Plenum, PanMPO Female to PanMPO Female, Method B, Optimized IL, 32 Feet, Aqua | PC | 1 | 1 | 1 | 1 | 438.84
61305617855 | FX8RPJNJNYNF033 | OM38-Fbr,Intr,PLEM,B,AQ,33ft,EA | OM3 8 fiber, Interconnect, Plenum, PanMPO Female to PanMPO Female, Method B, Optimized IL, 33 Feet, Aqua | PC | 1 | 1 | 1 | 1 | 441.2
61305617856 | FX8RPJNJNYNF034 | OM38-Fbr,Intr,PLEM,B,AQ,34ft,EA | OM3 8 fiber, Interconnect, Plenum, PanMPO Female to PanMPO Female, Method B, Optimized IL, 34 Feet, Aqua | PC | 1 | 1 | 1 | 1 | 443.6
61305617857 | FX8RPJNJNYNF035 | OM38-Fbr,Intr,PLEM,B,AQ,35ft,EA | OM3 8 fiber, Interconnect, Plenum, PanMPO Female to PanMPO Female, Method B, Optimized IL, 35 Feet, Aqua | PC | 1 | 1 | 1 | 1 | 445.98
61305617858 | FX8RPJNJNYNF036 | OM38-Fbr,Intr,PLEM,B,AQ,36ft,EA | OM3 8 fiber, Interconnect, Plenum, PanMPO Female to PanMPO Female, Method B, Optimized IL, 36 Feet, Aqua | PC | 1 | 1 | 1 | 1 | 448.38
61305617859 | FX8RPJNJNYNF037 | OM38-Fbr,Intr,PLEM,B,AQ,37ft,EA | OM3 8 fiber, Interconnect, Plenum, PanMPO Female to PanMPO Female, Method B, Optimized IL, 37 Feet, Aqua | PC | 1 | 1 | 1 | 1 | 450.76
61305617860 | FX8RPJNJNYNF038 | OM38-Fbr,Intr,PLEM,B,AQ,38ft,EA | OM3 8 fiber, Interconnect, Plenum, PanMPO Female to PanMPO Female, Method B, Optimized IL, 38 Feet, Aqua | PC | 1 | 1 | 1 | 1 | 453.12
61305617861 | FX8RPJNJNYNF039 | OM38-Fbr,Intr,PLEM,B,AQ,39ft,EA | OM3 8 fiber, Interconnect, Plenum, PanMPO Female to PanMPO Female, Method B, Optimized IL, 39 Feet, Aqua | PC | 1 | 1 | 1 | 1 | 455.52
61305617862 | FX8RPJNJNYNF040 | OM38-Fbr,Intr,PLEM,B,AQ,40ft,EA | OM3 8 fiber, Interconnect, Plenum, PanMPO Female to PanMPO Female, Method B, Optimized IL, 40 Feet, Aqua | PC | 1 | 1 | 1 | 1 | 457.9
61305617863 | FX8RPJNJNYNF041 | OM38-Fbr,Intr,PLEM,B,AQ,41ft,EA | OM3 8 fiber, Interconnect, Plenum, PanMPO Female to PanMPO Female, Method B, Optimized IL, 41 Feet, Aqua | PC | 1 | 1 | 1 | 1 | 460.3
61305617864 | FX8RPJNJNYNF042 | OM38-Fbr,Intr,PLEM,B,AQ,42ft,EA | OM3 8 fiber, Interconnect, Plenum, PanMPO Female to PanMPO Female, Method B, Optimized IL, 42 Feet, Aqua | PC | 1 | 1 | 1 | 1 | 462.68
61305617865 | FX8RPJNJNYNF043 | OM38-Fbr,Intr,PLEM,B,AQ,43ft,EA | OM3 8 fiber, Interconnect, Plenum, PanMPO Female to PanMPO Female, Method B, Optimized IL, 43 Feet, Aqua | PC | 1 | 1 | 1 | 1 | 465.06
61305617866 | FX8RPJNJNYNF044 | OM38-Fbr,Intr,PLEM,B,AQ,44ft,EA | OM3 8 fiber, Interconnect, Plenum, PanMPO Female to PanMPO Female, Method B, Optimized IL, 44 Feet, Aqua | PC | 1 | 1 | 1 | 1 | 467.44
61305617867 | FX8RPJNJNYNF045 | OM38-Fbr,Intr,PLEM,B,AQ,45ft,EA | OM3 8 fiber, Interconnect, Plenum, PanMPO Female to PanMPO Female, Method B, Optimized IL, 45 Feet, Aqua | PC | 1 | 1 | 1 | 1 | 469.84
61305617868 | FX8RPJNJNYNF046 | OM38-Fbr,Intr,PLEM,B,AQ,46ft,EA | OM3 8 fiber, Interconnect, Plenum, PanMPO Female to PanMPO Female, Method B, Optimized IL, 46 Feet, Aqua | PC | 1 | 1 | 1 | 1 | 472.22
61305617869 | FX8RPJNJNYNF047 | OM38-Fbr,Intr,PLEM,B,AQ,47ft,EA | OM3 8 fiber, Interconnect, Plenum, PanMPO Female to PanMPO Female, Method B, Optimized IL, 47 Feet, Aqua | PC | 1 | 1 | 1 | 1 | 474.62
61305617870 | FX8RPJNJNYNF048 | OM38-Fbr,Intr,PLEM,B,AQ,48ft,EA | OM3 8 fiber, Interconnect, Plenum, PanMPO Female to PanMPO Female, Method B, Optimized IL, 48 Feet, Aqua | PC | 1 | 1 | 1 | 1 | 476.98
61305617871 | FX8RPJNJNYNF049 | OM38-Fbr,Intr,PLEM,B,AQ,49ft,EA | OM3 8 fiber, Interconnect, Plenum, PanMPO Female to PanMPO Female, Method B, Optimized IL, 49 Feet, Aqua | PC | 1 | 1 | 1 | 1 | 479.36
61305617872 | FX8RPJNJNYNF050 | OM38-Fbr,Intr,PLEM,B,AQ,50ft,EA | OM3 8 fiber, Interconnect, Plenum, PanMPO Female to PanMPO Female, Method B, Optimized IL, 50 Feet, Aqua | PC | 1 | 1 | 1 | 1 | 481.74
61305617873 | FX8RPJNJNYNF051 | OM38-Fbr,Intr,PLEM,B,AQ,51ft,EA | OM3 8 fiber, Interconnect, Plenum, PanMPO Female to PanMPO Female, Method B, Optimized IL, 51 Feet, Aqua | PC | 1 | 1 | 1 | 1 | 484.14
61305617874 | FX8RPJNJNYNF052 | OM38-Fbr,Intr,PLEM,B,AQ,52ft,EA | OM3 8 fiber, Interconnect, Plenum, PanMPO Female to PanMPO Female, Method B, Optimized IL, 52 Feet, Aqua | PC | 1 | 1 | 1 | 1 | 486.54
61305617875 | FX8RPJNJNYNF053 | OM38-Fbr,Intr,PLEM,B,AQ,53ft,EA | OM3 8 fiber, Interconnect, Plenum, PanMPO Female to PanMPO Female, Method B, Optimized IL, 53 Feet, Aqua | PC | 1 | 1 | 1 | 1 | 488.9
61305617876 | FX8RPJNJNYNF054 | OM38-Fbr,Intr,PLEM,B,AQ,54ft,EA | OM3 8 fiber, Interconnect, Plenum, PanMPO Female to PanMPO Female, Method B, Optimized IL, 54 Feet, Aqua | PC | 1 | 1 | 1 | 1 | 491.3
61305617877 | FX8RPJNJNYNF055 | OM38-Fbr,Intr,PLEM,B,AQ,55ft,EA | OM3 8 fiber, Interconnect, Plenum, PanMPO Female to PanMPO Female, Method B, Optimized IL, 55 Feet, Aqua | PC | 1 | 1 | 1 | 1 | 493.66
61305617878 | FX8RPJNJNYNF056 | OM38-Fbr,Intr,PLEM,B,AQ,56ft,EA | OM3 8 fiber, Interconnect, Plenum, PanMPO Female to PanMPO Female, Method B, Optimized IL, 56 Feet, Aqua | PC | 1 | 1 | 1 | 1 | 496.08
61305617879 | FX8RPJNJNYNF057 | OM38-Fbr,Intr,PLEM,B,AQ,57ft,EA | OM3 8 fiber, Interconnect, Plenum, PanMPO Female to PanMPO Female, Method B, Optimized IL, 57 Feet, Aqua | PC | 1 | 1 | 1 | 1 | 498.46
61305617880 | FX8RPJNJNYNF058 | OM38-Fbr,Intr,PLEM,B,AQ,58ft,EA | OM3 8 fiber, Interconnect, Plenum, PanMPO Female to PanMPO Female, Method B, Optimized IL, 58 Feet, Aqua | PC | 1 | 1 | 1 | 1 | 500.84
61305617881 | FX8RPJNJNYNF059 | OM38-Fbr,Intr,PLEM,B,AQ,59ft,EA | OM3 8 fiber, Interconnect, Plenum, PanMPO Female to PanMPO Female, Method B, Optimized IL, 59 Feet, Aqua | PC | 1 | 1 | 1 | 1 | 503.22
61305617882 | FX8RPJNJNYNF060 | OM38-Fbr,Intr,PLEM,B,AQ,60ft,EA | OM3 8 fiber, Interconnect, Plenum, PanMPO Female to PanMPO Female, Method B, Optimized IL, 60 Feet, Aqua | PC | 1 | 1 | 1 | 1 | 505.6
61305617883 | FX8RPJNJNYNF061 | OM38-Fbr,Intr,PLEM,B,AQ,61ft,EA | OM3 8 fiber, Interconnect, Plenum, PanMPO Female to PanMPO Female, Method B, Optimized IL, 61 Feet, Aqua | PC | 1 | 1 | 1 | 1 | 508
61305617884 | FX8RPJNJNYNF062 | OM38-Fbr,Intr,PLEM,B,AQ,62ft,EA | OM3 8 fiber, Interconnect, Plenum, PanMPO Female to PanMPO Female, Method B, Optimized IL, 62 Feet, Aqua | PC | 1 | 1 | 1 | 1 | 510.36
61305617885 | FX8RPJNJNYNF063 | OM3,8FB,INT,OFNP,FPMPO-FPMPO,MTHB,AQ,63F | OM3 8 fiber, Interconnect, Plenum, PanMPO Female to PanMPO Female, Method B, Optimized IL, 63 Feet, Aqua | PC | 1 | 1 | 1 | 1 | 512.76
61305617886 | FX8RPJNJNYNF064 | OM3,8FB,INT,OFNP,FPMPO-FPMPO,MTHB,AQ,64F | OM3 8 fiber, Interconnect, Plenum, PanMPO Female to PanMPO Female, Method B, Optimized IL, 64 Feet, Aqua | PC | 1 | 1 | 1 | 1 | 515.14
61305617887 | FX8RPJNJNYNF065 | OM3,8FB,INT,OFNP,FPMPO-FPMPO,MTHB,AQ,65F | OM3 8 fiber, Interconnect, Plenum, PanMPO Female to PanMPO Female, Method B, Optimized IL, 65 Feet, Aqua | PC | 1 | 1 | 1 | 1 | 517.52
61305617888 | FX8RPJNJNYNF066 | OM3,8FB,INT,OFNP,FPMPO-FPMPO,MTHB,AQ,66F | OM3 8 fiber, Interconnect, Plenum, PanMPO Female to PanMPO Female, Method B, Optimized IL, 66 Feet, Aqua | PC | 1 | 1 | 1 | 1 | 519.92
61305617889 | FX8RPJNJNYNF067 | OM3,8FB,INT,OFNP,FPMPO-FPMPO,MTHB,AQ,67F | OM3 8 fiber, Interconnect, Plenum, PanMPO Female to PanMPO Female, Method B, Optimized IL, 67 Feet, Aqua | PC | 1 | 1 | 1 | 1 | 522.3
61305617890 | FX8RPJNJNYNF068 | OM3,8FB,INT,OFNP,FPMPO-FPMPO,MTHB,AQ,68F | OM3 8 fiber, Interconnect, Plenum, PanMPO Female to PanMPO Female, Method B, Optimized IL, 68 Feet, Aqua | PC | 1 | 1 | 1 | 1 | 524.68
61305617894 | FX8RPJNJNYNF069 | OM3,8FB,INT,OFNP,FPMPO-FPMPO,MTHB,AQ,69F | OM3 8 fiber, Interconnect, Plenum, PanMPO Female to PanMPO Female, Method B, Optimized IL, 69 Feet, Aqua | PC | 1 | 1 | 1 | 1 | 527.08
61305617895 | FX8RPJNJNYNF070 | OM3,8FB,INT,OFNP,FPMPO-FPMPO,MTHB,AQ,70F | OM3 8 fiber, Interconnect, Plenum, PanMPO Female to PanMPO Female, Method B, Optimized IL, 70 Feet, Aqua | PC | 1 | 1 | 1 | 1 | 529.44
61305617896 | FX8RPJNJNYNF071 | OM3,8FB,INT,OFNP,FPMPO-FPMPO,MTHB,AQ,71F | OM3 8 fiber, Interconnect, Plenum, PanMPO Female to PanMPO Female, Method B, Optimized IL, 71 Feet, Aqua | PC | 1 | 1 | 1 | 1 | 531.86
61305617897 | FX8RPJNJNYNF072 | OM3,8FB,INT,OFNP,FPMPO-FPMPO,MTHB,AQ,72F | OM3 8 fiber, Interconnect, Plenum, PanMPO Female to PanMPO Female, Method B, Optimized IL, 72 Feet, Aqua | PC | 1 | 1 | 1 | 1 | 534.22
61305617898 | FX8RPJNJNYNF073 | OM3,8FB,INT,OFNP,FPMPO-FPMPO,MTHB,AQ,73F | OM3 8 fiber, Interconnect, Plenum, PanMPO Female to PanMPO Female, Method B, Optimized IL, 73 Feet, Aqua | PC | 1 | 1 | 1 | 1 | 536.62
61305617899 | FX8RPJNJNYNF074 | OM3,8FB,INT,OFNP,FPMPO-FPMPO,MTHB,AQ,74F | OM3 8 fiber, Interconnect, Plenum, PanMPO Female to PanMPO Female, Method B, Optimized IL, 74 Feet, Aqua | PC | 1 | 1 | 1 | 1 | 539
61305617900 | FX8RPJNJNYNF075 | OM3,8FB,INT,OFNP,FPMPO-FPMPO,MTHB,AQ,75F | OM3 8 fiber, Interconnect, Plenum, PanMPO Female to PanMPO Female, Method B, Optimized IL, 75 Feet, Aqua | PC | 1 | 1 | 1 | 1 | 541.36
61305617891 | FX8RPJNJNYNF076 | OM3,8FB,INT,OFNP,FPMPO-FPMPO,MTHB,AQ,76F | OM3 8 fiber, Interconnect, Plenum, PanMPO Female to PanMPO Female, Method B, Optimized IL, 76 Feet, Aqua | PC | 1 | 1 | 1 | 1 | 543.78
61305617892 | FX8RPJNJNYNF077 | OM3,8FB,INT,OFNP,FPMPO-FPMPO,MTHB,AQ,77F | OM3 8 fiber, Interconnect, Plenum, PanMPO Female to PanMPO Female, Method B, Optimized IL, 77 Feet, Aqua | PC | 1 | 1 | 1 | 1 | 546.14
61305617893 | FX8RPJNJNYNF078 | OM3,8FB,INT,OFNP,FPMPO-FPMPO,MTHB,AQ,78F | OM3 8 fiber, Interconnect, Plenum, PanMPO Female to PanMPO Female, Method B, Optimized IL, 78 Feet, Aqua | PC | 1 | 1 | 1 | 1 | 548.54
61305617908 | FX8RPJNJNYNF079 | OM3,8FB,INT,OFNP,FPMPO-FPMPO,MTHB,AQ,79F | OM3 8 fiber, Interconnect, Plenum, PanMPO Female to PanMPO Female, Method B, Optimized IL, 79 Feet, Aqua | PC | 1 | 1 | 1 | 1 | 550.9
61305617909 | FX8RPJNJNYNF080 | OM3,8FB,INT,OFNP,FPMPO-FPMPO,MTHB,AQ,80F | OM3 8 fiber, Interconnect, Plenum, PanMPO Female to PanMPO Female, Method B, Optimized IL, 80 Feet, Aqua | PC | 1 | 1 | 1 | 1 | 553.3
61305617910 | FX8RPJNJNYNF081 | OM3,8FB,INT,OFNP,FPMPO-FPMPO,MTHB,AQ,81F | OM3 8 fiber, Interconnect, Plenum, PanMPO Female to PanMPO Female, Method B, Optimized IL, 81 Feet, Aqua | PC | 1 | 1 | 1 | 1 | 555.7
61305617901 | FX8RPJNJNYNF082 | OM3,8FB,INT,OFNP,FPMPO-FPMPO,MTHB,AQ,82F | OM3 8 fiber, Interconnect, Plenum, PanMPO Female to PanMPO Female, Method B, Optimized IL, 82 Feet, Aqua | PC | 1 | 1 | 1 | 1 | 558.08
61305617902 | FX8RPJNJNYNF083 | OM3,8FB,INT,OFNP,FPMPO-FPMPO,MTHB,AQ,83F | OM3 8 fiber, Interconnect, Plenum, PanMPO Female to PanMPO Female, Method B, Optimized IL, 83 Feet, Aqua | PC | 1 | 1 | 1 | 1 | 560.46
61305617903 | FX8RPJNJNYNF084 | OM3,8FB,INT,OFNP,FPMPO-FPMPO,MTHB,AQ,84F | OM3 8 fiber, Interconnect, Plenum, PanMPO Female to PanMPO Female, Method B, Optimized IL, 84 Feet, Aqua | PC | 1 | 1 | 1 | 1 | 562.84
61305617904 | FX8RPJNJNYNF085 | OM3,8FB,INT,OFNP,FPMPO-FPMPO,MTHB,AQ,85F | OM3 8 fiber, Interconnect, Plenum, PanMPO Female to PanMPO Female, Method B, Optimized IL, 85 Feet, Aqua | PC | 1 | 1 | 1 | 1 | 565.22
61305617905 | FX8RPJNJNYNF086 | OM3,8FB,INT,OFNP,FPMPO-FPMPO,MTHB,AQ,86F | OM3 8 fiber, Interconnect, Plenum, PanMPO Female to PanMPO Female, Method B, Optimized IL, 86 Feet, Aqua | PC | 1 | 1 | 1 | 1 | 567.64
61305617906 | FX8RPJNJNYNF087 | OM3,8FB,INT,OFNP,FPMPO-FPMPO,MTHB,AQ,87F | OM3 8 fiber, Interconnect, Plenum, PanMPO Female to PanMPO Female, Method B, Optimized IL, 87 Feet, Aqua | PC | 1 | 1 | 1 | 1 | 570
61305617907 | FX8RPJNJNYNF088 | OM3,8FB,INT,OFNP,FPMPO-FPMPO,MTHB,AQ,88F | OM3 8 fiber, Interconnect, Plenum, PanMPO Female to PanMPO Female, Method B, Optimized IL, 88 Feet, Aqua | PC | 1 | 1 | 1 | 1 | 572.38
61305617911 | FX8RPJNJNYNF089 | OM3,8FB,INT,OFNP,FPMPO-FPMPO,MTHB,AQ,89F | OM3 8 fiber, Interconnect, Plenum, PanMPO Female to PanMPO Female, Method B, Optimized IL, 89 Feet, Aqua | PC | 1 | 1 | 1 | 1 | 574.76
61305617912 | FX8RPJNJNYNF090 | OM3,8FB,INT,OFNP,FPMPO-FPMPO,MTHB,AQ,90F | OM3 8 fiber, Interconnect, Plenum, PanMPO Female to PanMPO Female, Method B, Optimized IL, 90 Feet, Aqua | PC | 1 | 1 | 1 | 1 | 577.14
61305617913 | FX8RPJNJNYNF091 | OM3,8FB,INT,OFNP,FPMPO-FPMPO,MTHB,AQ,91F | OM3 8 fiber, Interconnect, Plenum, PanMPO Female to PanMPO Female, Method B, Optimized IL, 91 Feet, Aqua | PC | 1 | 1 | 1 | 1 | 579.52
61305617914 | FX8RPJNJNYNF092 | OM3,8FB,INT,OFNP,FPMPO-FPMPO,MTHB,AQ,92F | OM3 8 fiber, Interconnect, Plenum, PanMPO Female to PanMPO Female, Method B, Optimized IL, 92 Feet, Aqua | PC | 1 | 1 | 1 | 1 | 581.92
61305617915 | FX8RPJNJNYNF093 | OM3,8FB,INT,OFNP,FPMPO-FPMPO,MTHB,AQ,93F | OM3 8 fiber, Interconnect, Plenum, PanMPO Female to PanMPO Female, Method B, Optimized IL, 93 Feet, Aqua | PC | 1 | 1 | 1 | 1 | 584.32
61305617916 | FX8RPJNJNYNF094 | OM3,8FB,INT,OFNP,FPMPO-FPMPO,MTHB,AQ,94F | OM3 8 fiber, Interconnect, Plenum, PanMPO Female to PanMPO Female, Method B, Optimized IL, 94 Feet, Aqua | PC | 1 | 1 | 1 | 1 | 586.68
61305617917 | FX8RPJNJNYNF095 | OM3,8FB,INT,OFNP,FPMPO-FPMPO,MTHB,AQ,95F | OM3 8 fiber, Interconnect, Plenum, PanMPO Female to PanMPO Female, Method B, Optimized IL, 95 Feet, Aqua | PC | 1 | 1 | 1 | 1 | 589.08
61305617918 | FX8RPJNJNYNF096 | OM3,8FB,INT,OFNP,FPMPO-FPMPO,MTHB,AQ,96F | OM3 8 fiber, Interconnect, Plenum, PanMPO Female to PanMPO Female, Method B, Optimized IL, 96 Feet, Aqua | PC | 1 | 1 | 1 | 1 | 591.44
61305617919 | FX8RPJNJNYNF097 | OM3,8FB,INT,OFNP,FPMPO-FPMPO,MTHB,AQ,97F | OM3 8 fiber, Interconnect, Plenum, PanMPO Female to PanMPO Female, Method B, Optimized IL, 97 Feet, Aqua | PC | 1 | 1 | 1 | 1 | 593.86
61305617920 | FX8RPJNJNYNF098 | OM3,8FB,INT,OFNP,FPMPO-FPMPO,MTHB,AQ,98F | OM3 8 fiber, Interconnect, Plenum, PanMPO Female to PanMPO Female, Method B, Optimized IL, 98 Feet, Aqua | PC | 1 | 1 | 1 | 1 | 596.24
61305617921 | FX8RPJNJNYNF099 | OM3,8FB,INT,OFNP,FPMPO-FPMPO,MTHB,AQ,99F | OM3 8 fiber, Interconnect, Plenum, PanMPO Female to PanMPO Female, Method B, Optimized IL, 99 Feet, Aqua | PC | 1 | 1 | 1 | 1 | 598.6
61305617922 | FX8RPJNJNYNF100 | OM38-Fbr,Intr,PLEM,B,AQ,100ft,EA | OM3 8 fiber, Interconnect, Plenum, PanMPO Female to PanMPO Female, Method B, Optimized IL, 100 Feet, Aqua | PC | 1 | 1 | 1 | 1 | 601
61305628710 | FXTBN1NNNSZM001 | OM3 1-Fiber 900um Buffered Patchcord No |  | PC | 1 | 10 | 1 | 1 | 144.42
61305628716 | FXTBN3NNNSZM001 | OM3 1-Fiber 900um Buffered Patchcord No |  | PC | 1 | 10 | 1 | 1 | 128.14
07498389539 | FXTRL5N5NANM001 | OM3,12-Fiber,LSZH,MPO/Fm-MPO/Fm,1M | OM3 12 fiber, interconnect cable assembly, low smoke zero halogem (LSZH) rated, MPO female to MPO female, Method A Std IL with no pulling eye, Aqua, 1 meter | PC | 1 | 1 | 1 | 1 | 441.46
07498389540 | FXTRL5N5NANM002 | OM3,12-Fiber,LSZH,MPO/Fm-MPO/Fm,2M | OM3 12 fiber, interconnect cable assembly, low smoke zero halogem (LSZH) rated, MPO female to MPO female, Method A Std IL with no pulling eye, Aqua, 2 meters | PC | 1 | 1 | 1 | 1 | 451.36
07498389541 | FXTRL5N5NANM003 | OM3,12-Fiber,LSZH,MPO/Fm-MPO/Fm,3M | OM3 12 fiber, interconnect cable assembly, low smoke zero halogem (LSZH) rated, MPO female to MPO female, Method A Std IL with no pulling eye, Aqua, 3 meters | PC | 1 | 1 | 1 | 1 | 461.26
07498389542 | FXTRL5N5NANM004 | OM3,12-Fiber,LSZH,MPO/Fm-MPO/Fm,4M | OM3 12 fiber, interconnect cable assembly, low smoke zero halogem (LSZH) rated, MPO female to MPO female, Method A Std IL with no pulling eye, Aqua, 4 meters | PC | 1 | 1 | 1 | 1 | 471.18
07498389543 | FXTRL5N5NANM005 | OM3,12-Fiber,LSZH,MPO/Fm-MPO/Fm,5M | OM3 12 fiber, interconnect cable assembly, low smoke zero halogem (LSZH) rated, MPO female to MPO female, Method A Std IL with no pulling eye, Aqua, 5 meters | PC | 1 | 1 | 1 | 1 | 481.06
07498389544 | FXTRL5N5NANM006 | OM3,12-Fiber,LSZH,MPO/Fm-MPO/Fm,6M | OM3 12 fiber, interconnect cable assembly, low smoke zero halogem (LSZH) rated, MPO female to MPO female, Method A Std IL with no pulling eye, Aqua, 6 meters | PC | 1 | 1 | 1 | 1 | 490.98
07498389545 | FXTRL5N5NANM007 | OM3,12-Fiber,LSZH,MPO/Fm-MPO/Fm,7M | OM3 12 fiber, interconnect cable assembly, low smoke zero halogem (LSZH) rated, MPO female to MPO female, Method A Std IL with no pulling eye, Aqua, 7 meters | PC | 1 | 1 | 1 | 1 | 500.88
07498389546 | FXTRL5N5NANM008 | OM3,12-Fiber,LSZH,MPO/Fm-MPO/Fm,8M | OM3 12 fiber, interconnect cable assembly, low smoke zero halogem (LSZH) rated, MPO female to MPO female, Method A Std IL with no pulling eye, Aqua, 8 meters | PC | 1 | 1 | 1 | 1 | 510.76
07498389547 | FXTRL5N5NANM009 | OM3,12-Fiber,LSZH,MPO/Fm-MPO/Fm,9M | OM3 12 fiber, interconnect cable assembly, low smoke zero halogem (LSZH) rated, MPO female to MPO female, Method A Std IL with no pulling eye, Aqua, 9 meters | PC | 1 | 1 | 1 | 1 | 520.68
07498389548 | FXTRL5N5NANM010 | OM3,12-Fiber,LSZH,MPO/Fm-MPO/Fm,10M | OM3 12 fiber, interconnect cable assembly, low smoke zero halogem (LSZH) rated, MPO female to MPO female, Method A Std IL with no pulling eye, Aqua, 10 meters | PC | 1 | 1 | 1 | 1 | 530.58
07498389549 | FXTRL5N5NANM011 | OM3,12-Fiber,LSZH,MPO/Fm-MPO/Fm,11M | OM3 12 fiber, interconnect cable assembly, low smoke zero halogem (LSZH) rated, MPO female to MPO female, Method A Std IL with no pulling eye, Aqua, 11 meters | PC | 1 | 1 | 1 | 1 | 540.48
07498389550 | FXTRL5N5NANM012 | OM3,12-Fiber,LSZH,MPO/Fm-MPO/Fm,12M | OM3 12 fiber, interconnect cable assembly, low smoke zero halogem (LSZH) rated, MPO female to MPO female, Method A Std IL with no pulling eye, Aqua, 12 meters | PC | 1 | 1 | 1 | 1 | 550.38
07498389551 | FXTRL5N5NANM013 | OM3,12-Fiber,LSZH,MPO/Fm-MPO/Fm,13M | OM3 12 fiber, interconnect cable assembly, low smoke zero halogem (LSZH) rated, MPO female to MPO female, Method A Std IL with no pulling eye, Aqua, 13 meters | PC | 1 | 1 | 1 | 1 | 560.32
07498389552 | FXTRL5N5NANM014 | OM3,12-Fiber,LSZH,MPO/Fm-MPO/Fm,14M | OM3 12 fiber, interconnect cable assembly, low smoke zero halogem (LSZH) rated, MPO female to MPO female, Method A Std IL with no pulling eye, Aqua, 14 meters | PC | 1 | 1 | 1 | 1 | 570.2
07498389553 | FXTRL5N5NANM015 | OM3,12-Fiber,LSZH,MPO/Fm-MPO/Fm,15M | OM3 12 fiber, interconnect cable assembly, low smoke zero halogem (LSZH) rated, MPO female to MPO female, Method A Std IL with no pulling eye, Aqua, 15 meters | PC | 1 | 1 | 1 | 1 | 580.12
07498389554 | FXTRL5N5NANM016 | OM3,12-Fiber,LSZH,MPO/Fm-MPO/Fm,16M | OM3 12 fiber, interconnect cable assembly, low smoke zero halogem (LSZH) rated, MPO female to MPO female, Method A Std IL with no pulling eye, Aqua, 16 meters | PC | 1 | 1 | 1 | 1 | 590.02
07498389555 | FXTRL5N5NANM017 | OM3,12-Fiber,LSZH,MPO/Fm-MPO/Fm,17M | OM3 12 fiber, interconnect cable assembly, low smoke zero halogem (LSZH) rated, MPO female to MPO female, Method A Std IL with no pulling eye, Aqua, 17 meters | PC | 1 | 1 | 1 | 1 | 599.9
07498389556 | FXTRL5N5NANM018 | OM3,12-Fiber,LSZH,MPO/Fm-MPO/Fm,18M | OM3 12 fiber, interconnect cable assembly, low smoke zero halogem (LSZH) rated, MPO female to MPO female, Method A Std IL with no pulling eye, Aqua, 18 meters | PC | 1 | 1 | 1 | 1 | 609.82
07498389557 | FXTRL5N5NANM019 | OM3,12-Fiber,LSZH,MPO/Fm-MPO/Fm,19M | OM3 12 fiber, interconnect cable assembly, low smoke zero halogem (LSZH) rated, MPO female to MPO female, Method A Std IL with no pulling eye, Aqua, 19 meters | PC | 1 | 1 | 1 | 1 | 619.72
07498389558 | FXTRL5N5NANM020 | OM3,12-Fiber,LSZH,MPO/Fm-MPO/Fm,20M | OM3 12 fiber, interconnect cable assembly, low smoke zero halogem (LSZH) rated, MPO female to MPO female, Method A Std IL with no pulling eye, Aqua, 20 meters | PC | 1 | 1 | 1 | 1 | 629.62
07498389559 | FXTRL5N5NANM021 | OM3,12-Fiber,LSZH,MPO/Fm-MPO/Fm,21M | OM3 12 fiber, interconnect cable assembly, low smoke zero halogem (LSZH) rated, MPO female to MPO female, Method A Std IL with no pulling eye, Aqua, 21 meters | PC | 1 | 1 | 1 | 1 | 639.52
07498389560 | FXTRL5N5NANM022 | OM3,12-Fiber,LSZH,MPO/Fm-MPO/Fm,22M | OM3 12 fiber, interconnect cable assembly, low smoke zero halogem (LSZH) rated, MPO female to MPO female, Method A Std IL with no pulling eye, Aqua, 22 meters | PC | 1 | 1 | 1 | 1 | 649.44
07498389561 | FXTRL5N5NANM023 | OM3,12-Fiber,LSZH,MPO/Fm-MPO/Fm,23M | OM3 12 fiber, interconnect cable assembly, low smoke zero halogem (LSZH) rated, MPO female to MPO female, Method A Std IL with no pulling eye, Aqua, 23 meters | PC | 1 | 1 | 1 | 1 | 659.32
07498389562 | FXTRL5N5NANM024 | OM3,12-Fiber,LSZH,MPO/Fm-MPO/Fm,24M | OM3 12 fiber, interconnect cable assembly, low smoke zero halogem (LSZH) rated, MPO female to MPO female, Method A Std IL with no pulling eye, Aqua, 24 meters | PC | 1 | 1 | 1 | 1 | 669.22
07498389563 | FXTRL5N5NANM025 | OM3,12-Fiber,LSZH,MPO/Fm-MPO/Fm,25M | OM3 12 fiber, interconnect cable assembly, low smoke zero halogem (LSZH) rated, MPO female to MPO female, Method A Std IL with no pulling eye, Aqua, 25 meters | PC | 1 | 1 | 1 | 1 | 679.14
07498389564 | FXTRL5N5NANM026 | OM3,12-Fiber,LSZH,MPO/Fm-MPO/Fm,26M | OM3 12 fiber, interconnect cable assembly, low smoke zero halogem (LSZH) rated, MPO female to MPO female, Method A Std IL with no pulling eye, Aqua, 26 meters | PC | 1 | 1 | 1 | 1 | 689.02
07498389565 | FXTRL5N5NANM027 | OM3,12-Fiber,LSZH,MPO/Fm-MPO/Fm,27M | OM3 12 fiber, interconnect cable assembly, low smoke zero halogem (LSZH) rated, MPO female to MPO female, Method A Std IL with no pulling eye, Aqua, 27 meters | PC | 1 | 1 | 1 | 1 | 698.94
07498389566 | FXTRL5N5NANM028 | OM3,12-Fiber,LSZH,MPO/Fm-MPO/Fm,28M | OM3 12 fiber, interconnect cable assembly, low smoke zero halogem (LSZH) rated, MPO female to MPO female, Method A Std IL with no pulling eye, Aqua, 28 meters | PC | 1 | 1 | 1 | 1 | 708.84
07498389567 | FXTRL5N5NANM029 | OM3,12-Fiber,LSZH,MPO/Fm-MPO/Fm,29M | OM3 12 fiber, interconnect cable assembly, low smoke zero halogem (LSZH) rated, MPO female to MPO female, Method A Std IL with no pulling eye, Aqua, 29 meters | PC | 1 | 1 | 1 | 1 | 718.76
07498389568 | FXTRL5N5NANM030 | OM3,12-Fiber,LSZH,MPO/Fm-MPO/Fm,30M | OM3 12 fiber, interconnect cable assembly, low smoke zero halogem (LSZH) rated, MPO female to MPO female, Method A Std IL with no pulling eye, Aqua, 30 meters | PC | 1 | 1 | 1 | 1 | 728.64
07498389569 | FXTRL5N5NANM031 | OM3,12-Fiber,LSZH,MPO/Fm-MPO/Fm,31M | OM3 12 fiber, interconnect cable assembly, low smoke zero halogem (LSZH) rated, MPO female to MPO female, Method A Std IL with no pulling eye, Aqua, 31 meters | PC | 1 | 1 | 1 | 1 | 738.56
07498389570 | FXTRL5N5NANM032 | OM3,12-Fiber,LSZH,MPO/Fm-MPO/Fm,32M | OM3 12 fiber, interconnect cable assembly, low smoke zero halogem (LSZH) rated, MPO female to MPO female, Method A Std IL with no pulling eye, Aqua, 32 meters | PC | 1 | 1 | 1 | 1 | 748.46
07498389571 | FXTRL5N5NANM033 | OM3,12-Fiber,LSZH,MPO/Fm-MPO/Fm,33M | OM3 12 fiber, interconnect cable assembly, low smoke zero halogem (LSZH) rated, MPO female to MPO female, Method A Std IL with no pulling eye, Aqua, 33 meters | PC | 1 | 1 | 1 | 1 | 758.34
07498389572 | FXTRL5N5NANM034 | OM3,12-Fiber,LSZH,MPO/Fm-MPO/Fm,34M | OM3 12 fiber, interconnect cable assembly, low smoke zero halogem (LSZH) rated, MPO female to MPO female, Method A Std IL with no pulling eye, Aqua, 34 meters | PC | 1 | 1 | 1 | 1 | 768.26
07498389573 | FXTRL5N5NANM035 | OM3,12-Fiber,LSZH,MPO/Fm-MPO/Fm,35M | OM3 12 fiber, interconnect cable assembly, low smoke zero halogem (LSZH) rated, MPO female to MPO female, Method A Std IL with no pulling eye, Aqua, 35 meters | PC | 1 | 1 | 1 | 1 | 778.16
07498389574 | FXTRL5N5NANM036 | OM3,12-Fiber,LSZH,MPO/Fm-MPO/Fm,36M | OM3 12 fiber, interconnect cable assembly, low smoke zero halogem (LSZH) rated, MPO female to MPO female, Method A Std IL with no pulling eye, Aqua, 36 meters | PC | 1 | 1 | 1 | 1 | 788.08
07498389575 | FXTRL5N5NANM037 | OM3,12-Fiber,LSZH,MPO/Fm-MPO/Fm,37M | OM3 12 fiber, interconnect cable assembly, low smoke zero halogem (LSZH) rated, MPO female to MPO female, Method A Std IL with no pulling eye, Aqua, 37 meters | PC | 1 | 1 | 1 | 1 | 797.98
07498389576 | FXTRL5N5NANM038 | OM3,12-Fiber,LSZH,MPO/Fm-MPO/Fm,38M | OM3 12 fiber, interconnect cable assembly, low smoke zero halogem (LSZH) rated, MPO female to MPO female, Method A Std IL with no pulling eye, Aqua, 38 meters | PC | 1 | 1 | 1 | 1 | 807.9
07498389577 | FXTRL5N5NANM039 | OM3,12-Fiber,LSZH,MPO/Fm-MPO/Fm,39M | OM3 12 fiber, interconnect cable assembly, low smoke zero halogem (LSZH) rated, MPO female to MPO female, Method A Std IL with no pulling eye, Aqua, 39 meters | PC | 1 | 1 | 1 | 1 | 817.78
07498389578 | FXTRL5N5NANM040 | OM3,12-Fiber,LSZH,MPO/Fm-MPO/Fm,40M | OM3 12 fiber, interconnect cable assembly, low smoke zero halogem (LSZH) rated, MPO female to MPO female, Method A Std IL with no pulling eye, Aqua, 40 meters | PC | 1 | 1 | 1 | 1 | 827.68
07498389579 | FXTRL5N5NANM041 | OM3,12-Fiber,LSZH,MPO/Fm-MPO/Fm,41M | OM3 12 fiber, interconnect cable assembly, low smoke zero halogem (LSZH) rated, MPO female to MPO female, Method A Std IL with no pulling eye, Aqua, 41 meters | PC | 1 | 1 | 1 | 1 | 837.6
07498389580 | FXTRL5N5NANM042 | OM3,12-Fiber,LSZH,MPO/Fm-MPO/Fm,42M | OM3 12 fiber, interconnect cable assembly, low smoke zero halogem (LSZH) rated, MPO female to MPO female, Method A Std IL with no pulling eye, Aqua, 42 meters | PC | 1 | 1 | 1 | 1 | 847.48
07498389581 | FXTRL5N5NANM043 | OM3,12-Fiber,LSZH,MPO/Fm-MPO/Fm,43M | OM3 12 fiber, interconnect cable assembly, low smoke zero halogem (LSZH) rated, MPO female to MPO female, Method A Std IL with no pulling eye, Aqua, 43 meters | PC | 1 | 1 | 1 | 1 | 857.4
07498389582 | FXTRL5N5NANM044 | OM3,12-Fiber,LSZH,MPO/Fm-MPO/Fm,44M | OM3 12 fiber, interconnect cable assembly, low smoke zero halogem (LSZH) rated, MPO female to MPO female, Method A Std IL with no pulling eye, Aqua, 44 meters | PC | 1 | 1 | 1 | 1 | 867.3
07498389583 | FXTRL5N5NANM045 | OM3,12-Fiber,LSZH,MPO/Fm-MPO/Fm,45M | OM3 12 fiber, interconnect cable assembly, low smoke zero halogem (LSZH) rated, MPO female to MPO female, Method A Std IL with no pulling eye, Aqua, 45 meters | PC | 1 | 1 | 1 | 1 | 877.2
07498389584 | FXTRL5N5NANM046 | OM3,12-Fiber,LSZH,MPO/Fm-MPO/Fm,46M | OM3 12 fiber, interconnect cable assembly, low smoke zero halogem (LSZH) rated, MPO female to MPO female, Method A Std IL with no pulling eye, Aqua, 46 meters | PC | 1 | 1 | 1 | 1 | 887.1
07498389585 | FXTRL5N5NANM047 | OM3,12-Fiber,LSZH,MPO/Fm-MPO/Fm,47M | OM3 12 fiber, interconnect cable assembly, low smoke zero halogem (LSZH) rated, MPO female to MPO female, Method A Std IL with no pulling eye, Aqua, 47 meters | PC | 1 | 1 | 1 | 1 | 897.02
07498389586 | FXTRL5N5NANM048 | OM3,12-Fiber,LSZH,MPO/Fm-MPO/Fm,48M | OM3 12 fiber, interconnect cable assembly, low smoke zero halogem (LSZH) rated, MPO female to MPO female, Method A Std IL with no pulling eye, Aqua, 48 meters | PC | 1 | 1 | 1 | 1 | 906.9
07498389587 | FXTRL5N5NANM049 | OM3,12-Fiber,LSZH,MPO/Fm-MPO/Fm,49M | OM3 12 fiber, interconnect cable assembly, low smoke zero halogem (LSZH) rated, MPO female to MPO female, Method A Std IL with no pulling eye, Aqua, 49 meters | PC | 1 | 1 | 1 | 1 | 916.8
07498389588 | FXTRL5N5NANM050 | OM3,12-Fiber,LSZH,MPO/Fm-MPO/Fm,50M | OM3 12 fiber, interconnect cable assembly, low smoke zero halogem (LSZH) rated, MPO female to MPO female, Method A Std IL with no pulling eye, Aqua, 50 meters | PC | 1 | 1 | 1 | 1 | 926.72
61305629756 | FXTRL5N5NBNM002 | OM3 12f Interconnect LSZH MPO F/MPO F Ty |  | PC | 1 | 1 | 1 | 1 | 451.36
61305632963 | FXTRL5N5NBNM003 | OM3 12f Interconnect LSZH MPO F/MPO F Ty |  | PC | 1 | 1 | 1 | 1 | 461.2
61305632996 | FXTRL5N5NBNM004 | OM3 12f Interconnect LSZH MPO F/MPO F Ty |  | PC | 1 | 1 | 1 | 1 | 471.06
61305629755 | FXTRL5N5NBNM005 | OM3 12f Interconnect LSZH MPO F/MPO F Ty |  | PC | 1 | 1 | 1 | 1 | 480.96
61305632997 | FXTRL5N5NBNM006 | OM3 12f Interconnect LSZH MPO F/MPO F Ty |  | PC | 1 | 1 | 1 | 1 | 490.82
61305629754 | FXTRL5N5NBNM007 | OM3 12f Interconnect LSZH MPO F/MPO F Ty |  | PC | 1 | 1 | 1 | 1 | 500.7
61305629753 | FXTRL5N5NBNM008 | OM3 12f Interconnect LSZH MPO F/MPO F Ty |  | PC | 1 | 1 | 1 | 1 | 510.58
61305632998 | FXTRL5N5NBNM009 | OM3 12f Interconnect LSZH MPO F/MPO F Ty |  | PC | 1 | 1 | 1 | 1 | 520.4
61305629752 | FXTRL5N5NBNM010 | OM3 12f Interconnect LSZH MPO F/MPO F Ty |  | PC | 1 | 1 | 1 | 1 | 530.32
61305629751 | FXTRL5N5NBNM011 | OM3 12f Interconnect LSZH MPO F/MPO F Ty |  | PC | 1 | 1 | 1 | 1 | 540.2
61305629750 | FXTRL5N5NBNM012 | OM3 12f Interconnect LSZH MPO F/MPO F Ty |  | PC | 1 | 1 | 1 | 1 | 550.06
61305629749 | FXTRL5N5NBNM013 | OM3 12f Interconnect LSZH MPO F/MPO F Ty |  | PC | 1 | 1 | 1 | 1 | 559.94
61305629748 | FXTRL5N5NBNM014 | OM3 12f Interconnect LSZH MPO F/MPO F Ty |  | PC | 1 | 1 | 1 | 1 | 569.82
61305629747 | FXTRL5N5NBNM015 | OM3 12f Interconnect LSZH MPO F/MPO F Ty |  | PC | 1 | 1 | 1 | 1 | 579.68
61305629746 | FXTRL5N5NBNM016 | OM3 12f Interconnect LSZH MPO F/MPO F Ty |  | PC | 1 | 1 | 1 | 1 | 589.56
61305632999 | FXTRL5N5NBNM017 | OM3 12f Interconnect LSZH MPO F/MPO F Ty |  | PC | 1 | 1 | 1 | 1 | 599.36
61305633000 | FXTRL5N5NBNM018 | OM3 12f Interconnect LSZH MPO F/MPO F Ty |  | PC | 1 | 1 | 1 | 1 | 609.24
61305633001 | FXTRL5N5NBNM019 | OM3 12f Interconnect LSZH MPO F/MPO F Ty |  | PC | 1 | 1 | 1 | 1 | 619.1
61305629745 | FXTRL5N5NBNM020 | OM3 12f Interconnect LSZH MPO F/MPO F Ty |  | PC | 1 | 1 | 1 | 1 | 629.04
61305633002 | FXTRL5N5NBNM021 | OM3 12f Interconnect LSZH MPO F/MPO F Ty |  | PC | 1 | 1 | 1 | 1 | 638.84
61305633003 | FXTRL5N5NBNM022 | OM3 12f Interconnect LSZH MPO F/MPO F Ty |  | PC | 1 | 1 | 1 | 1 | 648.68
61305633004 | FXTRL5N5NBNM023 | OM3 12f Interconnect LSZH MPO F/MPO F Ty |  | PC | 1 | 1 | 1 | 1 | 658.56
61305633005 | FXTRL5N5NBNM024 | OM3 12f Interconnect LSZH MPO F/MPO F Ty |  | PC | 1 | 1 | 1 | 1 | 668.42
61305632994 | FXTRL5N5NBNM025 | OM3 12f Interconnect LSZH MPO F/MPO F Ty |  | PC | 1 | 1 | 1 | 1 | 678.28
61305633006 | FXTRL5N5NBNM026 | OM3 12f Interconnect LSZH MPO F/MPO F Ty |  | PC | 1 | 1 | 1 | 1 | 688.14
61305633007 | FXTRL5N5NBNM027 | OM3 12f Interconnect LSZH MPO F/MPO F Ty |  | PC | 1 | 1 | 1 | 1 | 698.02
61305633008 | FXTRL5N5NBNM028 | OM3 12f Interconnect LSZH MPO F/MPO F Ty |  | PC | 1 | 1 | 1 | 1 | 707.9
61305633009 | FXTRL5N5NBNM029 | OM3 12f Interconnect LSZH MPO F/MPO F Ty |  | PC | 1 | 1 | 1 | 1 | 717.76
61305633010 | FXTRL5N5NBNM030 | OM3 12f Interconnect LSZH MPO F/MPO F Ty |  | PC | 1 | 1 | 1 | 1 | 727.64
61305632995 | FXTRL5N5NBNM031 | OM3 12f Interconnect LSZH MPO F/MPO F Ty |  | PC | 1 | 1 | 1 | 1 | 737.48
61305633011 | FXTRL5N5NBNM032 | OM3 12f Interconnect LSZH MPO F/MPO F Ty |  | PC | 1 | 1 | 1 | 1 | 747.36
61305633012 | FXTRL5N5NBNM033 | OM3 12f Interconnect LSZH MPO F/MPO F Ty |  | PC | 1 | 1 | 1 | 1 | 757.24
61305633013 | FXTRL5N5NBNM034 | OM3 12f Interconnect LSZH MPO F/MPO F Ty |  | PC | 1 | 1 | 1 | 1 | 767.1
61305633014 | FXTRL5N5NBNM035 | OM3 12f Interconnect LSZH MPO F/MPO F Ty |  | PC | 1 | 1 | 1 | 1 | 776.98
61305633015 | FXTRL5N5NBNM036 | OM3 12f Interconnect LSZH MPO F/MPO F Ty |  | PC | 1 | 1 | 1 | 1 | 786.84
61305633016 | FXTRL5N5NBNM037 | OM3 12f Interconnect LSZH MPO F/MPO F Ty |  | PC | 1 | 1 | 1 | 1 | 796.7
61305633017 | FXTRL5N5NBNM038 | OM3 12f Interconnect LSZH MPO F/MPO F Ty |  | PC | 1 | 1 | 1 | 1 | 806.58
61305633018 | FXTRL5N5NBNM039 | OM3 12f Interconnect LSZH MPO F/MPO F Ty |  | PC | 1 | 1 | 1 | 1 | 816.44
61305633019 | FXTRL5N5NBNM040 | OM3 12f Interconnect LSZH MPO F/MPO F Ty |  | PC | 1 | 1 | 1 | 1 | 826.32
61305633028 | FXTRL5N5NBNM041 | OM3 12f Interconnect LSZH MPO F/MPO F Ty |  | PC | 1 | 1 | 1 | 1 | 836.18
61305633029 | FXTRL5N5NBNM042 | OM3 12f Interconnect LSZH MPO F/MPO F Ty |  | PC | 1 | 1 | 1 | 1 | 846.04
61305633030 | FXTRL5N5NBNM043 | OM3 12f Interconnect LSZH MPO F/MPO F Ty |  | PC | 1 | 1 | 1 | 1 | 855.92
61305633031 | FXTRL5N5NBNM044 | OM3 12f Interconnect LSZH MPO F/MPO F Ty |  | PC | 1 | 1 | 1 | 1 | 865.78
61305633032 | FXTRL5N5NBNM045 | OM3 12f Interconnect LSZH MPO F/MPO F Ty |  | PC | 1 | 1 | 1 | 1 | 875.66
61305633033 | FXTRL5N5NBNM046 | OM3 12f Interconnect LSZH MPO F/MPO F Ty |  | PC | 1 | 1 | 1 | 1 | 885.52
61305633034 | FXTRL5N5NBNM047 | OM3 12f Interconnect LSZH MPO F/MPO F Ty |  | PC | 1 | 1 | 1 | 1 | 895.4
61305633035 | FXTRL5N5NBNM048 | OM3 12f Interconnect LSZH MPO F/MPO F Ty |  | PC | 1 | 1 | 1 | 1 | 905.24
61305633044 | FXTRL5N5NBNM049 | OM3 12f Interconnect LSZH MPO F/MPO F Ty |  | PC | 1 | 1 | 1 | 1 | 915.12
61305633045 | FXTRL5N5NBNM050 | OM3 12f Interconnect LSZH MPO F/MPO F Ty |  | PC | 1 | 1 | 1 | 1 | 925
61305633046 | FXTRL5N5NXNM003 | OM3 12f Interconnect LSZH MPO F/MPO F Ty |  | PC | 1 | 1 | 1 | 1 | 482.78
61305633047 | FXTRL5N5NXNM004 | OM3 12f Interconnect LSZH MPO F/MPO F Ty |  | PC | 1 | 1 | 1 | 1 | 492.64
61305601274 | FXTRL5N5NXNM005 | OM3 12f Interconnect LSZH MPO F/MPO F Ty |  | PC | 1 | 1 | 1 | 1 | 502.66
61305629744 | FXTRL5N5NXNM006 | OM3 12f Interconnect LSZH MPO F/MPO F Ty |  | PC | 1 | 1 | 1 | 1 | 512.38
61305601275 | FXTRL5N5NXNM008 | OM3 12f Interconnect LSZH MPO F/MPO F Ty |  | PC | 1 | 1 | 1 | 1 | 532.36
61305601276 | FXTRL5N5NXNM010 | OM3 12f Interconnect LSZH MPO F/MPO F Ty |  | PC | 1 | 1 | 1 | 1 | 552.16
61305601277 | FXTRL5N5NXNM016 | OM3 12f Interconnect LSZH MPO F/MPO F Ty |  | PC | 1 | 1 | 1 | 1 | 611.58
61305601278 | FXTRL5N5NXNM017 | OM3 12f Interconnect LSZH MPO F/MPO F Ty |  | PC | 1 | 1 | 1 | 1 | 621.48
61305601279 | FXTRL5N5NXNM018 | OM3 12f Interconnect LSZH MPO F/MPO F Ty |  | PC | 1 | 1 | 1 | 1 | 631.4
61305601280 | FXTRL5N5NXNM019 | OM3 12f Interconnect LSZH MPO F/MPO F Ty |  | PC | 1 | 1 | 1 | 1 | 641.28
61305601281 | FXTRL5N5NXNM020 | OM3 12f Interconnect LSZH MPO F/MPO F Ty |  | PC | 1 | 1 | 1 | 1 | 651.2
61305629743 | FXTRL5N5NXNM021 | OM3 12f Interconnect LSZH MPO F/MPO F Ty |  | PC | 1 | 1 | 1 | 1 | 660.4
61305601282 | FXTRL5N5NXNM022 | OM3 12f Interconnect LSZH MPO F/MPO F Ty |  | PC | 1 | 1 | 1 | 1 | 671
61305601283 | FXTRL5N5NXNM025 | OM3 12f Interconnect LSZH MPO F/MPO F Ty |  | PC | 1 | 1 | 1 | 1 | 700.72
61305629642 | FXTRL5N5NXNM033 | OM3 12f Interconnect LSZH MPO F/MPO F Ty |  | PC | 1 | 1 | 1 | 1 | 778.82
61305601284 | FXTRL5N5NXNM035 | OM3 12f Interconnect LSZH MPO F/MPO F Ty |  | PC | 1 | 1 | 1 | 1 | 799.74
61305629641 | FXTRL5N5NXNM038 | OM3 12f Interconnect LSZH MPO F/MPO F Ty |  | PC | 1 | 1 | 1 | 1 | 828.16
61305601285 | FXTRL5N5NXNM039 | OM3 12f Interconnect LSZH MPO F/MPO F Ty |  | PC | 1 | 1 | 1 | 1 | 839.36
61305601286 | FXTRL5N5NXNM040 | OM3 12f Interconnect LSZH MPO F/MPO F Ty |  | PC | 1 | 1 | 1 | 1 | 849.24
61305629639 | FXTRL5N5NXNM041 | OM3 12f Interconnect LSZH MPO F/MPO F Ty |  | PC | 1 | 1 | 1 | 1 | 857.78
61305629637 | FXTRL5N5NXNM043 | OM3 12f Interconnect LSZH MPO F/MPO F Ty |  | PC | 1 | 1 | 1 | 1 | 877.48
61305601287 | FXTRL5N5NXNM044 | OM3 12f Interconnect LSZH MPO F/MPO F Ty |  | PC | 1 | 1 | 1 | 1 | 888.86
61305629636 | FXTRL5N5NXNM045 | OM3 12f Interconnect LSZH MPO F/MPO F Ty |  | PC | 1 | 1 | 1 | 1 | 897.22
61305633048 | FXTRL5N5NXNM046 | OM3 12f Interconnect LSZH MPO F/MPO F Ty |  | PC | 1 | 1 | 1 | 1 | 907.1
61305633049 | FXTRL5N5NXNM047 | OM3 12f Interconnect LSZH MPO F/MPO F Ty |  | PC | 1 | 1 | 1 | 1 | 916.96
61305633050 | FXTRL5N5NXNM048 | OM3 12f Interconnect LSZH MPO F/MPO F Ty |  | PC | 1 | 1 | 1 | 1 | 926.82
61305633051 | FXTRL5N5NXNM049 | OM3 12f Interconnect LSZH MPO F/MPO F Ty |  | PC | 1 | 1 | 1 | 1 | 936.68
61305629634 | FXTRL5N5NXNM050 | OM3 12f Interconnect LSZH MPO F/MPO F Ty |  | PC | 1 | 1 | 1 | 1 | 946.56
61305633060 | FXTRL5N5NYNM003 | OM3 12f Interconnect LSZH MPO F/MPO F Ty |  | PC | 1 | 1 | 1 | 1 | 482.78
61305633061 | FXTRL5N5NYNM004 | OM3 12f Interconnect LSZH MPO F/MPO F Ty |  | PC | 1 | 1 | 1 | 1 | 492.64
61305633062 | FXTRL5N5NYNM005 | OM3 12f Interconnect LSZH MPO F/MPO F Ty |  | PC | 1 | 1 | 1 | 1 | 502.5
61305633063 | FXTRL5N5NYNM006 | OM3 12f Interconnect LSZH MPO F/MPO F Ty |  | PC | 1 | 1 | 1 | 1 | 512.38
61305633064 | FXTRL5N5NYNM007 | OM3 12f Interconnect LSZH MPO F/MPO F Ty |  | PC | 1 | 1 | 1 | 1 | 522.26
61305633065 | FXTRL5N5NYNM008 | OM3 12f Interconnect LSZH MPO F/MPO F Ty |  | PC | 1 | 1 | 1 | 1 | 532.12
61305633066 | FXTRL5N5NYNM009 | OM3 12f Interconnect LSZH MPO F/MPO F Ty |  | PC | 1 | 1 | 1 | 1 | 541.98
61305633067 | FXTRL5N5NYNM010 | OM3 12f Interconnect LSZH MPO F/MPO F Ty |  | PC | 1 | 1 | 1 | 1 | 551.84
61305633068 | FXTRL5N5NYNM011 | OM3 12f Interconnect LSZH MPO F/MPO F Ty |  | PC | 1 | 1 | 1 | 1 | 561.72
61305633069 | FXTRL5N5NYNM012 | OM3 12f Interconnect LSZH MPO F/MPO F Ty |  | PC | 1 | 1 | 1 | 1 | 571.6
61305633070 | FXTRL5N5NYNM013 | OM3 12f Interconnect LSZH MPO F/MPO F Ty |  | PC | 1 | 1 | 1 | 1 | 581.46
61305633071 | FXTRL5N5NYNM014 | OM3 12f Interconnect LSZH MPO F/MPO F Ty |  | PC | 1 | 1 | 1 | 1 | 591.34
61305633072 | FXTRL5N5NYNM015 | OM3 12f Interconnect LSZH MPO F/MPO F Ty |  | PC | 1 | 1 | 1 | 1 | 601.18
61305633073 | FXTRL5N5NYNM016 | OM3 12f Interconnect LSZH MPO F/MPO F Ty |  | PC | 1 | 1 | 1 | 1 | 611.06
61305633074 | FXTRL5N5NYNM017 | OM3 12f Interconnect LSZH MPO F/MPO F Ty |  | PC | 1 | 1 | 1 | 1 | 620.94
61305633075 | FXTRL5N5NYNM018 | OM3 12f Interconnect LSZH MPO F/MPO F Ty |  | PC | 1 | 1 | 1 | 1 | 630.8
61305633076 | FXTRL5N5NYNM019 | OM3 12f Interconnect LSZH MPO F/MPO F Ty |  | PC | 1 | 1 | 1 | 1 | 640.68
61305633077 | FXTRL5N5NYNM020 | OM3 12f Interconnect LSZH MPO F/MPO F Ty |  | PC | 1 | 1 | 1 | 1 | 650.52
61305633078 | FXTRL5N5NYNM021 | OM3 12f Interconnect LSZH MPO F/MPO F Ty |  | PC | 1 | 1 | 1 | 1 | 660.4
61305633079 | FXTRL5N5NYNM022 | OM3 12f Interconnect LSZH MPO F/MPO F Ty |  | PC | 1 | 1 | 1 | 1 | 670.28
61305633080 | FXTRL5N5NYNM023 | OM3 12f Interconnect LSZH MPO F/MPO F Ty |  | PC | 1 | 1 | 1 | 1 | 680.14
61305633081 | FXTRL5N5NYNM024 | OM3 12f Interconnect LSZH MPO F/MPO F Ty |  | PC | 1 | 1 | 1 | 1 | 690.02
61305633082 | FXTRL5N5NYNM025 | OM3 12f Interconnect LSZH MPO F/MPO F Ty |  | PC | 1 | 1 | 1 | 1 | 699.88
61305633083 | FXTRL5N5NYNM026 | OM3 12f Interconnect LSZH MPO F/MPO F Ty |  | PC | 1 | 1 | 1 | 1 | 709.74
61305633084 | FXTRL5N5NYNM027 | OM3 12f Interconnect LSZH MPO F/MPO F Ty |  | PC | 1 | 1 | 1 | 1 | 719.6
61305633085 | FXTRL5N5NYNM028 | OM3 12f Interconnect LSZH MPO F/MPO F Ty |  | PC | 1 | 1 | 1 | 1 | 729.48
61305633086 | FXTRL5N5NYNM029 | OM3 12f Interconnect LSZH MPO F/MPO F Ty |  | PC | 1 | 1 | 1 | 1 | 739.36
61305633087 | FXTRL5N5NYNM030 | OM3 12f Interconnect LSZH MPO F/MPO F Ty |  | PC | 1 | 1 | 1 | 1 | 749.22
61305633088 | FXTRL5N5NYNM031 | OM3 12f Interconnect LSZH MPO F/MPO F Ty |  | PC | 1 | 1 | 1 | 1 | 759.1
61305633089 | FXTRL5N5NYNM032 | OM3 12f Interconnect LSZH MPO F/MPO F Ty |  | PC | 1 | 1 | 1 | 1 | 768.94
61305633090 | FXTRL5N5NYNM033 | OM3 12f Interconnect LSZH MPO F/MPO F Ty |  | PC | 1 | 1 | 1 | 1 | 778.82
61305633091 | FXTRL5N5NYNM034 | OM3 12f Interconnect LSZH MPO F/MPO F Ty |  | PC | 1 | 1 | 1 | 1 | 788.7
61305633100 | FXTRL5N5NYNM035 | OM3 12f Interconnect LSZH MPO F/MPO F Ty |  | PC | 1 | 1 | 1 | 1 | 798.56
61305633101 | FXTRL5N5NYNM036 | OM3 12f Interconnect LSZH MPO F/MPO F Ty |  | PC | 1 | 1 | 1 | 1 | 808.44
61305633102 | FXTRL5N5NYNM037 | OM3 12f Interconnect LSZH MPO F/MPO F Ty |  | PC | 1 | 1 | 1 | 1 | 818.28
61305633103 | FXTRL5N5NYNM038 | OM3 12f Interconnect LSZH MPO F/MPO F Ty |  | PC | 1 | 1 | 1 | 1 | 828.16
61305633104 | FXTRL5N5NYNM039 | OM3 12f Interconnect LSZH MPO F/MPO F Ty |  | PC | 1 | 1 | 1 | 1 | 838.04
61305633105 | FXTRL5N5NYNM040 | OM3 12f Interconnect LSZH MPO F/MPO F Ty |  | PC | 1 | 1 | 1 | 1 | 847.9
61305633106 | FXTRL5N5NYNM041 | OM3 12f Interconnect LSZH MPO F/MPO F Ty |  | PC | 1 | 1 | 1 | 1 | 857.78
61305633108 | FXTRL5N5NYNM042 | OM3 12f Interconnect LSZH MPO F/MPO F Ty |  | PC | 1 | 1 | 1 | 1 | 867.64
61305633116 | FXTRL5N5NYNM043 | OM3 12f Interconnect LSZH MPO F/MPO F Ty |  | PC | 1 | 1 | 1 | 1 | 877.48
61305633117 | FXTRL5N5NYNM044 | OM3 12f Interconnect LSZH MPO F/MPO F Ty |  | PC | 1 | 1 | 1 | 1 | 887.36
61305633118 | FXTRL5N5NYNM045 | OM3 12f Interconnect LSZH MPO F/MPO F Ty |  | PC | 1 | 1 | 1 | 1 | 897.22
61305633119 | FXTRL5N5NYNM046 | OM3 12f Interconnect LSZH MPO F/MPO F Ty |  | PC | 1 | 1 | 1 | 1 | 907.1
61305633120 | FXTRL5N5NYNM047 | OM3 12f Interconnect LSZH MPO F/MPO F Ty |  | PC | 1 | 1 | 1 | 1 | 916.96
61305633121 | FXTRL5N5NYNM048 | OM3 12f Interconnect LSZH MPO F/MPO F Ty |  | PC | 1 | 1 | 1 | 1 | 926.82
61305633122 | FXTRL5N5NYNM049 | OM3 12f Interconnect LSZH MPO F/MPO F Ty |  | PC | 1 | 1 | 1 | 1 | 936.68
61305633123 | FXTRL5N5NYNM050 | OM3 12f Interconnect LSZH MPO F/MPO F Ty |  | PC | 1 | 1 | 1 | 1 | 946.56
07498359315 | FXTRL7N7NANM001 | OM3,12-Fiber,LSZH,PMPOf-PMPOf,1M | OM3 12 fiber, PanMPO interconnect cable assembly, low smoke zero halogen (LSZH), PanMPO Female To PanMPO Female, Method A, Std IL, with no pulling eye, Aqua, 1 meter | PC | 1 | 1 | 1 | 1 | 441.46
07498359316 | FXTRL7N7NANM002 | OM3,12-Fiber,LSZH,PMPOf-PMPOf,2M | OM3 12 fiber, PanMPO interconnect cable assembly, low smoke zero halogen (LSZH), PanMPO Female To PanMPO Female, Method A, Std IL, with no pulling eye, Aqua, 2 meters | PC | 1 | 1 | 1 | 1 | 451.36
07498359318 | FXTRL7N7NANM003 | OM3,12-Fiber,LSZH,PMPOf-PMPOf,3M | OM3 12 fiber, PanMPO interconnect cable assembly, low smoke zero halogen (LSZH), PanMPO Female To PanMPO Female, Method A, Std IL, with no pulling eye, Aqua, 3 meters | PC | 1 | 1 | 1 | 1 | 461.26
07498359321 | FXTRL7N7NANM004 | OM3,12-Fiber,LSZH,PMPOf-PMPOf,4M | OM3 12 fiber, PanMPO interconnect cable assembly, low smoke zero halogen (LSZH), PanMPO Female To PanMPO Female, Method A, Std IL, with no pulling eye, Aqua, 4 meters | PC | 1 | 1 | 1 | 1 | 471.18
07498359328 | FXTRL7N7NANM005 | OM3,12-Fiber,LSZH,PMPOf-PMPOf,5M | OM3 12 fiber, PanMPO interconnect cable assembly, low smoke zero halogen (LSZH), PanMPO Female To PanMPO Female, Method A, Std IL, with no pulling eye, Aqua, 5 meters | PC | 1 | 1 | 1 | 1 | 481.06
07498359329 | FXTRL7N7NANM006 | OM3,12-Fiber,LSZH,PMPOf-PMPOf,6M | OM3 12 fiber, PanMPO interconnect cable assembly, low smoke zero halogen (LSZH), PanMPO Female To PanMPO Female, Method A, Std IL, with no pulling eye, Aqua, 6 meters | PC | 1 | 1 | 1 | 1 | 490.98
07498359331 | FXTRL7N7NANM007 | OM3,12-Fiber,LSZH,PMPOf-PMPOf,7M | OM3 12 fiber, PanMPO interconnect cable assembly, low smoke zero halogen (LSZH), PanMPO Female To PanMPO Female, Method A, Std IL, with no pulling eye, Aqua, 7 meters | PC | 1 | 1 | 1 | 1 | 500.88
07498359332 | FXTRL7N7NANM008 | OM3,12-Fiber,LSZH,PMPOf-PMPOf,8M | OM3 12 fiber, PanMPO interconnect cable assembly, low smoke zero halogen (LSZH), PanMPO Female To PanMPO Female, Method A, Std IL, with no pulling eye, Aqua, 8 meters | PC | 1 | 1 | 1 | 1 | 510.76
07498359337 | FXTRL7N7NANM009 | OM3,12-Fiber,LSZH,PMPOf-PMPOf,9M | OM3 12 fiber, PanMPO interconnect cable assembly, low smoke zero halogen (LSZH), PanMPO Female To PanMPO Female, Method A, Std IL, with no pulling eye, Aqua, 9 meters | PC | 1 | 1 | 1 | 1 | 520.68
07498359338 | FXTRL7N7NANM010 | OM3,12-Fiber,LSZH,PMPOf-PMPOf,10M | OM3 12 fiber, PanMPO interconnect cable assembly, low smoke zero halogen (LSZH), PanMPO Female To PanMPO Female, Method A, Std IL, with no pulling eye, Aqua, 10 meters | PC | 1 | 1 | 1 | 1 | 530.58
07498359339 | FXTRL7N7NANM011 | OM3,12-Fiber,LSZH,PMPOf-PMPOf,11M | OM3 12 fiber, PanMPO interconnect cable assembly, low smoke zero halogen (LSZH), PanMPO Female To PanMPO Female, Method A, Std IL, with no pulling eye, Aqua, 11 meters | PC | 1 | 1 | 1 | 1 | 540.48
07498359341 | FXTRL7N7NANM012 | OM3,12-Fiber,LSZH,PMPOf-PMPOf,12M | OM3 12 fiber, PanMPO interconnect cable assembly, low smoke zero halogen (LSZH), PanMPO Female To PanMPO Female, Method A, Std IL, with no pulling eye, Aqua, 12 meters | PC | 1 | 1 | 1 | 1 | 550.38
07498359345 | FXTRL7N7NANM013 | OM3,12-Fiber,LSZH,PMPOf-PMPOf,13M | OM3 12 fiber, PanMPO interconnect cable assembly, low smoke zero halogen (LSZH), PanMPO Female To PanMPO Female, Method A, Std IL, with no pulling eye, Aqua, 13 meters | PC | 1 | 1 | 1 | 1 | 560.32
07498359346 | FXTRL7N7NANM014 | OM3,12-Fiber,LSZH,PMPOf-PMPOf,14M | OM3 12 fiber, PanMPO interconnect cable assembly, low smoke zero halogen (LSZH), PanMPO Female To PanMPO Female, Method A, Std IL, with no pulling eye, Aqua, 14 meters | PC | 1 | 1 | 1 | 1 | 570.2
07498359349 | FXTRL7N7NANM015 | OM3,12-Fiber,LSZH,PMPOf-PMPOf,15M | OM3 12 fiber, PanMPO interconnect cable assembly, low smoke zero halogen (LSZH), PanMPO Female To PanMPO Female, Method A, Std IL, with no pulling eye, Aqua, 15 meters | PC | 1 | 1 | 1 | 1 | 580.12
07498359353 | FXTRL7N7NANM016 | OM3,12-Fiber,LSZH,PMPOf-PMPOf,16M | OM3 12 fiber, PanMPO interconnect cable assembly, low smoke zero halogen (LSZH), PanMPO Female To PanMPO Female, Method A, Std IL, with no pulling eye, Aqua, 16 meters | PC | 1 | 1 | 1 | 1 | 590.02
07498359355 | FXTRL7N7NANM017 | OM3,12-Fiber,LSZH,PMPOf-PMPOf,17M | OM3 12 fiber, PanMPO interconnect cable assembly, low smoke zero halogen (LSZH), PanMPO Female To PanMPO Female, Method A, Std IL, with no pulling eye, Aqua, 17 meters | PC | 1 | 1 | 1 | 1 | 599.9
07498359357 | FXTRL7N7NANM018 | OM3,12-Fiber,LSZH,PMPOf-PMPOf,18M | OM3 12 fiber, PanMPO interconnect cable assembly, low smoke zero halogen (LSZH), PanMPO Female To PanMPO Female, Method A, Std IL, with no pulling eye, Aqua, 18 meters | PC | 1 | 1 | 1 | 1 | 609.82
07498359376 | FXTRL7N7NANM019 | OM3,12-Fiber,LSZH,PMPOf-PMPOf,19M | OM3 12 fiber, PanMPO interconnect cable assembly, low smoke zero halogen (LSZH), PanMPO Female To PanMPO Female, Method A, Std IL, with no pulling eye, Aqua, 19 meters | PC | 1 | 1 | 1 | 1 | 619.72
07498359385 | FXTRL7N7NANM020 | OM3,12-Fiber,LSZH,PMPOf-PMPOf,20M | OM3 12 fiber, PanMPO interconnect cable assembly, low smoke zero halogen (LSZH), PanMPO Female To PanMPO Female, Method A, Std IL, with no pulling eye, Aqua, 20 meters | PC | 1 | 1 | 1 | 1 | 629.62
07498359386 | FXTRL7N7NANM021 | OM3,12-Fiber,LSZH,PMPOf-PMPOf,21M | OM3 12 fiber, PanMPO interconnect cable assembly, low smoke zero halogen (LSZH), PanMPO Female To PanMPO Female, Method A, Std IL, with no pulling eye, Aqua, 21 meters | PC | 1 | 1 | 1 | 1 | 639.52
07498359387 | FXTRL7N7NANM022 | OM3,12-Fiber,LSZH,PMPOf-PMPOf,22M | OM3 12 fiber, PanMPO interconnect cable assembly, low smoke zero halogen (LSZH), PanMPO Female To PanMPO Female, Method A, Std IL, with no pulling eye, Aqua, 22 meters | PC | 1 | 1 | 1 | 1 | 649.44
07498359388 | FXTRL7N7NANM023 | OM3,12-Fiber,LSZH,PMPOf-PMPOf,23M | OM3 12 fiber, PanMPO interconnect cable assembly, low smoke zero halogen (LSZH), PanMPO Female To PanMPO Female, Method A, Std IL, with no pulling eye, Aqua, 23 meters | PC | 1 | 1 | 1 | 1 | 659.32
07498359390 | FXTRL7N7NANM024 | OM3,12-Fiber,LSZH,PMPOf-PMPOf,24M | OM3 12 fiber, PanMPO interconnect cable assembly, low smoke zero halogen (LSZH), PanMPO Female To PanMPO Female, Method A, Std IL, with no pulling eye, Aqua, 24 meters | PC | 1 | 1 | 1 | 1 | 669.22
07498359373 | FXTRL7N7NANM025 | OM3,12-Fiber,LSZH,PMPOf-PMPOf,25M | OM3 12 fiber, PanMPO interconnect cable assembly, low smoke zero halogen (LSZH), PanMPO Female To PanMPO Female, Method A, Std IL, with no pulling eye, Aqua, 25 meters | PC | 1 | 1 | 1 | 1 | 679.14
07498359374 | FXTRL7N7NANM026 | OM3,12-Fiber,LSZH,PMPOf-PMPOf,26M | OM3 12 fiber, PanMPO interconnect cable assembly, low smoke zero halogen (LSZH), PanMPO Female To PanMPO Female, Method A, Std IL, with no pulling eye, Aqua, 26 meters | PC | 1 | 1 | 1 | 1 | 689.02
07498359375 | FXTRL7N7NANM027 | OM3,12-Fiber,LSZH,PMPOf-PMPOf,27M | OM3 12 fiber, PanMPO interconnect cable assembly, low smoke zero halogen (LSZH), PanMPO Female To PanMPO Female, Method A, Std IL, with no pulling eye, Aqua, 27 meters | PC | 1 | 1 | 1 | 1 | 698.94
07498359392 | FXTRL7N7NANM028 | OM3,12-Fiber,LSZH,PMPOf-PMPOf,28M | OM3 12 fiber, PanMPO interconnect cable assembly, low smoke zero halogen (LSZH), PanMPO Female To PanMPO Female, Method A, Std IL, with no pulling eye, Aqua, 28 meters | PC | 1 | 1 | 1 | 1 | 708.84
07498359393 | FXTRL7N7NANM029 | OM3,12-Fiber,LSZH,PMPOf-PMPOf,29M | OM3 12 fiber, PanMPO interconnect cable assembly, low smoke zero halogen (LSZH), PanMPO Female To PanMPO Female, Method A, Std IL, with no pulling eye, Aqua, 29 meters | PC | 1 | 1 | 1 | 1 | 718.76
07498359394 | FXTRL7N7NANM030 | OM3,12-Fiber,LSZH,PMPOf-PMPOf,30M | OM3 12 fiber, PanMPO interconnect cable assembly, low smoke zero halogen (LSZH), PanMPO Female To PanMPO Female, Method A, Std IL, with no pulling eye, Aqua, 30 meters | PC | 1 | 1 | 1 | 1 | 728.64
07498394969 | FXTRL7N7NANM031 | 12-fiber OM3 Interconnect LSZH PanMPO fe | 12-fiber OM3 interconnect cable assembly, low smoke zero halogen (LSZH) rated, PanMPO female to PanMPO female, Method A, Std IL., with no pulling eye. | PC | 1 | 1 | 1 | 1 | 738.56
07498394970 | FXTRL7N7NANM032 | 12-fiber OM3 Interconnect LSZH PanMPO fe | 12-fiber OM3 interconnect cable assembly, low smoke zero halogen (LSZH) rated, PanMPO female to PanMPO female, Method A, Std IL., with no pulling eye | PC | 1 | 1 | 1 | 1 | 748.46
07498394971 | FXTRL7N7NANM033 | 12-fiber OM3 Interconnect LSZH PanMPO fe | 12-fiber OM3 interconnect cable assembly, low smoke zero halogen (LSZH) rated, PanMPO female to PanMPO female, Method A, Std IL., with no pulling eye | PC | 1 | 1 | 1 | 1 | 758.34
07498394972 | FXTRL7N7NANM034 | 12-fiber OM3 Interconnect LSZH PanMPO fe | 12-fiber OM3 interconnect cable assembly, low smoke zero halogen (LSZH) rated, PanMPO female to PanMPO female, Method A, Std IL., with no pulling eye | PC | 1 | 1 | 1 | 1 | 768.26
07498394973 | FXTRL7N7NANM035 | 12-fiber OM3 Interconnect LSZH PanMPO fe | 12-fiber OM3 interconnect cable assembly, low smoke zero halogen (LSZH) rated, PanMPO female to PanMPO female, Method A, Std IL., with no pulling eye | PC | 1 | 1 | 1 | 1 | 778.16
07498394974 | FXTRL7N7NANM036 | 12-fiber OM3 Interconnect LSZH PanMPO fe | 12-fiber OM3 interconnect cable assembly, low smoke zero halogen (LSZH) rated, PanMPO female to PanMPO female, Method A, Std IL., with no pulling eye | PC | 1 | 1 | 1 | 1 | 788.08
07498394975 | FXTRL7N7NANM037 | 12-fiber OM3 Interconnect LSZH PanMPO fe | 12-fiber OM3 interconnect cable assembly, low smoke zero halogen (LSZH) rated, PanMPO female to PanMPO female, Method A, Std IL., with no pulling eye | PC | 1 | 1 | 1 | 1 | 797.98
07498394977 | FXTRL7N7NANM038 | 12-fiber OM3 Interconnect LSZH PanMPO fe | 12-fiber OM3 interconnect cable assembly, low smoke zero halogen (LSZH) rated, PanMPO female to PanMPO female, Method A, Std IL., with no pulling eye | PC | 1 | 1 | 1 | 1 | 807.9
07498394978 | FXTRL7N7NANM039 | 12-fiber OM3 Interconnect LSZH PanMPO fe | 12-fiber OM3 interconnect cable assembly, low smoke zero halogen (LSZH) rated, PanMPO female to PanMPO female, Method A, Std IL., with no pulling eye | PC | 1 | 1 | 1 | 1 | 817.78
07498396114 | FXTRL7N7NANM040 | OM3 12 Fiber Interconnect LSZH PanMPO Fe |  | PC | 1 | 1 | 1 | 1 | 827.68
07498394979 | FXTRL7N7NANM041 | 12-fiber OM3 Interconnect LSZH PanMPO fe | 12-fiber OM3 interconnect cable assembly, low smoke zero halogen (LSZH) rated, PanMPO female to PanMPO female, Method A, Std IL., with no pulling eye | PC | 1 | 1 | 1 | 1 | 837.6
07498394980 | FXTRL7N7NANM042 | 12-fiber OM3 Interconnect LSZH PanMPO fe | 12-fiber OM3 interconnect cable assembly, low smoke zero halogen (LSZH) rated, PanMPO female to PanMPO female, Method A, Std IL., with no pulling eye | PC | 1 | 1 | 1 | 1 | 847.48
07498394981 | FXTRL7N7NANM043 | 12-fiber OM3 Interconnect LSZH PanMPO fe | 12-fiber OM3 interconnect cable assembly, low smoke zero halogen (LSZH) rated, PanMPO female to PanMPO female, Method A, Std IL., with no pulling eye | PC | 1 | 1 | 1 | 1 | 857.4
07498394982 | FXTRL7N7NANM044 | 12-fiber OM3 Interconnect LSZH PanMPO fe | 12-fiber OM3 interconnect cable assembly, low smoke zero halogen (LSZH) rated, PanMPO female to PanMPO female, Method A, Std IL., with no pulling eye | PC | 1 | 1 | 1 | 1 | 867.3
07498394983 | FXTRL7N7NANM045 | 12-fiber OM3 Interconnect LSZH PanMPO fe | 12-fiber OM3 interconnect cable assembly, low smoke zero halogen (LSZH) rated, PanMPO female to PanMPO female, Method A, Std IL., with no pulling eye | PC | 1 | 1 | 1 | 1 | 877.2
07498394984 | FXTRL7N7NANM046 | 12-fiber OM3 Interconnect LSZH PanMPO fe | 12-fiber OM3 interconnect cable assembly, low smoke zero halogen (LSZH) rated, PanMPO female to PanMPO female, Method A, Std IL., with no pulling eye | PC | 1 | 1 | 1 | 1 | 887.1
07498394985 | FXTRL7N7NANM047 | 12-fiber OM3 Interconnect LSZH PanMPO fe | 12-fiber OM3 interconnect cable assembly, low smoke zero halogen (LSZH) rated, PanMPO female to PanMPO female, Method A, Std IL., with no pulling eye | PC | 1 | 1 | 1 | 1 | 897.02
07498394986 | FXTRL7N7NANM048 | 12-fiber OM3 Interconnect LSZH PanMPO fe | 12-fiber OM3 interconnect cable assembly, low smoke zero halogen (LSZH) rated, PanMPO female to PanMPO female, Method A, Std IL., with no pulling eye | PC | 1 | 1 | 1 | 1 | 906.9
07498394987 | FXTRL7N7NANM049 | 12-fiber OM3 Interconnect LSZH PanMPO fe | 12-fiber OM3 interconnect cable assembly, low smoke zero halogen (LSZH) rated, PanMPO female to PanMPO female, Method A, Std IL., with no pulling eye | PC | 1 | 1 | 1 | 1 | 916.8
07498394988 | FXTRL7N7NANM050 | 12-fiber OM3 Interconnect LSZH PanMPO fe | 12-fiber OM3 interconnect cable assembly, low smoke zero halogen (LSZH) rated, PanMPO female to PanMPO female, Method A, Std IL., with no pulling eye | PC | 1 | 1 | 1 | 1 | 926.72
07498387333 | FXTRL7N7NBNM001 | OM3 12f Interconnect LSZH PanMPO F/PanMP | OM3 12-fiber interconnect cable assembly, Low Smoke Zero Halogen (LSZH) rated PanMPO female to PanMPO female, Method B Std IL, with no pulling eye. | PC | 1 | 1 | 1 | 1 | 441.46
07498387335 | FXTRL7N7NBNM002 | OM3 12f Interconnect LSZH PanMPO F/PanMP | OM3 12-fiber interconnect cable assembly, Low Smoke Zero Halogen (LSZH) rated PanMPO female to PanMPO female, Method B Std IL, with no pulling eye. | PC | 1 | 1 | 1 | 1 | 451.36
07498387337 | FXTRL7N7NBNM003 | OM3 12f Interconnect LSZH PanMPO F/PanMP | OM3 12-fiber interconnect cable assembly, Low Smoke Zero Halogen (LSZH) rated PanMPO female to PanMPO female, Method B Std IL, with no pulling eye. | PC | 1 | 1 | 1 | 1 | 461.26
07498387339 | FXTRL7N7NBNM004 | OM3 12f Interconnect LSZH PanMPO F/PanMP | OM3 12-fiber interconnect cable assembly, Low Smoke Zero Halogen (LSZH) rated PanMPO female to PanMPO female, Method B Std IL, with no pulling eye. | PC | 1 | 1 | 1 | 1 | 471.18
07498387341 | FXTRL7N7NBNM005 | OM3 12f Interconnect LSZH PanMPO F/PanMP | OM3 12-fiber interconnect cable assembly, Low Smoke Zero Halogen (LSZH) rated PanMPO female to PanMPO female, Method B Std IL, with no pulling eye. | PC | 1 | 1 | 1 | 1 | 481.06
07498387343 | FXTRL7N7NBNM006 | OM3 12f Interconnect LSZH PanMPO F/PanMP | OM3 12-fiber interconnect cable assembly, Low Smoke Zero Halogen (LSZH) rated PanMPO female to PanMPO female, Method B Std IL, with no pulling eye. | PC | 1 | 1 | 1 | 1 | 490.98
07498387345 | FXTRL7N7NBNM007 | OM3 12f Interconnect LSZH PanMPO F/PanMP | OM3 12-fiber interconnect cable assembly, Low Smoke Zero Halogen (LSZH) rated PanMPO female to PanMPO female, Method B Std IL, with no pulling eye. | PC | 1 | 1 | 1 | 1 | 500.88
07498387347 | FXTRL7N7NBNM008 | OM3 12f Interconnect LSZH PanMPO F/PanMP | OM3 12-fiber interconnect cable assembly, Low Smoke Zero Halogen (LSZH) rated PanMPO female to PanMPO female, Method B Std IL, with no pulling eye. | PC | 1 | 1 | 1 | 1 | 510.76
07498387348 | FXTRL7N7NBNM009 | OM3 12f Interconnect LSZH PanMPO F/PanMP | OM3 12-fiber interconnect cable assembly, Low Smoke Zero Halogen (LSZH) rated PanMPO female to PanMPO female, Method B Std IL, with no pulling eye. | PC | 1 | 1 | 1 | 1 | 520.68
07498387349 | FXTRL7N7NBNM010 | OM3 12f Interconnect LSZH PanMPO F/PanMP | OM3 12-fiber interconnect cable assembly, Low Smoke Zero Halogen (LSZH) rated PanMPO female to PanMPO female, Method B Std IL, with no pulling eye. | PC | 1 | 1 | 1 | 1 | 530.58
07498387350 | FXTRL7N7NBNM011 | OM3 12f Interconnect LSZH PanMPO F/PanMP | OM3 12-fiber interconnect cable assembly, Low Smoke Zero Halogen (LSZH) rated PanMPO female to PanMPO female, Method B Std IL, with no pulling eye. | PC | 1 | 1 | 1 | 1 | 540.48
07498387351 | FXTRL7N7NBNM012 | OM3 12f Interconnect LSZH PanMPO F/PanMP | OM3 12-fiber interconnect cable assembly, Low Smoke Zero Halogen (LSZH) rated PanMPO female to PanMPO female, Method B Std IL, with no pulling eye. | PC | 1 | 1 | 1 | 1 | 550.38
07498387352 | FXTRL7N7NBNM013 | OM3 12f Interconnect LSZH PanMPO F/PanMP | OM3 12-fiber interconnect cable assembly, Low Smoke Zero Halogen (LSZH) rated PanMPO female to PanMPO female, Method B Std IL, with no pulling eye. | PC | 1 | 1 | 1 | 1 | 560.32
07498387353 | FXTRL7N7NBNM014 | OM3 12f Interconnect LSZH PanMPO F/PanMP | OM3 12-fiber interconnect cable assembly, Low Smoke Zero Halogen (LSZH) rated PanMPO female to PanMPO female, Method B Std IL, with no pulling eye. | PC | 1 | 1 | 1 | 1 | 570.2
07498387354 | FXTRL7N7NBNM015 | OM3 12f Interconnect LSZH PanMPO F/PanMP | OM3 12-fiber interconnect cable assembly, Low Smoke Zero Halogen (LSZH) rated PanMPO female to PanMPO female, Method B Std IL, with no pulling eye. | PC | 1 | 1 | 1 | 1 | 580.12
07498387355 | FXTRL7N7NBNM016 | OM3 12f Interconnect LSZH PanMPO F/PanMP | OM3 12-fiber interconnect cable assembly, Low Smoke Zero Halogen (LSZH) rated PanMPO female to PanMPO female, Method B Std IL, with no pulling eye. | PC | 1 | 1 | 1 | 1 | 590.02
07498387356 | FXTRL7N7NBNM017 | OM3 12f Interconnect LSZH PanMPO F/PanMP | OM3 12-fiber interconnect cable assembly, Low Smoke Zero Halogen (LSZH) rated PanMPO female to PanMPO female, Method B Std IL, with no pulling eye. | PC | 1 | 1 | 1 | 1 | 599.9
07498387357 | FXTRL7N7NBNM018 | OM3 12f Interconnect LSZH PanMPO F/PanMP | OM3 12-fiber interconnect cable assembly, Low Smoke Zero Halogen (LSZH) rated PanMPO female to PanMPO female, Method B Std IL, with no pulling eye. | PC | 1 | 1 | 1 | 1 | 609.82
07498387358 | FXTRL7N7NBNM019 | OM3 12f Interconnect LSZH PanMPO F/PanMP | OM3 12-fiber interconnect cable assembly, Low Smoke Zero Halogen (LSZH) rated PanMPO female to PanMPO female, Method B Std IL, with no pulling eye. | PC | 1 | 1 | 1 | 1 | 619.72
07498387359 | FXTRL7N7NBNM020 | OM3 12f Interconnect LSZH PanMPO F/PanMP | OM3 12-fiber interconnect cable assembly, Low Smoke Zero Halogen (LSZH) rated PanMPO female to PanMPO female, Method B Std IL, with no pulling eye. | PC | 1 | 1 | 1 | 1 | 629.62
07498387330 | FXTRL7N7NBNM021 | OM3 12f Interconnect LSZH PanMPO F/PanMP | OM3 12-fiber interconnect cable assembly, Low Smoke Zero Halogen (LSZH) rated PanMPO female to PanMPO female, Method B Std IL, with no pulling eye. | PC | 1 | 1 | 1 | 1 | 639.52
07498387331 | FXTRL7N7NBNM022 | OM3 12f Interconnect LSZH PanMPO F/PanMP | OM3 12-fiber interconnect cable assembly, Low Smoke Zero Halogen (LSZH) rated PanMPO female to PanMPO female, Method B Std IL, with no pulling eye. | PC | 1 | 1 | 1 | 1 | 649.44
07498387332 | FXTRL7N7NBNM023 | OM3 12f Interconnect LSZH PanMPO F/PanMP | OM3 12-fiber interconnect cable assembly, Low Smoke Zero Halogen (LSZH) rated PanMPO female to PanMPO female, Method B Std IL, with no pulling eye. | PC | 1 | 1 | 1 | 1 | 659.32
07498387334 | FXTRL7N7NBNM024 | OM3 12f Interconnect LSZH PanMPO F/PanMP | OM3 12-fiber interconnect cable assembly, Low Smoke Zero Halogen (LSZH) rated PanMPO female to PanMPO female, Method B Std IL, with no pulling eye. | PC | 1 | 1 | 1 | 1 | 669.22
07498387336 | FXTRL7N7NBNM025 | OM3 12f Interconnect LSZH PanMPO F/PanMP | OM3 12-fiber interconnect cable assembly, Low Smoke Zero Halogen (LSZH) rated PanMPO female to PanMPO female, Method B Std IL, with no pulling eye. | PC | 1 | 1 | 1 | 1 | 679.14
07498387338 | FXTRL7N7NBNM026 | OM3 12f Interconnect LSZH PanMPO F/PanMP | OM3 12-fiber interconnect cable assembly, Low Smoke Zero Halogen (LSZH) rated PanMPO female to PanMPO female, Method B Std IL, with no pulling eye. | PC | 1 | 1 | 1 | 1 | 689.02
07498387340 | FXTRL7N7NBNM027 | OM3 12f Interconnect LSZH PanMPO F/PanMP | OM3 12-fiber interconnect cable assembly, Low Smoke Zero Halogen (LSZH) rated PanMPO female to PanMPO female, Method B Std IL, with no pulling eye. | PC | 1 | 1 | 1 | 1 | 698.94
07498387342 | FXTRL7N7NBNM028 | OM3 12f Interconnect LSZH PanMPO F/PanMP | OM3 12-fiber interconnect cable assembly, Low Smoke Zero Halogen (LSZH) rated PanMPO female to PanMPO female, Method B Std IL, with no pulling eye. | PC | 1 | 1 | 1 | 1 | 708.84
07498387344 | FXTRL7N7NBNM029 | OM3 12f Interconnect LSZH PanMPO F/PanMP | OM3 12-fiber interconnect cable assembly, Low Smoke Zero Halogen (LSZH) rated PanMPO female to PanMPO female, Method B Std IL, with no pulling eye. | PC | 1 | 1 | 1 | 1 | 718.76
07498387346 | FXTRL7N7NBNM030 | OM3 12f Interconnect LSZH PanMPO F/PanMP | OM3 12-fiber interconnect cable assembly, Low Smoke Zero Halogen (LSZH) rated PanMPO female to PanMPO female, Method B Std IL, with no pulling eye. | PC | 1 | 1 | 1 | 1 | 728.64
61305636576 | FXTRL7N7NBNM031 | OM3 12f Interconnect LSZH PanMPO F/PanMP |  | PC | 1 | 1 | 1 | 1 | 738.92
61305636580 | FXTRL7N7NBNM032 | OM3 12f Interconnect LSZH PanMPO F/PanMP |  | PC | 1 | 1 | 1 | 1 | 748.82
61305636581 | FXTRL7N7NBNM033 | OM3 12f Interconnect LSZH PanMPO F/PanMP |  | PC | 1 | 1 | 1 | 1 | 758.74
61305636582 | FXTRL7N7NBNM034 | OM3 12f Interconnect LSZH PanMPO F/PanMP |  | PC | 1 | 1 | 1 | 1 | 768.66
61305636583 | FXTRL7N7NBNM036 | OM3 12f Interconnect LSZH PanMPO F/PanMP |  | PC | 1 | 1 | 1 | 1 | 788.48
61305636584 | FXTRL7N7NBNM038 | OM3 12f Interconnect LSZH PanMPO F/PanMP |  | PC | 1 | 1 | 1 | 1 | 808.32
61305636585 | FXTRL7N7NBNM039 | OM3 12f Interconnect LSZH PanMPO F/PanMP |  | PC | 1 | 1 | 1 | 1 | 818.24
61305636579 | FXTRL7N7NBNM041 | OM3 12f Interconnect LSZH PanMPO F/PanMP |  | PC | 1 | 1 | 1 | 1 | 838.08
61305636586 | FXTRL7N7NBNM042 | OM3 12f Interconnect LSZH PanMPO F/PanMP |  | PC | 1 | 1 | 1 | 1 | 847.98
61305636587 | FXTRL7N7NBNM043 | OM3 12f Interconnect LSZH PanMPO F/PanMP |  | PC | 1 | 1 | 1 | 1 | 857.9
61305636588 | FXTRL7N7NBNM044 | OM3 12f Interconnect LSZH PanMPO F/PanMP |  | PC | 1 | 1 | 1 | 1 | 867.82
61305636589 | FXTRL7N7NBNM046 | OM3 12f Interconnect LSZH PanMPO F/PanMP |  | PC | 1 | 1 | 1 | 1 | 887.64
61305636590 | FXTRL7N7NBNM047 | OM3 12f Interconnect LSZH PanMPO F/PanMP |  | PC | 1 | 1 | 1 | 1 | 897.56
61305636591 | FXTRL7N7NBNM048 | OM3 12f Interconnect LSZH PanMPO F/PanMP |  | PC | 1 | 1 | 1 | 1 | 907.48
61305636592 | FXTRL7N7NBNM049 | OM3 12f Interconnect LSZH PanMPO F/PanMP |  | PC | 1 | 1 | 1 | 1 | 917.38
07498369766 | FXTRL7N7NXNM001 | OM3,12-Fiber,LSZH,PMPOf-PMPOf,OptIL,1M | OM3 12 fiber, optimized interconnect cable assembly, low smoke zero halogen (LSZH) rated, PanMPO female to PanMPO female, Method A, Optimized IL, with no pulling eye, Aqua, 1 meter | PC | 1 | 1 | 1 | 1 | 463.02
07498369768 | FXTRL7N7NXNM002 | OM3,12-Fiber,LSZH,PMPOf-PMPOf,OptIL,2M | OM3 12 fiber, optimized interconnect cable assembly, low smoke zero halogen (LSZH) rated, PanMPO female to PanMPO female, Method A, Optimized IL, with no pulling eye, Aqua, 2 meters | PC | 1 | 1 | 1 | 1 | 472.96
07498369770 | FXTRL7N7NXNM003 | OM3,12-Fiber,LSZH,PMPOf-PMPOf,OptIL,3M | OM3 12 fiber, optimized interconnect cable assembly, low smoke zero halogen (LSZH) rated, PanMPO female to PanMPO female, Method A, Optimized IL, with no pulling eye, Aqua, 3 meters | PC | 1 | 1 | 1 | 1 | 482.84
07498369789 | FXTRL7N7NXNM004 | OM3,12-Fiber,LSZH,PMPOf-PMPOf,OptIL,4M | OM3 12 fiber, optimized interconnect cable assembly, low smoke zero halogen (LSZH) rated, PanMPO female to PanMPO female, Method A, Optimized IL, with no pulling eye, Aqua, 4 meters | PC | 1 | 1 | 1 | 1 | 492.76
07498369790 | FXTRL7N7NXNM005 | OM3,12-Fiber,LSZH,PMPOf-PMPOf,OptIL,5M | OM3 12 fiber, optimized interconnect cable assembly, low smoke zero halogen (LSZH) rated, PanMPO female to PanMPO female, Method A, Optimized IL, with no pulling eye, Aqua, 5 meters | PC | 1 | 1 | 1 | 1 | 502.66
07498369792 | FXTRL7N7NXNM006 | OM3,12-Fiber,LSZH,PMPOf-PMPOf,OptIL,6M | OM3 12 fiber, optimized interconnect cable assembly, low smoke zero halogen (LSZH) rated, PanMPO female to PanMPO female, Method A, Optimized IL, with no pulling eye, Aqua, 6 meters | PC | 1 | 1 | 1 | 1 | 512.56
07498370123 | FXTRL7N7NXNM007 | OM3,12-Fiber,LSZH,PMPOf-PMPOf,OptIL,7M | OM3 12 fiber, optimized interconnect cable assembly, low smoke zero halogen (LSZH) rated, PanMPO female to PanMPO female, Method A, Optimized IL, with no pulling eye, Aqua, 7 meters | PC | 1 | 1 | 1 | 1 | 522.46
07498370028 | FXTRL7N7NXNM008 | OM3,12-Fiber,LSZH,PMPOf-PMPOf,OptIL,8M | OM3 12 fiber, optimized interconnect cable assembly, low smoke zero halogen (LSZH) rated, PanMPO female to PanMPO female, Method A, Optimized IL, with no pulling eye, Aqua, 8 meters | PC | 1 | 1 | 1 | 1 | 532.36
07498370035 | FXTRL7N7NXNM009 | OM3,12-Fiber,LSZH,PMPOf-PMPOf,OptIL,9M | OM3 12 fiber, optimized interconnect cable assembly, low smoke zero halogen (LSZH) rated, PanMPO female to PanMPO female, Method A, Optimized IL, with no pulling eye, Aqua, 9 meters | PC | 1 | 1 | 1 | 1 | 542.26
07498370039 | FXTRL7N7NXNM010 | OM3,12-Fiber,LSZH,PMPOf-PMPOf,OptIL,10M | OM3 12 fiber, optimized interconnect cable assembly, low smoke zero halogen (LSZH) rated, PanMPO female to PanMPO female, Method A, Optimized IL, with no pulling eye, Aqua, 10 meters | PC | 1 | 1 | 1 | 1 | 552.16
07498370042 | FXTRL7N7NXNM011 | OM3,12-Fiber,LSZH,PMPOf-PMPOf,OptIL,11M | OM3 12 fiber, optimized interconnect cable assembly, low smoke zero halogen (LSZH) rated, PanMPO female to PanMPO female, Method A, Optimized IL, with no pulling eye, Aqua, 11 meters | PC | 1 | 1 | 1 | 1 | 562.08
07498370045 | FXTRL7N7NXNM012 | OM3,12-Fiber,LSZH,PMPOf-PMPOf,OptIL,12M | OM3 12 fiber, optimized interconnect cable assembly, low smoke zero halogen (LSZH) rated, PanMPO female to PanMPO female, Method A, Optimized IL, with no pulling eye, Aqua, 12 meters | PC | 1 | 1 | 1 | 1 | 571.96
07498370050 | FXTRL7N7NXNM013 | OM3,12-Fiber,LSZH,PMPOf-PMPOf,OptIL,13M | OM3 12 fiber, optimized interconnect cable assembly, low smoke zero halogen (LSZH) rated, PanMPO female to PanMPO female, Method A, Optimized IL, with no pulling eye, Aqua, 13 meters | PC | 1 | 1 | 1 | 1 | 581.88
07498370056 | FXTRL7N7NXNM014 | OM3,12-Fiber,LSZH,PMPOf-PMPOf,OptIL,14M | OM3 12 fiber, optimized interconnect cable assembly, low smoke zero halogen (LSZH) rated, PanMPO female to PanMPO female, Method A, Optimized IL, with no pulling eye, Aqua, 14 meters | PC | 1 | 1 | 1 | 1 | 591.78
07498370074 | FXTRL7N7NXNM015 | OM3,12-Fiber,LSZH,PMPOf-PMPOf,OptIL,15M | OM3 12 fiber, optimized interconnect cable assembly, low smoke zero halogen (LSZH) rated, PanMPO female to PanMPO female, Method A, Optimized IL, with no pulling eye, Aqua, 15 meters | PC | 1 | 1 | 1 | 1 | 601.66
07498370076 | FXTRL7N7NXNM016 | OM3,12-Fiber,LSZH,PMPOf-PMPOf,OptIL,16M | OM3 12 fiber, optimized interconnect cable assembly, low smoke zero halogen (LSZH) rated, PanMPO female to PanMPO female, Method A, Optimized IL, with no pulling eye, Aqua, 16 meters | PC | 1 | 1 | 1 | 1 | 611.58
07498370077 | FXTRL7N7NXNM017 | OM3,12-Fiber,LSZH,PMPOf-PMPOf,OptIL,17M | OM3 12 fiber, optimized interconnect cable assembly, low smoke zero halogen (LSZH) rated, PanMPO female to PanMPO female, Method A, Optimized IL, with no pulling eye, Aqua, 17 meters | PC | 1 | 1 | 1 | 1 | 621.48
07498370079 | FXTRL7N7NXNM018 | OM3,12-Fiber,LSZH,PMPOf-PMPOf,OptIL,18M | OM3 12 fiber, optimized interconnect cable assembly, low smoke zero halogen (LSZH) rated, PanMPO female to PanMPO female, Method A, Optimized IL, with no pulling eye, Aqua, 18 meters | PC | 1 | 1 | 1 | 1 | 631.4
07498370082 | FXTRL7N7NXNM019 | OM3,12-Fiber,LSZH,PMPOf-PMPOf,OptIL,19M | OM3 12 fiber, optimized interconnect cable assembly, low smoke zero halogen (LSZH) rated, PanMPO female to PanMPO female, Method A, Optimized IL, with no pulling eye, Aqua, 19 meters | PC | 1 | 1 | 1 | 1 | 641.28
07498370092 | FXTRL7N7NXNM020 | OM3,12-Fiber,LSZH,PMPOf-PMPOf,OptIL,20M | OM3 12 fiber, optimized interconnect cable assembly, low smoke zero halogen (LSZH) rated, PanMPO female to PanMPO female, Method A, Optimized IL, with no pulling eye, Aqua, 20 meters | PC | 1 | 1 | 1 | 1 | 651.2
07498369795 | FXTRL7N7NXNM021 | OM3,12-Fiber,LSZH,PMPOf-PMPOf,OptIL,21M | OM3 12 fiber, optimized interconnect cable assembly, low smoke zero halogen (LSZH) rated, PanMPO female to PanMPO female, Method A, Optimized IL, with no pulling eye, Aqua, 21 meters | PC | 1 | 1 | 1 | 1 | 661.1
07498369796 | FXTRL7N7NXNM022 | OM3,12-Fiber,LSZH,PMPOf-PMPOf,OptIL,22M | OM3 12 fiber, optimized interconnect cable assembly, low smoke zero halogen (LSZH) rated, PanMPO female to PanMPO female, Method A, Optimized IL, with no pulling eye, Aqua, 22 meters | PC | 1 | 1 | 1 | 1 | 671
07498369803 | FXTRL7N7NXNM023 | OM3,12-Fiber,LSZH,PMPOf-PMPOf,OptIL,23M | OM3 12 fiber, optimized interconnect cable assembly, low smoke zero halogen (LSZH) rated, PanMPO female to PanMPO female, Method A, Optimized IL, with no pulling eye, Aqua, 23 meters | PC | 1 | 1 | 1 | 1 | 680.9
07498369808 | FXTRL7N7NXNM024 | OM3,12-Fiber,LSZH,PMPOf-PMPOf,OptIL,24M | OM3 12 fiber, optimized interconnect cable assembly, low smoke zero halogen (LSZH) rated, PanMPO female to PanMPO female, Method A, Optimized IL, with no pulling eye, Aqua, 24 meters | PC | 1 | 1 | 1 | 1 | 690.8
07498369809 | FXTRL7N7NXNM025 | OM3,12-Fiber,LSZH,PMPOf-PMPOf,OptIL,25M | OM3 12 fiber, optimized interconnect cable assembly, low smoke zero halogen (LSZH) rated, PanMPO female to PanMPO female, Method A, Optimized IL, with no pulling eye, Aqua, 25 meters | PC | 1 | 1 | 1 | 1 | 700.72
07498369810 | FXTRL7N7NXNM026 | OM3,12-Fiber,LSZH,PMPOf-PMPOf,OptIL,26M | OM3 12 fiber, optimized interconnect cable assembly, low smoke zero halogen (LSZH) rated, PanMPO female to PanMPO female, Method A, Optimized IL, with no pulling eye, Aqua, 26 meters | PC | 1 | 1 | 1 | 1 | 710.62
07498369812 | FXTRL7N7NXNM027 | OM3,12-Fiber,LSZH,PMPOf-PMPOf,OptIL,27M | OM3 12 fiber, optimized interconnect cable assembly, low smoke zero halogen (LSZH) rated, PanMPO female to PanMPO female, Method A, Optimized IL, with no pulling eye, Aqua, 27 meters | PC | 1 | 1 | 1 | 1 | 720.54
07498369819 | FXTRL7N7NXNM028 | OM3,12-Fiber,LSZH,PMPOf-PMPOf,OptIL,28M | OM3 12 fiber, optimized interconnect cable assembly, low smoke zero halogen (LSZH) rated, PanMPO female to PanMPO female, Method A, Optimized IL, with no pulling eye, Aqua, 28 meters | PC | 1 | 1 | 1 | 1 | 730.42
07498369824 | FXTRL7N7NXNM029 | OM3,12-Fiber,LSZH,PMPOf-PMPOf,OptIL,29M | OM3 12 fiber, optimized interconnect cable assembly, low smoke zero halogen (LSZH) rated, PanMPO female to PanMPO female, Method A, Optimized IL, with no pulling eye, Aqua, 29 meters | PC | 1 | 1 | 1 | 1 | 740.34
07498369849 | FXTRL7N7NXNM030 | OM3,12-Fiber,LSZH,PMPOf-PMPOf,OptIL,30M | OM3 12 fiber, optimized interconnect cable assembly, low smoke zero halogen (LSZH) rated, PanMPO female to PanMPO female, Method A, Optimized IL, with no pulling eye, Aqua, 30 meters | PC | 1 | 1 | 1 | 1 | 750.24
61305629632 | FXTRL7N7NXNM031 | OM3 12 Fiber Interconnect LSZH PanMPO Fe |  | PC | 1 | 1 | 1 | 1 | 759.1
61305633801 | FXTRL7N7NXNM032 | OM3 12f Interconnect LSZH PanMPO F/PanMP |  | PC | 1 | 1 | 1 | 1 | 769.46
61305629631 | FXTRL7N7NXNM033 | OM3 12 Fiber Interconnect LSZH PanMPO Fe |  | PC | 1 | 1 | 1 | 1 | 778.82
61305629629 | FXTRL7N7NXNM034 | OM3 12 Fiber Interconnect LSZH PanMPO Fe |  | PC | 1 | 1 | 1 | 1 | 788.7
61305629628 | FXTRL7N7NXNM035 | OM3 12 Fiber Interconnect LSZH PanMPO Fe |  | PC | 1 | 1 | 1 | 1 | 798.56
61305633802 | FXTRL7N7NXNM036 | OM3 12f Interconnect LSZH PanMPO F/PanMP |  | PC | 1 | 1 | 1 | 1 | 808.94
61305633803 | FXTRL7N7NXNM037 | OM3 12f Interconnect LSZH PanMPO F/PanMP |  | PC | 1 | 1 | 1 | 1 | 819.98
61305633804 | FXTRL7N7NXNM038 | OM3 12f Interconnect LSZH PanMPO F/PanMP |  | PC | 1 | 1 | 1 | 1 | 828.7
61305633805 | FXTRL7N7NXNM039 | OM3 12f Interconnect LSZH PanMPO F/PanMP |  | PC | 1 | 1 | 1 | 1 | 839.82
61305629626 | FXTRL7N7NXNM040 | OM3 12 Fiber Interconnect LSZH PanMPO Fe |  | PC | 1 | 1 | 1 | 1 | 847.9
61305633806 | FXTRL7N7NXNM041 | OM3 12f Interconnect LSZH PanMPO F/PanMP |  | PC | 1 | 1 | 1 | 1 | 859.64
61305633807 | FXTRL7N7NXNM042 | OM3 12f Interconnect LSZH PanMPO F/PanMP |  | PC | 1 | 1 | 1 | 1 | 869.56
61305633808 | FXTRL7N7NXNM043 | OM3 12f Interconnect LSZH PanMPO F/PanMP |  | PC | 1 | 1 | 1 | 1 | 879.46
61305633809 | FXTRL7N7NXNM044 | OM3 12f Interconnect LSZH PanMPO F/PanMP |  | PC | 1 | 1 | 1 | 1 | 889.38
61305629624 | FXTRL7N7NXNM045 | OM3 12 Fiber Interconnect LSZH PanMPO Fe |  | PC | 1 | 1 | 1 | 1 | 897.22
61305633810 | FXTRL7N7NXNM046 | OM3 12f Interconnect LSZH PanMPO F/PanMP |  | PC | 1 | 1 | 1 | 1 | 909.24
61305633811 | FXTRL7N7NXNM047 | OM3 12f Interconnect LSZH PanMPO F/PanMP |  | PC | 1 | 1 | 1 | 1 | 919.14
61305633812 | FXTRL7N7NXNM048 | OM3 12f Interconnect LSZH PanMPO F/PanMP |  | PC | 1 | 1 | 1 | 1 | 929.06
61305633813 | FXTRL7N7NXNM049 | OM3 12f Interconnect LSZH PanMPO F/PanMP |  | PC | 1 | 1 | 1 | 1 | 938.98
61305633814 | FXTRL7N7NXNM050 | OM3 12f Interconnect LSZH PanMPO F/PanMP |  | PC | 1 | 1 | 1 | 1 | 948.88
07498386742 | FXTRL7N7NYNM001 | OM3 12-fiber Interconnect LSZH PanMPO fe | OM3 12-fiber interconnect cable assemblyLow Smoke Zero Halogen (LSZH) PanMPO female to PanMPO female Method B Optimized IL, with no pulling eye. | PC | 1 | 1 | 1 | 1 | 463.02
07498386781 | FXTRL7N7NYNM002 | OM3 12-fiber Interconnect LSZH PanMPO fe | The 12 fiber cable assembly is an OM3 interconnect cable assembly. It is Low Smoke Zero Halogen (LSZH) rated and features MPO Female to MPO Female connectors. It is aqua, 2 meters in length and has Method B optimized insertion loss with no pulling eye. | PC | 1 | 1 | 1 | 1 | 472.96
07498386783 | FXTRL7N7NYNM003 | OM3 12-fiber Interconnect LSZH PanMPO fe | The QuickNet™ PanMPO™ 12 fiber cable assembly is an OM3 interconnect cable assembly. It is low smoke zero halogen (LSZH) rated and features MPO Female to MPO Female connectors. It is 3 meters in length and has Method B optimized insertion loss with no pul | PC | 1 | 1 | 1 | 1 | 482.84
07498386785 | FXTRL7N7NYNM004 | OM3 12-fiber Interconnect LSZH PanMPO fe | The 12 fiber cable assembly is an OM3 interconnect cable assembly. It is low smoke zero halogen (LSZH) rated and features MPO Female to MPO Female connectors. It is 4 meters in length and has Method B optimized insertion loss with no pulling eye. | PC | 1 | 1 | 1 | 1 | 492.76
07498386788 | FXTRL7N7NYNM005 | OM3 12-fiber Interconnect LSZH PanMPO fe | The QuickNet™ PanMPO™ 12 fiber cable assembly is an OM3 interconnect cable assembly. It is low smoke zero halogen (LSZH) rated and features MPO Female to MPO Female connectors. It is 5 meters in length and has Method B optimized insertion loss with no pul | PC | 1 | 1 | 1 | 1 | 502.66
07498386794 | FXTRL7N7NYNM006 | OM3 12-fiber Interconnect LSZH PanMPO fe | OM3 12-fiber interconnect cable assembly Low Smoke Zero Halogen (LSZH) PanMPO female to PanMPO female Method B Optimized IL, with no pulling eye. | PC | 1 | 1 | 1 | 1 | 512.56
07498386797 | FXTRL7N7NYNM007 | OM3 12-fiber Interconnect LSZH PanMPO fe | OM3 12-fiber interconnect cable assembly Low Smoke Zero Halogen (LSZH) PanMPO female to PanMPO female Method B Optimized IL, with no pulling eye. | PC | 1 | 1 | 1 | 1 | 522.46
07498386808 | FXTRL7N7NYNM008 | OM3 12-fiber Interconnect LSZH PanMPO fe | OM3 12-fiber interconnect cable assembly Low Smoke Zero Halogen (LSZH) PanMPO female to PanMPO female Method B Optimized IL, with no pulling eye. | PC | 1 | 1 | 1 | 1 | 532.36
07498386809 | FXTRL7N7NYNM009 | OM3 12-fiber Interconnect LSZH PanMPO fe | OM3 12-fiber interconnect cable assembly Low Smoke Zero Halogen (LSZH) PanMPO female to PanMPO female Method B Optimized IL, with no pulling eye. | PC | 1 | 1 | 1 | 1 | 542.26
07498386810 | FXTRL7N7NYNM010 | OM3 12-fiber Interconnect LSZH PanMPO fe | This 12 fiber cable assembly is an OM3 interconnect cable assembly. It is Low Smoke Zero Halogen (LsZH) rated and features MPO Female to MPO Female connectors. It is aqua, 10 meters in length and has Method B optimized insertion loss with no pulling eye. | PC | 1 | 1 | 1 | 1 | 552.16
07498386811 | FXTRL7N7NYNM011 | OM3 12-fiber Interconnect LSZH PanMPO fe | OM3 12-fiber interconnect cable assembly Low Smoke Zero Halogen (LSZH) PanMPO female to PanMPO female Method B Optimized IL, with no pulling eye. | PC | 1 | 1 | 1 | 1 | 562.08
07498386812 | FXTRL7N7NYNM012 | OM3 12-fiber Interconnect LSZH PanMPO fe | OM3 12-fiber interconnect cable assembly Low Smoke Zero Halogen (LSZH) PanMPO female to PanMPO female Method B Optimized IL, with no pulling eye. | PC | 1 | 1 | 1 | 1 | 571.96
07498386814 | FXTRL7N7NYNM013 | OM3 12-fiber Interconnect LSZH PanMPO fe | OM3 12-fiber interconnect cable assembly Low Smoke Zero Halogen (LSZH) PanMPO female to PanMPO female Method B Optimized IL, with no pulling eye. | PC | 1 | 1 | 1 | 1 | 581.88
07498386815 | FXTRL7N7NYNM014 | OM3 12-fiber Interconnect LSZH PanMPO fe | OM3 12-fiber interconnect cable assembly Low Smoke Zero Halogen (LSZH) PanMPO female to PanMPO female Method B Optimized IL, with no pulling eye. | PC | 1 | 1 | 1 | 1 | 591.78
07498386816 | FXTRL7N7NYNM015 | OM3 12-fiber Interconnect LSZH PanMPO fe | OM3 12-fiber interconnect cable assembly Low Smoke Zero Halogen (LSZH) PanMPO female to PanMPO female Method B Optimized IL, with no pulling eye. | PC | 1 | 1 | 1 | 1 | 601.66
07498386821 | FXTRL7N7NYNM016 | OM3 12-fiber Interconnect LSZH PanMPO fe | OM3 12-fiber interconnect cable assembly Low Smoke Zero Halogen (LSZH) PanMPO female to PanMPO female Method B Optimized IL, with no pulling eye. | PC | 1 | 1 | 1 | 1 | 611.58
07498386834 | FXTRL7N7NYNM017 | OM3 12-fiber Interconnect LSZH PanMPO fe | OM3 12-fiber interconnect cable assembly Low Smoke Zero Halogen (LSZH) PanMPO female to PanMPO female Method B Optimized IL, with no pulling eye. | PC | 1 | 1 | 1 | 1 | 621.48
07498386835 | FXTRL7N7NYNM018 | OM3 12-fiber Interconnect LSZH PanMPO fe | OM3 12-fiber interconnect cable assembly Low Smoke Zero Halogen (LSZH) PanMPO female to PanMPO female Method B Optimized IL, with no pulling eye. | PC | 1 | 1 | 1 | 1 | 631.4
07498387009 | FXTRL7N7NYNM019 | OM3 12-fiber Interconnect LSZH PanMPO fe | OM3 12-fiber interconnect cable assembly Low Smoke Zero Halogen (LSZH) PanMPO female to PanMPO female Method B Optimized IL, with no pulling eye. | PC | 1 | 1 | 1 | 1 | 641.28
07498387019 | FXTRL7N7NYNM020 | OM3 12-fiber Interconnect LSZH PanMPO fe | OM3 12-fiber interconnect cable assembly Low Smoke Zero Halogen (LSZH) PanMPO female to PanMPO female Method B Optimized IL, with no pulling eye. | PC | 1 | 1 | 1 | 1 | 651.2
07498387021 | FXTRL7N7NYNM021 | OM3 12-fiber Interconnect LSZH PanMPO fe | OM3 12-fiber interconnect cable assembly Low Smoke Zero Halogen (LSZH) PanMPO female to PanMPO female Method B Optimized IL, with no pulling eye. | PC | 1 | 1 | 1 | 1 | 661.1
07498387023 | FXTRL7N7NYNM022 | OM3 12-fiber Interconnect LSZH PanMPO fe | OM3 12-fiber interconnect cable assembly Low Smoke Zero Halogen (LSZH) PanMPO female to PanMPO female Method B Optimized IL, with no pulling eye. | PC | 1 | 1 | 1 | 1 | 671
07498387025 | FXTRL7N7NYNM023 | OM3 12-fiber Interconnect LSZH PanMPO fe | OM3 12-fiber interconnect cable assembly Low Smoke Zero Halogen (LSZH) PanMPO female to PanMPO female Method B Optimized IL, with no pulling eye. | PC | 1 | 1 | 1 | 1 | 680.9
07498387027 | FXTRL7N7NYNM024 | OM3 12-fiber Interconnect LSZH PanMPO fe | OM3 12-fiber interconnect cable assembly Low Smoke Zero Halogen (LSZH) PanMPO female to PanMPO female Method B Optimized IL, with no pulling eye. | PC | 1 | 1 | 1 | 1 | 690.8
07498387029 | FXTRL7N7NYNM025 | OM3 12-fiber Interconnect LSZH PanMPO fe | OM3 12-fiber interconnect cable assembly Low Smoke Zero Halogen (LSZH) PanMPO female to PanMPO female Method B Optimized IL, with no pulling eye. | PC | 1 | 1 | 1 | 1 | 700.72
07498387089 | FXTRL7N7NYNM026 | OM3 12-fiber Interconnect LSZH PanMPO fe | OM3 12-fiber interconnect cable assembly Low Smoke Zero Halogen (LSZH) PanMPO female to PanMPO female Method B Optimized IL, with no pulling eye. | PC | 1 | 1 | 1 | 1 | 710.62
07498387091 | FXTRL7N7NYNM027 | OM3 12-fiber Interconnect LSZH PanMPO fe | OM3 12-fiber interconnect cable assembly Low Smoke Zero Halogen (LSZH) PanMPO female to PanMPO female Method B Optimized IL, with no pulling eye. | PC | 1 | 1 | 1 | 1 | 720.54
07498387010 | FXTRL7N7NYNM028 | OM3 12-fiber Interconnect LSZH PanMPO fe | OM3 12-fiber interconnect cable assembly Low Smoke Zero Halogen (LSZH) PanMPO female to PanMPO female Method B Optimized IL, with no pulling eye. | PC | 1 | 1 | 1 | 1 | 730.42
07498387012 | FXTRL7N7NYNM029 | OM3 12-fiber Interconnect LSZH PanMPO fe | OM3 12-fiber interconnect cable assembly Low Smoke Zero Halogen (LSZH) PanMPO female to PanMPO female Method B Optimized IL, with no pulling eye. | PC | 1 | 1 | 1 | 1 | 740.34
07498387020 | FXTRL7N7NYNM030 | OM3 12-fiber Interconnect LSZH PanMPO fe | OM3 12-fiber interconnect cable assembly Low Smoke Zero Halogen (LSZH) PanMPO female to PanMPO female Method B Optimized IL, with no pulling eye. | PC | 1 | 1 | 1 | 1 | 750.24
61305633815 | FXTRL7N7NYNM031 | OM3 12f Interconnect LSZH PanMPO F/PanMP |  | PC | 1 | 1 | 1 | 1 | 760.48
61305633816 | FXTRL7N7NYNM032 | OM3 12f Interconnect LSZH PanMPO F/PanMP |  | PC | 1 | 1 | 1 | 1 | 770.42
61305633817 | FXTRL7N7NYNM033 | OM3 12f Interconnect LSZH PanMPO F/PanMP |  | PC | 1 | 1 | 1 | 1 | 780.32
61305633818 | FXTRL7N7NYNM034 | OM3 12f Interconnect LSZH PanMPO F/PanMP |  | PC | 1 | 1 | 1 | 1 | 790.24
61305633819 | FXTRL7N7NYNM035 | OM3 12f Interconnect LSZH PanMPO F/PanMP |  | PC | 1 | 1 | 1 | 1 | 800.16
61305633820 | FXTRL7N7NYNM036 | OM3 12f Interconnect LSZH PanMPO F/PanMP |  | PC | 1 | 1 | 1 | 1 | 810.08
61305633821 | FXTRL7N7NYNM037 | OM3 12f Interconnect LSZH PanMPO F/PanMP |  | PC | 1 | 1 | 1 | 1 | 819.98
61305633822 | FXTRL7N7NYNM038 | OM3 12f Interconnect LSZH PanMPO F/PanMP |  | PC | 1 | 1 | 1 | 1 | 829.9
61305633823 | FXTRL7N7NYNM039 | OM3 12f Interconnect LSZH PanMPO F/PanMP |  | PC | 1 | 1 | 1 | 1 | 839.82
61305633824 | FXTRL7N7NYNM040 | OM3 12f Interconnect LSZH PanMPO F/PanMP |  | PC | 1 | 1 | 1 | 1 | 849.72
61305633825 | FXTRL7N7NYNM041 | OM3 12f Interconnect LSZH PanMPO F/PanMP |  | PC | 1 | 1 | 1 | 1 | 859.64
61305633826 | FXTRL7N7NYNM042 | OM3 12f Interconnect LSZH PanMPO F/PanMP |  | PC | 1 | 1 | 1 | 1 | 869.56
61305633827 | FXTRL7N7NYNM043 | OM3 12f Interconnect LSZH PanMPO F/PanMP |  | PC | 1 | 1 | 1 | 1 | 879.46
61305633828 | FXTRL7N7NYNM044 | OM3 12f Interconnect LSZH PanMPO F/PanMP |  | PC | 1 | 1 | 1 | 1 | 889.38
61305633829 | FXTRL7N7NYNM045 | OM3 12f Interconnect LSZH PanMPO F/PanMP |  | PC | 1 | 1 | 1 | 1 | 899.3
61305633830 | FXTRL7N7NYNM046 | OM3 12f Interconnect LSZH PanMPO F/PanMP |  | PC | 1 | 1 | 1 | 1 | 909.24
61305633831 | FXTRL7N7NYNM047 | OM3 12f Interconnect LSZH PanMPO F/PanMP |  | PC | 1 | 1 | 1 | 1 | 919.14
61305633832 | FXTRL7N7NYNM048 | OM3 12f Interconnect LSZH PanMPO F/PanMP |  | PC | 1 | 1 | 1 | 1 | 929.06
61305633833 | FXTRL7N7NYNM049 | OM3 12f Interconnect LSZH PanMPO F/PanMP |  | PC | 1 | 1 | 1 | 1 | 938.98
61305633834 | FXTRL7N7NYNM050 | OM3 12f Interconnect LSZH PanMPO F/PanMP |  | PC | 1 | 1 | 1 | 1 | 948.88
07498309344 | FXTRL7NQSONM001 | OM3,12-Fiber,RndHarness,LSZH,1M | OM3, 12-fiber, harness cable assembly, LSZH rated, Female PanMPO to LC duplex with 61cm (24 Inch) equal breakout, Optimized IL, 1m. | PC | 1 | 1 | 1 | 1 | 653.82
07498309354 | FXTRL7NQSONM002 | OM3,12-Fiber,RndHarness,LSZH,2M | OM3, 12-fiber, harness cable assembly, LSZH rated, Female PanMPO to LC duplex with 61cm (24 Inch) equal breakout, Optimized IL, 2m. | PC | 1 | 1 | 1 | 1 | 663.74
07498309356 | FXTRL7NQSONM003 | OM3,12-Fiber,RndHarness,LSZH,3M | OM3, 12-fiber, harness cable assembly, LSZH rated, Female PanMPO to LC duplex with 61cm (24 Inch) equal breakout, Optimized IL, 3m. | PC | 1 | 1 | 1 | 1 | 673.62
07498309367 | FXTRL7NQSONM004 | OM3,12-Fiber,RndHarness,LSZH,4M | OM3, 12-fiber, harness cable assembly, LSZH rated, Female PanMPO to LC duplex with 61cm (24 Inch) equal breakout, Optimized IL, 4m. | PC | 1 | 1 | 1 | 1 | 683.56
07498309369 | FXTRL7NQSONM005 | OM3,12-Fiber,RndHarness,LSZH,5M | OM3, 12-fiber, harness cable assembly, LSZH rated, Female PanMPO to LC duplex with 61cm (24 Inch) equal breakout, Optimized IL, 5m. | PC | 1 | 1 | 1 | 1 | 693.46
07498309370 | FXTRL7NQSONM006 | OM3,12-Fiber,RndHarness,LSZH,6M | OM3, 12-fiber, harness cable assembly, LSZH rated, Female PanMPO to LC duplex with 61cm (24 Inch) equal breakout, Optimized IL, 6m. | PC | 1 | 1 | 1 | 1 | 703.36
07498309371 | FXTRL7NQSONM007 | OM3,12-Fiber,RndHarness,LSZH,7M | OM3, 12-fiber, harness cable assembly, LSZH rated, Female PanMPO to LC duplex with 61cm (24 Inch) equal breakout, Optimized IL, 7m. | PC | 1 | 1 | 1 | 1 | 713.26
07498309372 | FXTRL7NQSONM008 | OM3,12-Fiber,RndHarness,LSZH,8M | OM3, 12-fiber, harness cable assembly, LSZH rated, Female PanMPO to LC duplex with 61cm (24 Inch) equal breakout, Optimized IL, 8m. | PC | 1 | 1 | 1 | 1 | 723.16
07498309391 | FXTRL7NQSONM009 | OM3,12-Fiber,RndHarness,LSZH,9M | OM3, 12-fiber, harness cable assembly, LSZH rated, Female PanMPO to LC duplex with 61cm (24 Inch) equal breakout, Optimized IL, 9m. | PC | 1 | 1 | 1 | 1 | 733.06
07498309401 | FXTRL7NQSONM010 | OM3,12-Fiber,RndHarness,LSZH,10M | OM3, 12-fiber, harness cable assembly, LSZH rated, Female PanMPO to LC duplex with 61cm (24 Inch) equal breakout, Optimized IL, 10m. | PC | 1 | 1 | 1 | 1 | 742.96
07498309349 | FXTRL7NQSONM1.5 | OM3,12-Fiber,RndHarness,LSZH,1.5M | OM3, 12-fiber, harness cable assembly, LSZH rated, Female PanMPO to LC duplex with 61cm (24 Inch) equal breakout, Optimized IL, 1.5m. | PC | 1 | 1 | 1 | 1 | 658.78
07498309355 | FXTRL7NQSONM2.5 | OM3,12-Fiber,RndHarness,LSZH,2.5M | OM3, 12-fiber, harness cable assembly, LSZH rated, Female PanMPO to LC duplex with 61cm (24 Inch) equal breakout, Optimized IL, 2.5m. | PC | 1 | 1 | 1 | 1 | 668.68
07498309357 | FXTRL7NQSONM3.5 | OM3,12-Fiber,RndHarness,LSZH,3.5M | OM3, 12-fiber, harness cable assembly, LSZH rated, Female PanMPO to LC duplex with 61cm (24 Inch) equal breakout, Optimized IL, 3.5m. | PC | 1 | 1 | 1 | 1 | 678.6
07498309368 | FXTRL7NQSONM4.5 | OM3,12-Fiber,RndHarness,LSZH,4.5M | OM3, 12-fiber, harness cable assembly, LSZH rated, Female PanMPO to LC duplex with 61cm (24 Inch) equal breakout, Optimized IL, 4.5m. | PC | 1 | 1 | 1 | 1 | 688.48
07498309407 | FXTRL8NQSONM001 | OM3 12-Fiber Round Harness, LSZH, Male P | OM3 12-Fiber Round Harness, LSZH, Male PanMPO to LC Push-Pull, 61cm breakout, Optimized IL - 1 meters | PC | 1 | 1 | 1 | 1 | 653.82
07498309418 | FXTRL8NQSONM002 | OM3 12-Fiber Round Harness, LSZH, Male P | OM3 12-Fiber Round Harness, LSZH, Male PanMPO to LC Push-Pull, 61cm breakout, Optimized IL - 2 meters | PC | 1 | 1 | 1 | 1 | 663.74
07498309426 | FXTRL8NQSONM003 | OM3 12-Fiber Round Harness, LSZH, Male P | OM3 12-Fiber Round Harness, LSZH, Male PanMPO to LC Push-Pull, 61cm breakout, Optimized IL - 3 meters | PC | 1 | 1 | 1 | 1 | 673.62
07498309435 | FXTRL8NQSONM004 | OM3 12-Fiber Round Harness, LSZH, Male P | OM3 12-Fiber Round Harness, LSZH, Male PanMPO to LC Push-Pull, 61cm breakout, Optimized IL - 4 meters | PC | 1 | 1 | 1 | 1 | 683.56
07498309448 | FXTRL8NQSONM005 | OM3 12-Fiber Round Harness, LSZH, Male P | OM3 12-Fiber Round Harness, LSZH, Male PanMPO to LC Push-Pull, 61cm breakout, Optimized IL - 5 meters | PC | 1 | 1 | 1 | 1 | 693.46
07498309449 | FXTRL8NQSONM006 | OM3 12-Fiber Round Harness, LSZH, Male P | OM3 12-Fiber Round Harness, LSZH, Male PanMPO to LC Push-Pull, 61cm breakout, Optimized IL - 6 meters | PC | 1 | 1 | 1 | 1 | 703.36
07498309450 | FXTRL8NQSONM007 | OM3 12-Fiber Round Harness, LSZH, Male P | OM3 12-Fiber Round Harness, LSZH, Male PanMPO to LC Push-Pull, 61cm breakout, Optimized IL - 7 meters | PC | 1 | 1 | 1 | 1 | 713.26
07498309451 | FXTRL8NQSONM008 | OM3 12-Fiber Round Harness, LSZH, Male P | OM3 12-Fiber Round Harness, LSZH, Male PanMPO to LC Push-Pull, 61cm breakout, Optimized IL - 8 meters | PC | 1 | 1 | 1 | 1 | 723.16
07498309453 | FXTRL8NQSONM009 | OM3 12-Fiber Round Harness, LSZH, Male P | OM3 12-Fiber Round Harness, LSZH, Male PanMPO to LC Push-Pull, 61cm breakout, Optimized IL - 9 meters | PC | 1 | 1 | 1 | 1 | 733.06
07498309458 | FXTRL8NQSONM010 | OM3 12-Fiber Round Harness, LSZH, Male P | OM3 12-Fiber Round Harness, LSZH, Male PanMPO to LC Push-Pull, 61cm breakout, Optimized IL - 10 meters | PC | 1 | 1 | 1 | 1 | 742.96
07498309411 | FXTRL8NQSONM1.5 | OM3 12-Fiber Round Harness, LSZH, Male P | OM3 12-Fiber Round Harness, LSZH, Male PanMPO to LC Push-Pull, 61cm breakout, Optimized IL - 1.5 meters | PC | 1 | 1 | 1 | 1 | 658.78
07498309419 | FXTRL8NQSONM2.5 | OM3 12-Fiber Round Harness, LSZH, Male P | OM3 12-Fiber Round Harness, LSZH, Male PanMPO to LC Push-Pull, 61cm breakout, Optimized IL - 2.5 meters | PC | 1 | 1 | 1 | 1 | 668.68
07498309427 | FXTRL8NQSONM3.5 | OM3 12-Fiber Round Harness, LSZH, Male P | OM3 12-Fiber Round Harness, LSZH, Male PanMPO to LC Push-Pull, 61cm breakout, Optimized IL - 3.5 meters | PC | 1 | 1 | 1 | 1 | 678.6
07498309447 | FXTRL8NQSONM4.5 | OM3 12-Fiber Round Harness, LSZH, Male P | OM3 12-Fiber Round Harness, LSZH, Male PanMPO to LC Push-Pull, 61cm breakout, Optimized IL - 4.5 meters | PC | 1 | 1 | 1 | 1 | 688.48
07498375352 | FXTRL8NUFSNM001 | OM3,12-Fiber,RndHrnss,PanMPO,LSZH,1M | OM3 12-fiber, round harness cable assembly, low smoke zero halogen (LSZH) rated, PanMPO Male to LC Uniboot, Staggered Pair 1 longest, Std IL, Aqua, 1 meter. | PC | 1 | 1 | 1 | 1 | 623.16
07498375353 | FXTRL8NUFSNM002 | OM3,12-Fiber,RndHrnss,PanMPO,LSZH,2M | OM3 12-fiber, round harness cable assembly, low smoke zero halogen (LSZH) rated, PanMPO Male to LC Uniboot, Staggered Pair 1 longest, Std IL, Aqua, 2 meters. | PC | 1 | 1 | 1 | 1 | 633.06
07498375354 | FXTRL8NUFSNM003 | OM3,12-Fiber,RndHrnss,PanMPO,LSZH,3M | OM3 12-fiber, round harness cable assembly, low smoke zero halogen (LSZH) rated, PanMPO Male to LC Uniboot, Staggered Pair 1 longest, Std IL, Aqua, 3 meters. | PC | 1 | 1 | 1 | 1 | 642.96
07498375355 | FXTRL8NUFSNM004 | OM3,12-Fiber,RndHrnss,PanMPO,LSZH,4M | OM3 12-fiber, round harness cable assembly, low smoke zero halogen (LSZH) rated, PanMPO Male to LC Uniboot, Staggered Pair 1 longest, Std IL, Aqua, 4 meters. | PC | 1 | 1 | 1 | 1 | 652.9
07498375356 | FXTRL8NUFSNM005 | OM3,12-Fiber,RndHrnss,PanMPO,LSZH,5M | OM3 12-fiber, round harness cable assembly, low smoke zero halogen (LSZH) rated, PanMPO Male to LC Uniboot, Staggered Pair 1 longest, Std IL, Aqua, 5 meters. | PC | 1 | 1 | 1 | 1 | 662.78
07498375357 | FXTRL8NUFSNM006 | OM3,12-Fiber,RndHrnss,PanMPO,LSZH,6M | OM3 12-fiber, round harness cable assembly, low smoke zero halogen (LSZH) rated, PanMPO Male to LC Uniboot, Staggered Pair 1 longest, Std IL, Aqua, 6 meters. | PC | 1 | 1 | 1 | 1 | 672.7
07498375358 | FXTRL8NUFSNM007 | OM3,12-Fiber,RndHrnss,PanMPO,LSZH,7M | OM3 12-fiber, round harness cable assembly, low smoke zero halogen (LSZH) rated, PanMPO Male to LC Uniboot, Staggered Pair 1 longest, Std IL, Aqua, 7 meters. | PC | 1 | 1 | 1 | 1 | 682.6
07498375359 | FXTRL8NUFSNM008 | OM3,12-Fiber,RndHrnss,PanMPO,LSZH,8M | OM3 12-fiber, round harness cable assembly, low smoke zero halogen (LSZH) rated, PanMPO Male to LC Uniboot, Staggered Pair 1 longest, Std IL, Aqua, 8 meters. | PC | 1 | 1 | 1 | 1 | 692.48
07498375360 | FXTRL8NUFSNM009 | OM3,12-Fiber,RndHrnss,PanMPO,LSZH,9M | OM3 12-fiber, round harness cable assembly, low smoke zero halogen (LSZH) rated, PanMPO Male to LC Uniboot, Staggered Pair 1 longest, Std IL, Aqua, 9 meters. | PC | 1 | 1 | 1 | 1 | 702.4
07498375361 | FXTRL8NUFSNM010 | OM3,12-Fiber,RndHrnss,PanMPO,LSZH,10M | OM3 12-fiber, round harness cable assembly, low smoke zero halogen (LSZH) rated, PanMPO Male to LC Uniboot, Staggered Pair 1 longest, Std IL, Aqua, 10 meters. | PC | 1 | 1 | 1 | 1 | 712.3
07498375362 | FXTRL8NUFSNM011 | OM3,12-Fiber,RndHrnss,PanMPO,LSZH,11M | OM3 12-fiber, round harness cable assembly, low smoke zero halogen (LSZH) rated, PanMPO Male to LC Uniboot, Staggered Pair 1 longest, Std IL, Aqua, 11 meters. | PC | 1 | 1 | 1 | 1 | 722.2
07498375363 | FXTRL8NUFSNM012 | OM3,12-Fiber,RndHrnss,PanMPO,LSZH,12M | OM3 12-fiber, round harness cable assembly, low smoke zero halogen (LSZH) rated, PanMPO Male to LC Uniboot, Staggered Pair 1 longest, Std IL, Aqua, 12 meters. | PC | 1 | 1 | 1 | 1 | 732.1
07498375364 | FXTRL8NUFSNM013 | OM3,12-Fiber,RndHrnss,PanMPO,LSZH,13M | OM3 12-fiber, round harness cable assembly, low smoke zero halogen (LSZH) rated, PanMPO Male to LC Uniboot, Staggered Pair 1 longest, Std IL, Aqua, 13 meters. | PC | 1 | 1 | 1 | 1 | 742.02
07498375365 | FXTRL8NUFSNM014 | OM3,12-Fiber,RndHrnss,PanMPO,LSZH,14M | OM3 12-fiber, round harness cable assembly, low smoke zero halogen (LSZH) rated, PanMPO Male to LC Uniboot, Staggered Pair 1 longest, Std IL, Aqua, 14 meters. | PC | 1 | 1 | 1 | 1 | 751.9
07498375366 | FXTRL8NUFSNM015 | OM3,12-Fiber,RndHrnss,PanMPO,LSZH,15M | OM3 12-fiber, round harness cable assembly, low smoke zero halogen (LSZH) rated, PanMPO Male to LC Uniboot, Staggered Pair 1 longest, Std IL, Aqua, 15 meters. | PC | 1 | 1 | 1 | 1 | 761.8
07498375367 | FXTRL8NUFSNM016 | OM3,12-Fiber,RndHrnss,PanMPO,LSZH,16M | OM3 12-fiber, round harness cable assembly, low smoke zero halogen (LSZH) rated, PanMPO Male to LC Uniboot, Staggered Pair 1 longest, Std IL, Aqua, 16 meters. | PC | 1 | 1 | 1 | 1 | 771.72
07498375368 | FXTRL8NUFSNM017 | OM3,12-Fiber,RndHrnss,PanMPO,LSZH,17M | OM3 12-fiber, round harness cable assembly, low smoke zero halogen (LSZH) rated, PanMPO Male to LC Uniboot, Staggered Pair 1 longest, Std IL, Aqua, 17 meters. | PC | 1 | 1 | 1 | 1 | 781.6
07498375369 | FXTRL8NUFSNM018 | OM3,12-Fiber,RndHrnss,PanMPO,LSZH,18M | OM3 12-fiber, round harness cable assembly, low smoke zero halogen (LSZH) rated, PanMPO Male to LC Uniboot, Staggered Pair 1 longest, Std IL, Aqua, 18 meters. | PC | 1 | 1 | 1 | 1 | 791.52
07498375370 | FXTRL8NUFSNM019 | OM3,12-Fiber,RndHrnss,PanMPO,LSZH,19M | OM3 12-fiber, round harness cable assembly, low smoke zero halogen (LSZH) rated, PanMPO Male to LC Uniboot, Staggered Pair 1 longest, Std IL, Aqua, 19 meters. | PC | 1 | 1 | 1 | 1 | 801.42
07498375371 | FXTRL8NUFSNM020 | OM3,12-Fiber,RndHrnss,PanMPO,LSZH,20M | OM3 12-fiber, round harness cable assembly, low smoke zero halogen (LSZH) rated, PanMPO Male to LC Uniboot, Staggered Pair 1 longest, Std IL, Aqua, 20 meters. | PC | 1 | 1 | 1 | 1 | 811.32
07498375380 | FXTRL8NUFSNM021 | OM3,12-Fiber,RndHrnss,PanMPO,LSZH,21M | OM3 12-fiber, round harness cable assembly, low smoke zero halogen (LSZH) rated, PanMPO Male to LC Uniboot, Staggered Pair 1 longest, Std IL, Aqua, 21 meters. | PC | 1 | 1 | 1 | 1 | 821.22
07498375385 | FXTRL8NUFSNM022 | OM3,12-Fiber,RndHrnss,PanMPO,LSZH,22M | OM3 12-fiber, round harness cable assembly, low smoke zero halogen (LSZH) rated, PanMPO Male to LC Uniboot, Staggered Pair 1 longest, Std IL, Aqua, 22 meters. | PC | 1 | 1 | 1 | 1 | 831.14
07498375386 | FXTRL8NUFSNM023 | OM3,12-Fiber,RndHrnss,PanMPO,LSZH,23M | OM3 12-fiber, round harness cable assembly, low smoke zero halogen (LSZH) rated, PanMPO Male to LC Uniboot, Staggered Pair 1 longest, Std IL, Aqua, 23 meters. | PC | 1 | 1 | 1 | 1 | 841.02
07498375387 | FXTRL8NUFSNM024 | OM3,12-Fiber,RndHrnss,PanMPO,LSZH,24M | OM3 12-fiber, round harness cable assembly, low smoke zero halogen (LSZH) rated, PanMPO Male to LC Uniboot, Staggered Pair 1 longest, Std IL, Aqua, 24 meters. | PC | 1 | 1 | 1 | 1 | 850.92
07498375389 | FXTRL8NUFSNM025 | OM3,12-Fiber,RndHrnss,PanMPO,LSZH,25M | OM3 12-fiber, round harness cable assembly, low smoke zero halogen (LSZH) rated, PanMPO Male to LC Uniboot, Staggered Pair 1 longest, Std IL, Aqua, 25 meters. | PC | 1 | 1 | 1 | 1 | 860.84
07498375390 | FXTRL8NUFSNM026 | OM3,12-Fiber,RndHrnss,PanMPO,LSZH,26M | OM3 12-fiber, round harness cable assembly, low smoke zero halogen (LSZH) rated, PanMPO Male to LC Uniboot, Staggered Pair 1 longest, Std IL, Aqua, 26 meters. | PC | 1 | 1 | 1 | 1 | 870.72
07498375391 | FXTRL8NUFSNM027 | OM3,12-Fiber,RndHrnss,PanMPO,LSZH,27M | OM3 12-fiber, round harness cable assembly, low smoke zero halogen (LSZH) rated, PanMPO Male to LC Uniboot, Staggered Pair 1 longest, Std IL, Aqua, 27 meters. | PC | 1 | 1 | 1 | 1 | 880.66
07498375392 | FXTRL8NUFSNM028 | OM3,12-Fiber,RndHrnss,PanMPO,LSZH,28M | OM3 12-fiber, round harness cable assembly, low smoke zero halogen (LSZH) rated, PanMPO Male to LC Uniboot, Staggered Pair 1 longest, Std IL, Aqua, 28 meters. | PC | 1 | 1 | 1 | 1 | 890.56
07498375393 | FXTRL8NUFSNM029 | OM3,12-Fiber,RndHrnss,PanMPO,LSZH,29M | OM3 12-fiber, round harness cable assembly, low smoke zero halogen (LSZH) rated, PanMPO Male to LC Uniboot, Staggered Pair 1 longest, Std IL, Aqua, 29 meters. | PC | 1 | 1 | 1 | 1 | 900.48
07498375403 | FXTRL8NUFSNM030 | OM3,12-Fiber,RndHrnss,PanMPO,LSZH,30M | OM3 12-fiber, round harness cable assembly, low smoke zero halogen (LSZH) rated, PanMPO Male to LC Uniboot, Staggered Pair 1 longest, Std IL, Aqua, 30 meters. | PC | 1 | 1 | 1 | 1 | 910.36
07498375691 | FXTRL8NUGSNM001 | OM3,12-Fiber,RndHarnessCbl,LSZH,1M | OM3 12-fiber round harness cable assembly, low smoke zero halogen (LSZH) rated, PanMPO Male to LC Uniboot, Staggered Pair, 1 shortest, Std IL, Aqua, 1 meter. | PC | 1 | 1 | 1 | 1 | 623.16
07498375692 | FXTRL8NUGSNM002 | OM3,12-Fiber,RndHarnessCbl,LSZH,2M | OM3 12-fiber round harness cable assembly, low smoke zero halogen (LSZH) rated, PanMPO Male to LC Uniboot, Staggered Pair, 1 shortest, Std IL, Aqua, 2 meters. | PC | 1 | 1 | 1 | 1 | 633.06
07498375698 | FXTRL8NUGSNM003 | OM3,12-Fiber,RndHarnessCbl,LSZH,3M | OM3 12-fiber round harness cable assembly, low smoke zero halogen (LSZH) rated, PanMPO Male to LC Uniboot, Staggered Pair, 1 shortest, Std IL, Aqua, 3 meters. | PC | 1 | 1 | 1 | 1 | 642.96
07498375699 | FXTRL8NUGSNM004 | OM3,12-Fiber,RndHarnessCbl,LSZH,4M | OM3 12-fiber round harness cable assembly, low smoke zero halogen (LSZH) rated, PanMPO Male to LC Uniboot, Staggered Pair, 1 shortest, Std IL, Aqua, 4 meters. | PC | 1 | 1 | 1 | 1 | 652.9
07498375701 | FXTRL8NUGSNM005 | OM3,12-Fiber,RndHarnessCbl,LSZH,5M | OM3 12-fiber round harness cable assembly, low smoke zero halogen (LSZH) rated, PanMPO Male to LC Uniboot, Staggered Pair, 1 shortest, Std IL, Aqua, 5 meters. | PC | 1 | 1 | 1 | 1 | 662.78
07498375707 | FXTRL8NUGSNM006 | OM3,12-Fiber,RndHarnessCbl,LSZH,6M | OM3 12-fiber round harness cable assembly, low smoke zero halogen (LSZH) rated, PanMPO Male to LC Uniboot, Staggered Pair, 1 shortest, Std IL, Aqua, 6 meters. | PC | 1 | 1 | 1 | 1 | 672.7
07498375708 | FXTRL8NUGSNM007 | OM3,12-Fiber,RndHarnessCbl,LSZH,7M | OM3 12-fiber round harness cable assembly, low smoke zero halogen (LSZH) rated, PanMPO Male to LC Uniboot, Staggered Pair, 1 shortest, Std IL, Aqua, 7 meters. | PC | 1 | 1 | 1 | 1 | 682.6
07498375710 | FXTRL8NUGSNM008 | OM3,12-Fiber,RndHarnessCbl,LSZH,8M | OM3 12-fiber round harness cable assembly, low smoke zero halogen (LSZH) rated, PanMPO Male to LC Uniboot, Staggered Pair, 1 shortest, Std IL, Aqua, 8 meters. | PC | 1 | 1 | 1 | 1 | 692.48
07498375716 | FXTRL8NUGSNM009 | OM3,12-Fiber,RndHarnessCbl,LSZH,9M | OM3 12-fiber round harness cable assembly, low smoke zero halogen (LSZH) rated, PanMPO Male to LC Uniboot, Staggered Pair, 1 shortest, Std IL, Aqua, 9 meters. | PC | 1 | 1 | 1 | 1 | 702.4
07498375717 | FXTRL8NUGSNM010 | OM3,12-Fiber,RndHarnessCbl,LSZH,10M | OM3 12-fiber round harness cable assembly, low smoke zero halogen (LSZH) rated, PanMPO Male to LC Uniboot, Staggered Pair, 1 shortest, Std IL, Aqua, 10 meters. | PC | 1 | 1 | 1 | 1 | 712.3
07498375718 | FXTRL8NUGSNM011 | OM3,12-Fiber,RndHarnessCbl,LSZH,11M | OM3 12-fiber round harness cable assembly, low smoke zero halogen (LSZH) rated, PanMPO Male to LC Uniboot, Staggered Pair, 1 shortest, Std IL, Aqua, 11 meters. | PC | 1 | 1 | 1 | 1 | 722.2
07498375720 | FXTRL8NUGSNM012 | OM3,12-Fiber,RndHarnessCbl,LSZH,12M | OM3 12-fiber round harness cable assembly, low smoke zero halogen (LSZH) rated, PanMPO Male to LC Uniboot, Staggered Pair, 1 shortest, Std IL, Aqua, 12 meters. | PC | 1 | 1 | 1 | 1 | 732.1
07498375721 | FXTRL8NUGSNM013 | OM3,12-Fiber,RndHarnessCbl,LSZH,13M | OM3 12-fiber round harness cable assembly, low smoke zero halogen (LSZH) rated, PanMPO Male to LC Uniboot, Staggered Pair, 1 shortest, Std IL, Aqua, 13 meters. | PC | 1 | 1 | 1 | 1 | 742.02
07498375722 | FXTRL8NUGSNM014 | OM3,12-Fiber,RndHarnessCbl,LSZH,14M | OM3 12-fiber round harness cable assembly, low smoke zero halogen (LSZH) rated, PanMPO Male to LC Uniboot, Staggered Pair, 1 shortest, Std IL, Aqua, 14 meters. | PC | 1 | 1 | 1 | 1 | 751.9
07498375723 | FXTRL8NUGSNM015 | OM3,12-Fiber,RndHarnessCbl,LSZH,15M | OM3 12-fiber round harness cable assembly, low smoke zero halogen (LSZH) rated, PanMPO Male to LC Uniboot, Staggered Pair, 1 shortest, Std IL, Aqua, 15 meters. | PC | 1 | 1 | 1 | 1 | 761.8
07498375739 | FXTRL8NUGSNM016 | OM3,12-Fiber,RndHarnessCbl,LSZH,16M | OM3 12-fiber round harness cable assembly, low smoke zero halogen (LSZH) rated, PanMPO Male to LC Uniboot, Staggered Pair, 1 shortest, Std IL, Aqua, 16 meters. | PC | 1 | 1 | 1 | 1 | 771.72
07498375742 | FXTRL8NUGSNM017 | OM3,12-Fiber,RndHarnessCbl,LSZH,17M | OM3 12-fiber round harness cable assembly, low smoke zero halogen (LSZH) rated, PanMPO Male to LC Uniboot, Staggered Pair, 1 shortest, Std IL, Aqua, 17 meters. | PC | 1 | 1 | 1 | 1 | 781.6
07498375745 | FXTRL8NUGSNM018 | OM3,12-Fiber,RndHarnessCbl,LSZH,18M | OM3 12-fiber round harness cable assembly, low smoke zero halogen (LSZH) rated, PanMPO Male to LC Uniboot, Staggered Pair, 1 shortest, Std IL, Aqua, 18 meters. | PC | 1 | 1 | 1 | 1 | 791.52
07498375749 | FXTRL8NUGSNM019 | OM3,12-Fiber,RndHarnessCbl,LSZH,19M | OM3 12-fiber round harness cable assembly, low smoke zero halogen (LSZH) rated, PanMPO Male to LC Uniboot, Staggered Pair, 1 shortest, Std IL, Aqua, 19 meters. | PC | 1 | 1 | 1 | 1 | 801.42
07498375752 | FXTRL8NUGSNM020 | OM3,12-Fiber,RndHarnessCbl,LSZH,20M | OM3 12-fiber round harness cable assembly, low smoke zero halogen (LSZH) rated, PanMPO Male to LC Uniboot, Staggered Pair, 1 shortest, Std IL, Aqua, 20 meters. | PC | 1 | 1 | 1 | 1 | 811.32
07498375768 | FXTRL8NUGSNM021 | OM3,12-Fiber,RndHarnessCbl,LSZH,21M | OM3 12-fiber round harness cable assembly, low smoke zero halogen (LSZH) rated, PanMPO Male to LC Uniboot, Staggered Pair, 1 shortest, Std IL, Aqua, 21 meters. | PC | 1 | 1 | 1 | 1 | 821.22
07498375769 | FXTRL8NUGSNM022 | OM3,12-Fiber,RndHarnessCbl,LSZH,22M | OM3 12-fiber round harness cable assembly, low smoke zero halogen (LSZH) rated, PanMPO Male to LC Uniboot, Staggered Pair, 1 shortest, Std IL, Aqua, 22 meters. | PC | 1 | 1 | 1 | 1 | 831.14
07498375774 | FXTRL8NUGSNM023 | OM3,12-Fiber,RndHarnessCbl,LSZH,23M | OM3 12-fiber round harness cable assembly, low smoke zero halogen (LSZH) rated, PanMPO Male to LC Uniboot, Staggered Pair, 1 shortest, Std IL, Aqua, 23 meters. | PC | 1 | 1 | 1 | 1 | 841.02
07498375775 | FXTRL8NUGSNM024 | OM3,12-Fiber,RndHarnessCbl,LSZH,24M | OM3 12-fiber round harness cable assembly, low smoke zero halogen (LSZH) rated, PanMPO Male to LC Uniboot, Staggered Pair, 1 shortest, Std IL, Aqua, 24 meters. | PC | 1 | 1 | 1 | 1 | 850.92
07498375780 | FXTRL8NUGSNM025 | OM3,12-Fiber,RndHarnessCbl,LSZH,25M | OM3 12-fiber round harness cable assembly, low smoke zero halogen (LSZH) rated, PanMPO Male to LC Uniboot, Staggered Pair, 1 shortest, Std IL, Aqua, 25 meters. | PC | 1 | 1 | 1 | 1 | 860.84
07498375781 | FXTRL8NUGSNM026 | OM3,12-Fiber,RndHarnessCbl,LSZH,26M | OM3 12-fiber round harness cable assembly, low smoke zero halogen (LSZH) rated, PanMPO Male to LC Uniboot, Staggered Pair, 1 shortest, Std IL, Aqua, 26 meters. | PC | 1 | 1 | 1 | 1 | 870.72
07498375782 | FXTRL8NUGSNM027 | OM3,12-Fiber,RndHarnessCbl,LSZH,27M | OM3 12-fiber round harness cable assembly, low smoke zero halogen (LSZH) rated, PanMPO Male to LC Uniboot, Staggered Pair, 1 shortest, Std IL, Aqua, 27 meters. | PC | 1 | 1 | 1 | 1 | 880.66
07498375785 | FXTRL8NUGSNM028 | OM3,12-Fiber,RndHarnessCbl,LSZH,28M | OM3 12-fiber round harness cable assembly, low smoke zero halogen (LSZH) rated, PanMPO Male to LC Uniboot, Staggered Pair, 1 shortest, Std IL, Aqua, 28 meters. | PC | 1 | 1 | 1 | 1 | 890.56
07498375786 | FXTRL8NUGSNM029 | OM3,12-Fiber,RndHarnessCbl,LSZH,29M | OM3 12-fiber round harness cable assembly, low smoke zero halogen (LSZH) rated, PanMPO Male to LC Uniboot, Staggered Pair, 1 shortest, Std IL, Aqua, 29 meters. | PC | 1 | 1 | 1 | 1 | 900.48
07498375787 | FXTRL8NUGSNM030 | OM3,12-Fiber,RndHarnessCbl,LSZH,30M | OM3 12-fiber round harness cable assembly, low smoke zero halogen (LSZH) rated, PanMPO Male to LC Uniboot, Staggered Pair, 1 shortest, Std IL, Aqua, 30 meters. | PC | 1 | 1 | 1 | 1 | 910.36
07498375100 | FXTRL8NUHSNM001 | OM3,12-Fiber,RndHrnss,Longst,LSZH,1M | OM3 12-fiber, round harness cable assembly, low smoke zero halogen (LSZH), PanMPO Male to LC Uniboot Staggered Pairs 1 and 2, longest, Std IL, Aqua, 1 meter. | PC | 1 | 1 | 1 | 1 | 623.16
07498375101 | FXTRL8NUHSNM002 | OM3,12-Fiber,RndHrnss,Longst,LSZH,2M | OM3 12-fiber, round harness cable assembly, low smoke zero halogen (LSZH), PanMPO Male to LC Uniboot Staggered Pairs 1 and 2, longest, Std IL, Aqua, 2 meters. | PC | 1 | 1 | 1 | 1 | 633.06
07498375103 | FXTRL8NUHSNM003 | OM3,12-Fiber,RndHrnss,Longst,LSZH,3M | OM3 12-fiber, round harness cable assembly, low smoke zero halogen (LSZH), PanMPO Male to LC Uniboot Staggered Pairs 1 and 2, longest, Std IL, Aqua, 3 meters. | PC | 1 | 1 | 1 | 1 | 642.96
07498375104 | FXTRL8NUHSNM004 | OM3,12-Fiber,RndHrnss,Longst,LSZH,4M | OM3 12-fiber, round harness cable assembly, low smoke zero halogen (LSZH), PanMPO Male to LC Uniboot Staggered Pairs 1 and 2, longest, Std IL, Aqua, 4 meters. | PC | 1 | 1 | 1 | 1 | 652.9
07498375105 | FXTRL8NUHSNM005 | OM3,12-Fiber,RndHrnss,Longst,LSZH,5M | OM3 12-fiber, round harness cable assembly, low smoke zero halogen (LSZH), PanMPO Male to LC Uniboot Staggered Pairs 1 and 2, longest, Std IL, Aqua, 5 meters. | PC | 1 | 1 | 1 | 1 | 662.78
07498375106 | FXTRL8NUHSNM006 | OM3,12-Fiber,RndHrnss,Longst,LSZH,6M | OM3 12-fiber, round harness cable assembly, low smoke zero halogen (LSZH), PanMPO Male to LC Uniboot Staggered Pairs 1 and 2, longest, Std IL, Aqua, 6 meters. | PC | 1 | 1 | 1 | 1 | 672.7
07498375107 | FXTRL8NUHSNM007 | OM3,12-Fiber,RndHrnss,Longst,LSZH,7M | OM3 12-fiber, round harness cable assembly, low smoke zero halogen (LSZH), PanMPO Male to LC Uniboot Staggered Pairs 1 and 2, longest, Std IL, Aqua, 7 meters. | PC | 1 | 1 | 1 | 1 | 682.6
07498375108 | FXTRL8NUHSNM008 | OM3,12-Fiber,RndHrnss,Longst,LSZH,8M | OM3 12-fiber, round harness cable assembly, low smoke zero halogen (LSZH), PanMPO Male to LC Uniboot Staggered Pairs 1 and 2, longest, Std IL, Aqua, 8 meters. | PC | 1 | 1 | 1 | 1 | 692.48
07498375109 | FXTRL8NUHSNM009 | OM3,12-Fiber,RndHrnss,Longst,LSZH,9M | OM3 12-fiber, round harness cable assembly, low smoke zero halogen (LSZH), PanMPO Male to LC Uniboot Staggered Pairs 1 and 2, longest, Std IL, Aqua, 9 meters. | PC | 1 | 1 | 1 | 1 | 702.4
07498375110 | FXTRL8NUHSNM010 | OM3,12-Fiber,RndHrnss,Longst,LSZH,10M | OM3 12-fiber, round harness cable assembly, low smoke zero halogen (LSZH), PanMPO Male to LC Uniboot Staggered Pairs 1 and 2, longest, Std IL, Aqua, 10 meters. | PC | 1 | 1 | 1 | 1 | 712.3
07498375111 | FXTRL8NUHSNM011 | OM3,12-Fiber,RndHrnss,Longst,LSZH,11M | OM3 12-fiber, round harness cable assembly, low smoke zero halogen (LSZH), PanMPO Male to LC Uniboot Staggered Pairs 1 and 2, longest, Std IL, Aqua, 11 meters. | PC | 1 | 1 | 1 | 1 | 722.2
07498375112 | FXTRL8NUHSNM012 | OM3,12-Fiber,RndHrnss,Longst,LSZH,12M | OM3 12-fiber, round harness cable assembly, low smoke zero halogen (LSZH), PanMPO Male to LC Uniboot Staggered Pairs 1 and 2, longest, Std IL, Aqua, 12 meters. | PC | 1 | 1 | 1 | 1 | 732.1
07498375113 | FXTRL8NUHSNM013 | OM3,12-Fiber,RndHrnss,Longst,LSZH,13M | OM3 12-fiber, round harness cable assembly, low smoke zero halogen (LSZH), PanMPO Male to LC Uniboot Staggered Pairs 1 and 2, longest, Std IL, Aqua, 13 meters. | PC | 1 | 1 | 1 | 1 | 742.02
07498375114 | FXTRL8NUHSNM014 | OM3,12-Fiber,RndHrnss,Longst,LSZH,14M | OM3 12-fiber, round harness cable assembly, low smoke zero halogen (LSZH), PanMPO Male to LC Uniboot Staggered Pairs 1 and 2, longest, Std IL, Aqua, 14 meters. | PC | 1 | 1 | 1 | 1 | 751.9
07498375115 | FXTRL8NUHSNM015 | OM3,12-Fiber,RndHrnss,Longst,LSZH,15M | OM3 12-fiber, round harness cable assembly, low smoke zero halogen (LSZH), PanMPO Male to LC Uniboot Staggered Pairs 1 and 2, longest, Std IL, Aqua, 15 meters. | PC | 1 | 1 | 1 | 1 | 761.8
07498375116 | FXTRL8NUHSNM016 | OM3,12-Fiber,RndHrnss,Longst,LSZH,16M | OM3 12-fiber, round harness cable assembly, low smoke zero halogen (LSZH), PanMPO Male to LC Uniboot Staggered Pairs 1 and 2, longest, Std IL, Aqua, 16 meters. | PC | 1 | 1 | 1 | 1 | 771.72
07498375117 | FXTRL8NUHSNM017 | OM3,12-Fiber,RndHrnss,Longst,LSZH,17M | OM3 12-fiber, round harness cable assembly, low smoke zero halogen (LSZH), PanMPO Male to LC Uniboot Staggered Pairs 1 and 2, longest, Std IL, Aqua, 17 meters. | PC | 1 | 1 | 1 | 1 | 781.6
07498375118 | FXTRL8NUHSNM018 | OM3,12-Fiber,RndHrnss,Longst,LSZH,18M | OM3 12-fiber, round harness cable assembly, low smoke zero halogen (LSZH), PanMPO Male to LC Uniboot Staggered Pairs 1 and 2, longest, Std IL, Aqua, 18 meters. | PC | 1 | 1 | 1 | 1 | 791.52
07498375119 | FXTRL8NUHSNM019 | OM3,12-Fiber,RndHrnss,Longst,LSZH,19M | OM3 12-fiber, round harness cable assembly, low smoke zero halogen (LSZH), PanMPO Male to LC Uniboot Staggered Pairs 1 and 2, longest, Std IL, Aqua, 19 meters. | PC | 1 | 1 | 1 | 1 | 801.42
07498375120 | FXTRL8NUHSNM020 | OM3,12-Fiber,RndHrnss,Longst,LSZH,20M | OM3 12-fiber, round harness cable assembly, low smoke zero halogen (LSZH), PanMPO Male to LC Uniboot Staggered Pairs 1 and 2, longest, Std IL, Aqua, 20 meters. | PC | 1 | 1 | 1 | 1 | 811.32
07498375121 | FXTRL8NUHSNM021 | OM3,12-Fiber,RndHrnss,Longst,LSZH,21M | OM3 12-fiber, round harness cable assembly, low smoke zero halogen (LSZH), PanMPO Male to LC Uniboot Staggered Pairs 1 and 2, longest, Std IL, Aqua, 21 meters. | PC | 1 | 1 | 1 | 1 | 821.22
07498375122 | FXTRL8NUHSNM022 | OM3,12-Fiber,RndHrnss,Longst,LSZH,22M | OM3 12-fiber, round harness cable assembly, low smoke zero halogen (LSZH), PanMPO Male to LC Uniboot Staggered Pairs 1 and 2, longest, Std IL, Aqua, 22 meters. | PC | 1 | 1 | 1 | 1 | 831.14
07498375123 | FXTRL8NUHSNM023 | OM3,12-Fiber,RndHrnss,Longst,LSZH,23M | OM3 12-fiber, round harness cable assembly, low smoke zero halogen (LSZH), PanMPO Male to LC Uniboot Staggered Pairs 1 and 2, longest, Std IL, Aqua, 23 meters. | PC | 1 | 1 | 1 | 1 | 841.02
07498375124 | FXTRL8NUHSNM024 | OM3,12-Fiber,RndHrnss,Longst,LSZH,24M | OM3 12-fiber, round harness cable assembly, low smoke zero halogen (LSZH), PanMPO Male to LC Uniboot Staggered Pairs 1 and 2, longest, Std IL, Aqua, 24 meters. | PC | 1 | 1 | 1 | 1 | 850.92
07498375125 | FXTRL8NUHSNM025 | OM3,12-Fiber,RndHrnss,Longst,LSZH,25M | OM3 12-fiber, round harness cable assembly, low smoke zero halogen (LSZH), PanMPO Male to LC Uniboot Staggered Pairs 1 and 2, longest, Std IL, Aqua, 25 meters. | PC | 1 | 1 | 1 | 1 | 860.84
07498375126 | FXTRL8NUHSNM026 | OM3,12-Fiber,RndHrnss,Longst,LSZH,26M | OM3 12-fiber, round harness cable assembly, low smoke zero halogen (LSZH), PanMPO Male to LC Uniboot Staggered Pairs 1 and 2, longest, Std IL, Aqua, 26 meters. | PC | 1 | 1 | 1 | 1 | 870.72
07498375127 | FXTRL8NUHSNM027 | OM3,12-Fiber,RndHrnss,Longst,LSZH,27M | OM3 12-fiber, round harness cable assembly, low smoke zero halogen (LSZH), PanMPO Male to LC Uniboot Staggered Pairs 1 and 2, longest, Std IL, Aqua, 27 meters. | PC | 1 | 1 | 1 | 1 | 880.66
07498375128 | FXTRL8NUHSNM028 | OM3,12-Fiber,RndHrnss,Longst,LSZH,28M | OM3 12-fiber, round harness cable assembly, low smoke zero halogen (LSZH), PanMPO Male to LC Uniboot Staggered Pairs 1 and 2, longest, Std IL, Aqua, 28 meters. | PC | 1 | 1 | 1 | 1 | 890.56
07498375129 | FXTRL8NUHSNM029 | OM3,12-Fiber,RndHrnss,Longst,LSZH,29M | OM3 12-fiber, round harness cable assembly, low smoke zero halogen (LSZH), PanMPO Male to LC Uniboot Staggered Pairs 1 and 2, longest, Std IL, Aqua, 29 meters. | PC | 1 | 1 | 1 | 1 | 900.48
07498375130 | FXTRL8NUHSNM030 | OM3,12-Fiber,RndHrnss,Longst,LSZH,30M | OM3 12-fiber, round harness cable assembly, low smoke zero halogen (LSZH), PanMPO Male to LC Uniboot Staggered Pairs 1 and 2, longest, Std IL, Aqua, 30 meters. | PC | 1 | 1 | 1 | 1 | 910.36
07498376711 | FXTRL8NUJSNM001 | OM3 12-fiber round harness cable, lszh, | OM3 12-fiber round harness cable assembly, low smoke zero halogen (LSZH), PanMPO Male to LC Uniboot, Staggered pairs 1 and 2 shortest, Std IL. | PC | 1 | 1 | 1 | 1 | 623.16
07498376712 | FXTRL8NUJSNM002 | OM3 12-fiber round harness cable, lszh, | OM3 12-fiber round harness cable assembly, low smoke zero halogen (LSZH), PanMPO Male to LC Uniboot, Staggered pairs 1 and 2 shortest, Std IL. | PC | 1 | 1 | 1 | 1 | 633.06
07498376713 | FXTRL8NUJSNM003 | OM3 12-fiber round harness cable, lszh, | OM3 12-fiber round harness cable assembly, low smoke zero halogen (LSZH), PanMPO Male to LC Uniboot, Staggered pairs 1 and 2 shortest, Std IL. | PC | 1 | 1 | 1 | 1 | 642.96
07498376751 | FXTRL8NUJSNM004 | OM3 12-fiber round harness cable, lszh, | OM3 12-fiber round harness cable assembly, low smoke zero halogen (LSZH), PanMPO Male to LC Uniboot, Staggered pairs 1 and 2 shortest, Std IL. | PC | 1 | 1 | 1 | 1 | 652.9
07498376752 | FXTRL8NUJSNM005 | OM3 12-fiber round harness cable, lszh, | OM3 12-fiber round harness cable assembly, low smoke zero halogen (LSZH), PanMPO Male to LC Uniboot, Staggered pairs 1 and 2 shortest, Std IL. | PC | 1 | 1 | 1 | 1 | 662.78
07498376757 | FXTRL8NUJSNM006 | OM3 12-fiber round harness cable, lszh, | OM3 12-fiber round harness cable assembly, low smoke zero halogen (LSZH), PanMPO Male to LC Uniboot, Staggered pairs 1 and 2 shortest, Std IL. | PC | 1 | 1 | 1 | 1 | 672.7
07498376758 | FXTRL8NUJSNM007 | OM3 12-fiber round harness cable, lszh, | OM3 12-fiber round harness cable assembly, low smoke zero halogen (LSZH), PanMPO Male to LC Uniboot, Staggered pairs 1 and 2 shortest, Std IL. | PC | 1 | 1 | 1 | 1 | 682.6
07498376770 | FXTRL8NUJSNM008 | OM3 12-fiber round harness cable, lszh, | OM3 12-fiber round harness cable assembly, low smoke zero halogen (LSZH), PanMPO Male to LC Uniboot, Staggered pairs 1 and 2 shortest, Std IL. | PC | 1 | 1 | 1 | 1 | 692.48
07498376771 | FXTRL8NUJSNM009 | OM3 12-fiber round harness cable, lszh, | OM3 12-fiber round harness cable assembly, low smoke zero halogen (LSZH), PanMPO Male to LC Uniboot, Staggered pairs 1 and 2 shortest, Std IL. | PC | 1 | 1 | 1 | 1 | 702.4
07498376772 | FXTRL8NUJSNM010 | OM3 12-fiber round harness cable, lszh, | OM3 12-fiber round harness cable assembly, low smoke zero halogen (LSZH), PanMPO Male to LC Uniboot, Staggered pairs 1 and 2 shortest, Std IL. | PC | 1 | 1 | 1 | 1 | 712.3
07498376773 | FXTRL8NUJSNM011 | OM3 12-fiber round harness cable, lszh, | OM3 12-fiber round harness cable assembly, low smoke zero halogen (LSZH), PanMPO Male to LC Uniboot, Staggered pairs 1 and 2 shortest, Std IL. | PC | 1 | 1 | 1 | 1 | 722.2
07498376774 | FXTRL8NUJSNM012 | OM3 12-fiber round harness cable, lszh, | OM3 12-fiber round harness cable assembly, low smoke zero halogen (LSZH), PanMPO Male to LC Uniboot, Staggered pairs 1 and 2 shortest, Std IL. | PC | 1 | 1 | 1 | 1 | 732.1
07498376775 | FXTRL8NUJSNM013 | OM3 12-fiber round harness cable, lszh, | OM3 12-fiber round harness cable assembly, low smoke zero halogen (LSZH), PanMPO Male to LC Uniboot, Staggered pairs 1 and 2 shortest, Std IL. | PC | 1 | 1 | 1 | 1 | 742.02
07498376784 | FXTRL8NUJSNM014 | OM3 12-fiber round harness cable, lszh, | OM3 12-fiber round harness cable assembly, low smoke zero halogen (LSZH), PanMPO Male to LC Uniboot, Staggered pairs 1 and 2 shortest, Std IL. | PC | 1 | 1 | 1 | 1 | 751.9
07498376792 | FXTRL8NUJSNM015 | OM3 12-fiber round harness cable, lszh, | OM3 12-fiber round harness cable assembly, low smoke zero halogen (LSZH), PanMPO Male to LC Uniboot, Staggered pairs 1 and 2 shortest, Std IL. | PC | 1 | 1 | 1 | 1 | 761.8
07498376793 | FXTRL8NUJSNM016 | OM3 12-fiber round harness cable, lszh, | OM3 12-fiber round harness cable assembly, low smoke zero halogen (LSZH), PanMPO Male to LC Uniboot, Staggered pairs 1 and 2 shortest, Std IL. | PC | 1 | 1 | 1 | 1 | 771.72
07498376795 | FXTRL8NUJSNM017 | OM3 12-fiber round harness cable, lszh, | OM3 12-fiber round harness cable assembly, low smoke zero halogen (LSZH), PanMPO Male to LC Uniboot, Staggered pairs 1 and 2 shortest, Std IL. | PC | 1 | 1 | 1 | 1 | 781.6
07498376796 | FXTRL8NUJSNM018 | OM3 12-fiber round harness cable, lszh, | OM3 12-fiber round harness cable assembly, low smoke zero halogen (LSZH), PanMPO Male to LC Uniboot, Staggered pairs 1 and 2 shortest, Std IL. | PC | 1 | 1 | 1 | 1 | 791.52
07498376797 | FXTRL8NUJSNM019 | OM3 12-fiber round harness cable, lszh, | OM3 12-fiber round harness cable assembly, low smoke zero halogen (LSZH), PanMPO Male to LC Uniboot, Staggered pairs 1 and 2 shortest, Std IL. | PC | 1 | 1 | 1 | 1 | 801.42
07498376798 | FXTRL8NUJSNM020 | OM3 12-fiber round harness cable, lszh, | OM3 12-fiber round harness cable assembly, low smoke zero halogen (LSZH), PanMPO Male to LC Uniboot, Staggered pairs 1 and 2 shortest, Std IL. | PC | 1 | 1 | 1 | 1 | 811.32
07498376799 | FXTRL8NUJSNM021 | OM3 12-fiber round harness cable, lszh, | OM3 12-fiber round harness cable assembly, low smoke zero halogen (LSZH), PanMPO Male to LC Uniboot, Staggered pairs 1 and 2 shortest, Std IL. | PC | 1 | 1 | 1 | 1 | 821.22
07498376800 | FXTRL8NUJSNM022 | OM3 12-fiber round harness cable, lszh, | OM3 12-fiber round harness cable assembly, low smoke zero halogen (LSZH), PanMPO Male to LC Uniboot, Staggered pairs 1 and 2 shortest, Std IL. | PC | 1 | 1 | 1 | 1 | 831.14
07498376801 | FXTRL8NUJSNM023 | OM3 12-fiber round harness cable, lszh, | OM3 12-fiber round harness cable assembly, low smoke zero halogen (LSZH), PanMPO Male to LC Uniboot, Staggered pairs 1 and 2 shortest, Std IL. | PC | 1 | 1 | 1 | 1 | 841.02
07498376802 | FXTRL8NUJSNM024 | OM3 12-fiber round harness cable, lszh, | OM3 12-fiber round harness cable assembly, low smoke zero halogen (LSZH), PanMPO Male to LC Uniboot, Staggered pairs 1 and 2 shortest, Std IL. | PC | 1 | 1 | 1 | 1 | 850.92
07498376803 | FXTRL8NUJSNM025 | OM3 12-fiber round harness cable, lszh, | OM3 12-fiber round harness cable assembly, low smoke zero halogen (LSZH), PanMPO Male to LC Uniboot, Staggered pairs 1 and 2 shortest, Std IL. | PC | 1 | 1 | 1 | 1 | 860.84
07498376804 | FXTRL8NUJSNM026 | OM3 12-fiber round harness cable, lszh, | OM3 12-fiber round harness cable assembly, low smoke zero halogen (LSZH), PanMPO Male to LC Uniboot, Staggered pairs 1 and 2 shortest, Std IL. | PC | 1 | 1 | 1 | 1 | 870.72
07498376805 | FXTRL8NUJSNM027 | OM3 12-fiber round harness cable, lszh, | OM3 12-fiber round harness cable assembly, low smoke zero halogen (LSZH), PanMPO Male to LC Uniboot, Staggered pairs 1 and 2 shortest, Std IL. | PC | 1 | 1 | 1 | 1 | 880.66
07498376806 | FXTRL8NUJSNM028 | OM3 12-fiber round harness cable, lszh, | OM3 12-fiber round harness cable assembly, low smoke zero halogen (LSZH), PanMPO Male to LC Uniboot, Staggered pairs 1 and 2 shortest, Std IL. | PC | 1 | 1 | 1 | 1 | 890.56
07498376807 | FXTRL8NUJSNM029 | OM3 12-fiber round harness cable, lszh, | OM3 12-fiber round harness cable assembly, low smoke zero halogen (LSZH), PanMPO Male to LC Uniboot, Staggered pairs 1 and 2 shortest, Std IL. | PC | 1 | 1 | 1 | 1 | 900.48
07498376808 | FXTRL8NUJSNM030 | OM3 12-fiber round harness cable, lszh, | OM3 12-fiber round harness cable assembly, low smoke zero halogen (LSZH), PanMPO Male to LC Uniboot, Staggered pairs 1 and 2 shortest, Std IL. | PC | 1 | 1 | 1 | 1 | 910.36
07498374515 | FXTRL8NUSSNM001 | OM3,12-Fiber,RndHrnss,60cmBrkt,LSZH,1M | OM3 12-fiber round harness cable assembly, low smoke zero halogen (LSZH) rated, PanMPO Male To LC Uniboot, 60cm (24 inch) equal breakout Std. IL. Aqua, 1 meter. | PC | 1 | 1 | 1 | 1 | 623.16
07498374516 | FXTRL8NUSSNM002 | OM3,12-Fiber,RndHrnss,60cmBrkt,LSZH,2M | OM3 12-fiber round harness cable assembly, low smoke zero halogen (LSZH) rated, PanMPO Male To LC Uniboot, 60cm (24 inch) equal breakout Std. IL. Aqua, 2 meters. | PC | 1 | 1 | 1 | 1 | 633.06
07498374517 | FXTRL8NUSSNM003 | OM3,12-Fiber,RndHrnss,60cmBrkt,LSZH,3M | OM3 12-fiber round harness cable assembly, low smoke zero halogen (LSZH) rated, PanMPO Male To LC Uniboot, 60cm (24 inch) equal breakout Std. IL. Aqua, 3 meters. | PC | 1 | 1 | 1 | 1 | 642.96
07498374518 | FXTRL8NUSSNM004 | OM3,12-Fiber,RndHrnss,60cmBrkt,LSZH,4M | OM3 12-fiber round harness cable assembly, low smoke zero halogen (LSZH) rated, PanMPO Male To LC Uniboot, 60cm (24 inch) equal breakout Std. IL. Aqua, 4 meters. | PC | 1 | 1 | 1 | 1 | 652.9
07498374519 | FXTRL8NUSSNM005 | OM3,12-Fiber,RndHrnss,60cmBrkt,LSZH,5M | OM3 12-fiber round harness cable assembly, low smoke zero halogen (LSZH) rated, PanMPO Male To LC Uniboot, 60cm (24 inch) equal breakout Std. IL. Aqua, 5 meters. | PC | 1 | 1 | 1 | 1 | 662.78
07498374520 | FXTRL8NUSSNM006 | OM3,12-Fiber,RndHrnss,60cmBrkt,LSZH,6M | OM3 12-fiber round harness cable assembly, low smoke zero halogen (LSZH) rated, PanMPO Male To LC Uniboot, 60cm (24 inch) equal breakout Std. IL. Aqua, 6 meters. | PC | 1 | 1 | 1 | 1 | 672.7
07498374521 | FXTRL8NUSSNM007 | OM3,12-Fiber,RndHrnss,60cmBrkt,LSZH,7M | OM3 12-fiber round harness cable assembly, low smoke zero halogen (LSZH) rated, PanMPO Male To LC Uniboot, 60cm (24 inch) equal breakout Std. IL. Aqua, 7 meters. | PC | 1 | 1 | 1 | 1 | 682.6
07498374522 | FXTRL8NUSSNM008 | OM3,12-Fiber,RndHrnss,60cmBrkt,LSZH,8M | OM3 12-fiber round harness cable assembly, low smoke zero halogen (LSZH) rated, PanMPO Male To LC Uniboot, 60cm (24 inch) equal breakout Std. IL. Aqua, 8 meters. | PC | 1 | 1 | 1 | 1 | 692.48
07498374523 | FXTRL8NUSSNM009 | OM3,12-Fiber,RndHrnss,60cmBrkt,LSZH,9M | OM3 12-fiber round harness cable assembly, low smoke zero halogen (LSZH) rated, PanMPO Male To LC Uniboot, 60cm (24 inch) equal breakout Std. IL. Aqua, 9 meters. | PC | 1 | 1 | 1 | 1 | 702.4
07498374524 | FXTRL8NUSSNM010 | OM3,12-Fiber,RndHrnss,60cmBrkt,LSZH,10M | OM3 12-fiber round harness cable assembly, low smoke zero halogen (LSZH) rated, PanMPO Male To LC Uniboot, 60cm (24 inch) equal breakout Std. IL. Aqua, 10 meters. | PC | 1 | 1 | 1 | 1 | 712.3
07498374535 | FXTRL8NUSSNM011 | OM3,12-Fiber,RndHrnss,60cmBrkt,LSZH,11M | OM3 12-fiber round harness cable assembly, low smoke zero halogen (LSZH) rated, PanMPO Male To LC Uniboot, 60cm (24 inch) equal breakout Std. IL. Aqua, 11 meters. | PC | 1 | 1 | 1 | 1 | 722.2
07498374538 | FXTRL8NUSSNM012 | OM3,12-Fiber,RndHrnss,60cmBrkt,LSZH,12M | OM3 12-fiber round harness cable assembly, low smoke zero halogen (LSZH) rated, PanMPO Male To LC Uniboot, 60cm (24 inch) equal breakout Std. IL. Aqua, 12 meters. | PC | 1 | 1 | 1 | 1 | 732.1
07498374545 | FXTRL8NUSSNM013 | OM3,12-Fiber,RndHrnss,60cmBrkt,LSZH,13M | OM3 12-fiber round harness cable assembly, low smoke zero halogen (LSZH) rated, PanMPO Male To LC Uniboot, 60cm (24 inch) equal breakout Std. IL. Aqua, 13 meters. | PC | 1 | 1 | 1 | 1 | 742.02
07498374546 | FXTRL8NUSSNM014 | OM3,12-Fiber,RndHrnss,60cmBrkt,LSZH,14M | OM3 12-fiber round harness cable assembly, low smoke zero halogen (LSZH) rated, PanMPO Male To LC Uniboot, 60cm (24 inch) equal breakout Std. IL. Aqua, 14 meters. | PC | 1 | 1 | 1 | 1 | 751.9
07498374547 | FXTRL8NUSSNM015 | OM3,12-Fiber,RndHrnss,60cmBrkt,LSZH,15M | OM3 12-fiber round harness cable assembly, low smoke zero halogen (LSZH) rated, PanMPO Male To LC Uniboot, 60cm (24 inch) equal breakout Std. IL. Aqua, 15 meters. | PC | 1 | 1 | 1 | 1 | 761.8
07498374553 | FXTRL8NUSSNM016 | OM3,12-Fiber,RndHrnss,60cmBrkt,LSZH,16M | OM3 12-fiber round harness cable assembly, low smoke zero halogen (LSZH) rated, PanMPO Male To LC Uniboot, 60cm (24 inch) equal breakout Std. IL. Aqua, 16 meters. | PC | 1 | 1 | 1 | 1 | 771.72
07498374554 | FXTRL8NUSSNM017 | OM3,12-Fiber,RndHrnss,60cmBrkt,LSZH,17M | OM3 12-fiber round harness cable assembly, low smoke zero halogen (LSZH) rated, PanMPO Male To LC Uniboot, 60cm (24 inch) equal breakout Std. IL. Aqua, 17 meters. | PC | 1 | 1 | 1 | 1 | 781.6
07498374556 | FXTRL8NUSSNM018 | OM3,12-Fiber,RndHrnss,60cmBrkt,LSZH,18M | OM3 12-fiber round harness cable assembly, low smoke zero halogen (LSZH) rated, PanMPO Male To LC Uniboot, 60cm (24 inch) equal breakout Std. IL. Aqua, 18 meters. | PC | 1 | 1 | 1 | 1 | 791.52
07498374557 | FXTRL8NUSSNM019 | OM3,12-Fiber,RndHrnss,60cmBrkt,LSZH,19M | OM3 12-fiber round harness cable assembly, low smoke zero halogen (LSZH) rated, PanMPO Male To LC Uniboot, 60cm (24 inch) equal breakout Std. IL. Aqua, 19 meters. | PC | 1 | 1 | 1 | 1 | 801.42
07498374559 | FXTRL8NUSSNM020 | OM3,12-Fiber,RndHrnss,60cmBrkt,LSZH,20M | OM3 12-fiber round harness cable assembly, low smoke zero halogen (LSZH) rated, PanMPO Male To LC Uniboot, 60cm (24 inch) equal breakout Std. IL. Aqua, 20 meters. | PC | 1 | 1 | 1 | 1 | 811.32
07498374560 | FXTRL8NUSSNM021 | OM3,12-Fiber,RndHrnss,60cmBrkt,LSZH,21M | OM3 12-fiber round harness cable assembly, low smoke zero halogen (LSZH) rated, PanMPO Male To LC Uniboot, 60cm (24 inch) equal breakout Std. IL. Aqua, 21 meters. | PC | 1 | 1 | 1 | 1 | 821.22
07498374561 | FXTRL8NUSSNM022 | OM3,12-Fiber,RndHrnss,60cmBrkt,LSZH,22M | OM3 12-fiber round harness cable assembly, low smoke zero halogen (LSZH) rated, PanMPO Male To LC Uniboot, 60cm (24 inch) equal breakout Std. IL. Aqua, 22 meters. | PC | 1 | 1 | 1 | 1 | 831.14
07498374564 | FXTRL8NUSSNM023 | OM3,12-Fiber,RndHrnss,60cmBrkt,LSZH,23M | OM3 12-fiber round harness cable assembly, low smoke zero halogen (LSZH) rated, PanMPO Male To LC Uniboot, 60cm (24 inch) equal breakout Std. IL. Aqua, 23 meters. | PC | 1 | 1 | 1 | 1 | 841.02
07498374565 | FXTRL8NUSSNM024 | OM3,12-Fiber,RndHrnss,60cmBrkt,LSZH,24M | OM3 12-fiber round harness cable assembly, low smoke zero halogen (LSZH) rated, PanMPO Male To LC Uniboot, 60cm (24 inch) equal breakout Std. IL. Aqua, 24 meters. | PC | 1 | 1 | 1 | 1 | 850.92
07498374566 | FXTRL8NUSSNM025 | OM3,12-Fiber,RndHrnss,60cmBrkt,LSZH,25M | OM3 12-fiber round harness cable assembly, low smoke zero halogen (LSZH) rated, PanMPO Male To LC Uniboot, 60cm (24 inch) equal breakout Std. IL. Aqua, 25 meters. | PC | 1 | 1 | 1 | 1 | 860.84
07498374567 | FXTRL8NUSSNM026 | OM3,12-Fiber,RndHrnss,60cmBrkt,LSZH,26M | OM3 12-fiber round harness cable assembly, low smoke zero halogen (LSZH) rated, PanMPO Male To LC Uniboot, 60cm (24 inch) equal breakout Std. IL. Aqua, 26 meters. | PC | 1 | 1 | 1 | 1 | 870.72
07498374568 | FXTRL8NUSSNM027 | OM3,12-Fiber,RndHrnss,60cmBrkt,LSZH,27M | OM3 12-fiber round harness cable assembly, low smoke zero halogen (LSZH) rated, PanMPO Male To LC Uniboot, 60cm (24 inch) equal breakout Std. IL. Aqua, 27 meters. | PC | 1 | 1 | 1 | 1 | 880.66
07498374571 | FXTRL8NUSSNM028 | OM3,12-Fiber,RndHrnss,60cmBrkt,LSZH,28M | OM3 12-fiber round harness cable assembly, low smoke zero halogen (LSZH) rated, PanMPO Male To LC Uniboot, 60cm (24 inch) equal breakout Std. IL. Aqua, 28 meters. | PC | 1 | 1 | 1 | 1 | 890.56
07498374572 | FXTRL8NUSSNM029 | OM3,12-Fiber,RndHrnss,60cmBrkt,LSZH,29M | OM3 12-fiber round harness cable assembly, low smoke zero halogen (LSZH) rated, PanMPO Male To LC Uniboot, 60cm (24 inch) equal breakout Std. IL. Aqua, 29 meters. | PC | 1 | 1 | 1 | 1 | 900.48
07498374573 | FXTRL8NUSSNM030 | OM3,12-Fiber,RndHrnss,60cmBrkt,LSZH,30M | OM3 12-fiber round harness cable assembly, low smoke zero halogen (LSZH) rated, PanMPO Male To LC Uniboot, 60cm (24 inch) equal breakout Std. IL. Aqua, 30 meters. | PC | 1 | 1 | 1 | 1 | 910.36
07498389589 | FXTRP5N5NANF003 | OM3,12-Fiber,PLEM,MPO/F-MPO/F,3ft | OM3 12 fiber, interconnect cable assembly, plenum (OFNP) rated, MPO female to MPO female, Method A Std IL, with no pulling eye 3 ft | PC | 1 | 1 | 1 | 1 | 441.1
07498389590 | FXTRP5N5NANF004 | OM3,12-Fiber,PLEM,MPO/F-MPO/F,4ft | OM3 12 fiber, interconnect cable assembly, plenum (OFNP) rated, MPO female to MPO female, Method A Std IL, with no pulling eye 4 ft | PC | 1 | 1 | 1 | 1 | 444.26
07498389591 | FXTRP5N5NANF005 | OM3,12-Fiber,PLEM,MPO/F-MPO/F,5ft | OM3 12 fiber, interconnect cable assembly, plenum (OFNP) rated, MPO female to MPO female, Method A Std IL, with no pulling eye 5 ft | PC | 1 | 1 | 1 | 1 | 447.44
07498389592 | FXTRP5N5NANF006 | OM3,12-Fiber,PLEM,MPO/F-MPO/F,6ft | OM3 12 fiber, interconnect cable assembly, plenum (OFNP) rated, MPO female to MPO female, Method A Std IL, with no pulling eye 6 ft | PC | 1 | 1 | 1 | 1 | 450.66
07498389593 | FXTRP5N5NANF007 | OM3,12-Fiber,PLEM,MPO/F-MPO/F,7ft | OM3 12 fiber, interconnect cable assembly, plenum (OFNP) rated, MPO female to MPO female, Method A Std IL, with no pulling eye 7 ft | PC | 1 | 1 | 1 | 1 | 453.82
07498389594 | FXTRP5N5NANF008 | OM3,12-Fiber,PLEM,MPO/F-MPO/F,8ft | OM3 12 fiber, interconnect cable assembly, plenum (OFNP) rated, MPO female to MPO female, Method A Std IL, with no pulling eye 8 ft | PC | 1 | 1 | 1 | 1 | 457
07498389595 | FXTRP5N5NANF009 | OM3,12-Fiber,PLEM,MPO/F-MPO/F,9ft | OM3 12 fiber, interconnect cable assembly, plenum (OFNP) rated, MPO female to MPO female, Method A Std IL, with no pulling eye 9 ft | PC | 1 | 1 | 1 | 1 | 460.18
07498389596 | FXTRP5N5NANF010 | OM3,12-Fiber,PLEM,MPO/F-MPO/F,10ft | OM3 12 fiber, interconnect cable assembly, plenum (OFNP) rated, MPO female to MPO female, Method A Std IL, with no pulling eye 10 ft | PC | 1 | 1 | 1 | 1 | 463.36
07498389597 | FXTRP5N5NANF011 | OM3,12-Fiber,PLEM,MPO/F-MPO/F,11ft | OM3 12 fiber, interconnect cable assembly, plenum (OFNP) rated, MPO female to MPO female, Method A Std IL, with no pulling eye 11 ft | PC | 1 | 1 | 1 | 1 | 466.54
07498389598 | FXTRP5N5NANF012 | OM3,12-Fiber,PLEM,MPO/F-MPO/F,12ft | OM3 12 fiber, interconnect cable assembly, plenum (OFNP) rated, MPO female to MPO female, Method A Std IL, with no pulling eye 12 ft | PC | 1 | 1 | 1 | 1 | 469.7
07498389599 | FXTRP5N5NANF013 | OM3,12-Fiber,PLEM,MPO/F-MPO/F,13ft | OM3 12 fiber, interconnect cable assembly, plenum (OFNP) rated, MPO female to MPO female, Method A Std IL, with no pulling eye 13 ft | PC | 1 | 1 | 1 | 1 | 472.9
07498389600 | FXTRP5N5NANF014 | OM3,12-Fiber,PLEM,MPO/F-MPO/F,14ft | OM3 12 fiber, interconnect cable assembly, plenum (OFNP) rated, MPO female to MPO female, Method A Std IL, with no pulling eye 14 ft | PC | 1 | 1 | 1 | 1 | 476.08
07498389601 | FXTRP5N5NANF015 | OM3,12-Fiber,PLEM,MPO/F-MPO/F,15ft | OM3 12 fiber, interconnect cable assembly, plenum (OFNP) rated, MPO female to MPO female, Method A Std IL, with no pulling eye 15 ft | PC | 1 | 1 | 1 | 1 | 479.26
07498389602 | FXTRP5N5NANF016 | OM3,12-Fiber,PLEM,MPO/F-MPO/F,16ft | OM3 12 fiber, interconnect cable assembly, plenum (OFNP) rated, MPO female to MPO female, Method A Std IL, with no pulling eye 16 ft | PC | 1 | 1 | 1 | 1 | 482.46
07498389603 | FXTRP5N5NANF017 | OM3,12-Fiber,PLEM,MPO/F-MPO/F,17ft | OM3 12 fiber, interconnect cable assembly, plenum (OFNP) rated, MPO female to MPO female, Method A Std IL, with no pulling eye 17 ft | PC | 1 | 1 | 1 | 1 | 485.62
07498389604 | FXTRP5N5NANF018 | OM3,12-Fiber,PLEM,MPO/F-MPO/F,18ft | OM3 12 fiber, interconnect cable assembly, plenum (OFNP) rated, MPO female to MPO female, Method A Std IL, with no pulling eye 18 ft | PC | 1 | 1 | 1 | 1 | 488.8
07498389605 | FXTRP5N5NANF019 | OM3,12-Fiber,PLEM,MPO/F-MPO/F,19ft | OM3 12 fiber, interconnect cable assembly, plenum (OFNP) rated, MPO female to MPO female, Method A Std IL, with no pulling eye 19 ft | PC | 1 | 1 | 1 | 1 | 491.96
07498389606 | FXTRP5N5NANF020 | OM3,12-Fiber,PLEM,MPO/F-MPO/F,20ft | OM3 12 fiber, interconnect cable assembly, plenum (OFNP) rated, MPO female to MPO female, Method A Std IL, with no pulling eye 20 ft | PC | 1 | 1 | 1 | 1 | 495.16
07498389607 | FXTRP5N5NANF021 | OM3,12-Fiber,PLEM,MPO/F-MPO/F,21ft | OM3 12 fiber, interconnect cable assembly, plenum (OFNP) rated, MPO female to MPO female, Method A Std IL, with no pulling eye 21 ft | PC | 1 | 1 | 1 | 1 | 498.34
07498389608 | FXTRP5N5NANF022 | OM3,12-Fiber,PLEM,MPO/F-MPO/F,22ft | OM3 12 fiber, interconnect cable assembly, plenum (OFNP) rated, MPO female to MPO female, Method A Std IL, with no pulling eye 22 ft | PC | 1 | 1 | 1 | 1 | 501.5
07498389609 | FXTRP5N5NANF023 | OM3,12-Fiber,PLEM,MPO/F-MPO/F,23ft | OM3 12 fiber, interconnect cable assembly, plenum (OFNP) rated, MPO female to MPO female, Method A Std IL, with no pulling eye 23 ft | PC | 1 | 1 | 1 | 1 | 504.7
07498389610 | FXTRP5N5NANF024 | OM3,12-Fiber,PLEM,MPO/F-MPO/F,24ft | OM3 12 fiber, interconnect cable assembly, plenum (OFNP) rated, MPO female to MPO female, Method A Std IL, with no pulling eye 24 ft | PC | 1 | 1 | 1 | 1 | 507.88
07498389611 | FXTRP5N5NANF025 | OM3,12-Fiber,PLEM,MPO/F-MPO/F,25ft | OM3 12 fiber, interconnect cable assembly, plenum (OFNP) rated, MPO female to MPO female, Method A Std IL, with no pulling eye 25 ft | PC | 1 | 1 | 1 | 1 | 511.06
07498389612 | FXTRP5N5NANF026 | OM3,12-Fiber,PLEM,MPO/F-MPO/F,26ft | OM3 12 fiber, interconnect cable assembly, plenum (OFNP) rated, MPO female to MPO female, Method A Std IL, with no pulling eye 26 ft | PC | 1 | 1 | 1 | 1 | 514.24
07498389613 | FXTRP5N5NANF027 | OM3,12-Fiber,PLEM,MPO/F-MPO/F,27ft | OM3 12 fiber, interconnect cable assembly, plenum (OFNP) rated, MPO female to MPO female, Method A Std IL, with no pulling eye 27 ft | PC | 1 | 1 | 1 | 1 | 517.42
07498389614 | FXTRP5N5NANF028 | OM3,12-Fiber,PLEM,MPO/F-MPO/F,28ft | OM3 12 fiber, interconnect cable assembly, plenum (OFNP) rated, MPO female to MPO female, Method A Std IL, with no pulling eye 28 ft | PC | 1 | 1 | 1 | 1 | 520.6
07498389615 | FXTRP5N5NANF029 | OM3,12-Fiber,PLEM,MPO/F-MPO/F,29ft | OM3 12 fiber, interconnect cable assembly, plenum (OFNP) rated, MPO female to MPO female, Method A Std IL, with no pulling eye 29 ft | PC | 1 | 1 | 1 | 1 | 523.76
07498389616 | FXTRP5N5NANF030 | OM3,12-Fiber,PLEM,MPO/F-MPO/F,30ft | OM3 12 fiber, interconnect cable assembly, plenum (OFNP) rated, MPO female to MPO female, Method A Std IL, with no pulling eye 30 ft | PC | 1 | 1 | 1 | 1 | 526.94
07498389617 | FXTRP5N5NANF031 | OM3,12-Fiber,PLEM,MPO/F-MPO/F,31ft | OM3 12 fiber, interconnect cable assembly, plenum (OFNP) rated, MPO female to MPO female, Method A Std IL, with no pulling eye 31 ft | PC | 1 | 1 | 1 | 1 | 530.16
07498389618 | FXTRP5N5NANF032 | OM3,12-Fiber,PLEM,MPO/F-MPO/F,32ft | OM3 12 fiber, interconnect cable assembly, plenum (OFNP) rated, MPO female to MPO female, Method A Std IL, with no pulling eye 32 ft | PC | 1 | 1 | 1 | 1 | 533.32
07498389619 | FXTRP5N5NANF033 | OM3,12-Fiber,PLEM,MPO/F-MPO/F,33ft | OM3 12 fiber, interconnect cable assembly, plenum (OFNP) rated, MPO female to MPO female, Method A Std IL, with no pulling eye 33 ft | PC | 1 | 1 | 1 | 1 | 536.5
07498389620 | FXTRP5N5NANF034 | OM3,12-Fiber,PLEM,MPO/F-MPO/F,34ft | OM3 12 fiber, interconnect cable assembly, plenum (OFNP) rated, MPO female to MPO female, Method A Std IL, with no pulling eye 34 ft | PC | 1 | 1 | 1 | 1 | 539.68
07498389621 | FXTRP5N5NANF035 | OM3,12-Fiber,PLEM,MPO/F-MPO/F,35ft | OM3 12 fiber, interconnect cable assembly, plenum (OFNP) rated, MPO female to MPO female, Method A Std IL, with no pulling eye 35 ft | PC | 1 | 1 | 1 | 1 | 542.86
07498389622 | FXTRP5N5NANF036 | OM3,12-Fiber,PLEM,MPO/F-MPO/F,36ft | OM3 12 fiber, interconnect cable assembly, plenum (OFNP) rated, MPO female to MPO female, Method A Std IL, with no pulling eye 36 ft | PC | 1 | 1 | 1 | 1 | 546.02
07498389623 | FXTRP5N5NANF037 | OM3,12-Fiber,PLEM,MPO/F-MPO/F,37ft | OM3 12 fiber, interconnect cable assembly, plenum (OFNP) rated, MPO female to MPO female, Method A Std IL, with no pulling eye 37 ft | PC | 1 | 1 | 1 | 1 | 549.2
07498389624 | FXTRP5N5NANF038 | OM3,12-Fiber,PLEM,MPO/F-MPO/F,38ft | OM3 12 fiber, interconnect cable assembly, plenum (OFNP) rated, MPO female to MPO female, Method A Std IL, with no pulling eye 38 ft | PC | 1 | 1 | 1 | 1 | 552.4
07498389625 | FXTRP5N5NANF039 | OM3,12-Fiber,PLEM,MPO/F-MPO/F,39ft | OM3 12 fiber, interconnect cable assembly, plenum (OFNP) rated, MPO female to MPO female, Method A Std IL, with no pulling eye 39 ft | PC | 1 | 1 | 1 | 1 | 555.56
07498389626 | FXTRP5N5NANF040 | OM3,12-Fiber,PLEM,MPO/F-MPO/F,40ft | OM3 12 fiber, interconnect cable assembly, plenum (OFNP) rated, MPO female to MPO female, Method A Std IL, with no pulling eye 40 ft | PC | 1 | 1 | 1 | 1 | 558.76
07498389627 | FXTRP5N5NANF041 | OM3,12-Fiber,PLEM,MPO/F-MPO/F,41ft | OM3 12 fiber, interconnect cable assembly, plenum (OFNP) rated, MPO female to MPO female, Method A Std IL, with no pulling eye 41 ft | PC | 1 | 1 | 1 | 1 | 561.96
07498389628 | FXTRP5N5NANF042 | OM3,12-Fiber,PLEM,MPO/F-MPO/F,42ft | OM3 12 fiber, interconnect cable assembly, plenum (OFNP) rated, MPO female to MPO female, Method A Std IL, with no pulling eye 42 ft | PC | 1 | 1 | 1 | 1 | 565.12
07498389629 | FXTRP5N5NANF043 | OM3,12-Fiber,PLEM,MPO/F-MPO/F,43ft | OM3 12 fiber, interconnect cable assembly, plenum (OFNP) rated, MPO female to MPO female, Method A Std IL, with no pulling eye 43 ft | PC | 1 | 1 | 1 | 1 | 568.3
07498389630 | FXTRP5N5NANF044 | OM3,12-Fiber,PLEM,MPO/F-MPO/F,44ft | OM3 12 fiber, interconnect cable assembly, plenum (OFNP) rated, MPO female to MPO female, Method A Std IL, with no pulling eye 44 ft | PC | 1 | 1 | 1 | 1 | 571.46
07498389631 | FXTRP5N5NANF045 | OM3,12-Fiber,PLEM,MPO/F-MPO/F,45ft | OM3 12 fiber, interconnect cable assembly, plenum (OFNP) rated, MPO female to MPO female, Method A Std IL, with no pulling eye 45 ft | PC | 1 | 1 | 1 | 1 | 574.66
07498389632 | FXTRP5N5NANF046 | OM3,12-Fiber,PLEM,MPO/F-MPO/F,46ft | OM3 12 fiber, interconnect cable assembly, plenum (OFNP) rated, MPO female to MPO female, Method A Std IL, with no pulling eye 46 ft | PC | 1 | 1 | 1 | 1 | 577.82
07498389633 | FXTRP5N5NANF047 | OM3,12-Fiber,PLEM,MPO/F-MPO/F,47ft | OM3 12 fiber, interconnect cable assembly, plenum (OFNP) rated, MPO female to MPO female, Method A Std IL, with no pulling eye 47 ft | PC | 1 | 1 | 1 | 1 | 581
07498389634 | FXTRP5N5NANF048 | OM3,12-Fiber,PLEM,MPO/F-MPO/F,48ft | OM3 12 fiber, interconnect cable assembly, plenum (OFNP) rated, MPO female to MPO female, Method A Std IL, with no pulling eye 48 ft | PC | 1 | 1 | 1 | 1 | 584.18
07498389635 | FXTRP5N5NANF049 | OM3,12-Fiber,PLEM,MPO/F-MPO/F,49ft | OM3 12 fiber, interconnect cable assembly, plenum (OFNP) rated, MPO female to MPO female, Method A Std IL, with no pulling eye 49 ft | PC | 1 | 1 | 1 | 1 | 587.38
07498389636 | FXTRP5N5NANF050 | OM3,12-Fiber,PLEM,MPO/F-MPO/F,50ft | OM3 12 fiber, interconnect cable assembly, plenum (OFNP) rated, MPO female to MPO female, Method A Std IL, with no pulling eye 50 ft | PC | 1 | 1 | 1 | 1 | 590.56
07498389637 | FXTRP5N5NANF051 | OM3,12-Fiber,PLEM,MPO/F-MPO/F,51ft | OM3 12 fiber, interconnect cable assembly, plenum (OFNP) rated, MPO female to MPO female, Method A Std IL, with no pulling eye 51 ft | PC | 1 | 1 | 1 | 1 | 593.74
07498389638 | FXTRP5N5NANF052 | OM3,12-Fiber,PLEM,MPO/F-MPO/F,52ft | OM3 12 fiber, interconnect cable assembly, plenum (OFNP) rated, MPO female to MPO female, Method A Std IL, with no pulling eye 52 ft | PC | 1 | 1 | 1 | 1 | 596.92
07498389639 | FXTRP5N5NANF053 | OM3,12-Fiber,PLEM,MPO/F-MPO/F,53ft | OM3 12 fiber, interconnect cable assembly, plenum (OFNP) rated, MPO female to MPO female, Method A Std IL, with no pulling eye 53 ft | PC | 1 | 1 | 1 | 1 | 600.1
07498389640 | FXTRP5N5NANF054 | OM3,12-Fiber,PLEM,MPO/F-MPO/F,54ft | OM3 12 fiber, interconnect cable assembly, plenum (OFNP) rated, MPO female to MPO female, Method A Std IL, with no pulling eye 54 ft | PC | 1 | 1 | 1 | 1 | 603.26
07498389641 | FXTRP5N5NANF055 | OM3,12-Fiber,PLEM,MPO/F-MPO/F,55ft | OM3 12 fiber, interconnect cable assembly, plenum (OFNP) rated, MPO female to MPO female, Method A Std IL, with no pulling eye 55 ft | PC | 1 | 1 | 1 | 1 | 606.44
07498389642 | FXTRP5N5NANF056 | OM3,12-Fiber,PLEM,MPO/F-MPO/F,56ft | OM3 12 fiber, interconnect cable assembly, plenum (OFNP) rated, MPO female to MPO female, Method A Std IL, with no pulling eye 56 ft | PC | 1 | 1 | 1 | 1 | 609.62
07498389643 | FXTRP5N5NANF057 | OM3,12-Fiber,PLEM,MPO/F-MPO/F,57ft | OM3 12 fiber, interconnect cable assembly, plenum (OFNP) rated, MPO female to MPO female, Method A Std IL, with no pulling eye 57 ft | PC | 1 | 1 | 1 | 1 | 612.8
07498389644 | FXTRP5N5NANF058 | OM3,12-Fiber,PLEM,MPO/F-MPO/F,58ft | OM3 12 fiber, interconnect cable assembly, plenum (OFNP) rated, MPO female to MPO female, Method A Std IL, with no pulling eye 58 ft | PC | 1 | 1 | 1 | 1 | 616
07498389645 | FXTRP5N5NANF059 | OM3,12-Fiber,PLEM,MPO/F-MPO/F,59ft | OM3 12 fiber, interconnect cable assembly, plenum (OFNP) rated, MPO female to MPO female, Method A Std IL, with no pulling eye 59 ft | PC | 1 | 1 | 1 | 1 | 619.18
07498389646 | FXTRP5N5NANF060 | OM3,12-Fiber,PLEM,MPO/F-MPO/F,60ft | OM3 12 fiber, interconnect cable assembly, plenum (OFNP) rated, MPO female to MPO female, Method A Std IL, with no pulling eye 60 ft | PC | 1 | 1 | 1 | 1 | 622.36
07498389647 | FXTRP5N5NANF061 | OM3,12-Fiber,PLEM,MPO/F-MPO/F,61ft | OM3 12 fiber, interconnect cable assembly, plenum (OFNP) rated, MPO female to MPO female, Method A Std IL, with no pulling eye 61 ft | PC | 1 | 1 | 1 | 1 | 625.52
07498389648 | FXTRP5N5NANF062 | OM3,12-Fiber,PLEM,MPO/F-MPO/F,62ft | OM3 12 fiber, interconnect cable assembly, plenum (OFNP) rated, MPO female to MPO female, Method A Std IL, with no pulling eye 62 ft | PC | 1 | 1 | 1 | 1 | 628.7
07498389649 | FXTRP5N5NANF063 | OM3,12-Fiber,PLEM,MPO/F-MPO/F,63ft | OM3 12 fiber, interconnect cable assembly, plenum (OFNP) rated, MPO female to MPO female, Method A Std IL, with no pulling eye 63 ft | PC | 1 | 1 | 1 | 1 | 631.9
07498389650 | FXTRP5N5NANF064 | OM3,12-Fiber,PLEM,MPO/F-MPO/F,64ft | OM3 12 fiber, interconnect cable assembly, plenum (OFNP) rated, MPO female to MPO female, Method A Std IL, with no pulling eye 64 ft | PC | 1 | 1 | 1 | 1 | 635.06
07498389651 | FXTRP5N5NANF065 | OM3,12-Fiber,PLEM,MPO/F-MPO/F,65ft | OM3 12 fiber, interconnect cable assembly, plenum (OFNP) rated, MPO female to MPO female, Method A Std IL, with no pulling eye 65 ft | PC | 1 | 1 | 1 | 1 | 638.24
07498389652 | FXTRP5N5NANF066 | OM3,12-Fiber,PLEM,MPO/F-MPO/F,66ft | OM3 12 fiber, interconnect cable assembly, plenum (OFNP) rated, MPO female to MPO female, Method A Std IL, with no pulling eye 66 ft | PC | 1 | 1 | 1 | 1 | 641.4
07498389653 | FXTRP5N5NANF067 | OM3,12-Fiber,PLEM,MPO/F-MPO/F,67ft | OM3 12 fiber, interconnect cable assembly, plenum (OFNP) rated, MPO female to MPO female, Method A Std IL, with no pulling eye 67 ft | PC | 1 | 1 | 1 | 1 | 644.62
07498389654 | FXTRP5N5NANF068 | OM3,12-Fiber,PLEM,MPO/F-MPO/F,68ft | OM3 12 fiber, interconnect cable assembly, plenum (OFNP) rated, MPO female to MPO female, Method A Std IL, with no pulling eye 68 ft | PC | 1 | 1 | 1 | 1 | 647.8
07498389655 | FXTRP5N5NANF069 | OM3,12-Fiber,PLEM,MPO/F-MPO/F,69ft | OM3 12 fiber, interconnect cable assembly, plenum (OFNP) rated, MPO female to MPO female, Method A Std IL, with no pulling eye 69 ft | PC | 1 | 1 | 1 | 1 | 650.96
07498389656 | FXTRP5N5NANF070 | OM3,12-Fiber,PLEM,MPO/F-MPO/F,70ft | OM3 12 fiber, interconnect cable assembly, plenum (OFNP) rated, MPO female to MPO female, Method A Std IL, with no pulling eye 70 ft | PC | 1 | 1 | 1 | 1 | 654.16
07498389657 | FXTRP5N5NANF071 | OM3,12-Fiber,PLEM,MPO/F-MPO/F,71ft | OM3 12 fiber, interconnect cable assembly, plenum (OFNP) rated, MPO female to MPO female, Method A Std IL, with no pulling eye 71 ft | PC | 1 | 1 | 1 | 1 | 657.32
07498389658 | FXTRP5N5NANF072 | OM3,12-Fiber,PLEM,MPO/F-MPO/F,72ft | OM3 12 fiber, interconnect cable assembly, plenum (OFNP) rated, MPO female to MPO female, Method A Std IL, with no pulling eye 72 ft | PC | 1 | 1 | 1 | 1 | 660.5
07498389659 | FXTRP5N5NANF073 | OM3,12-Fiber,PLEM,MPO/F-MPO/F,73ft | OM3 12 fiber, interconnect cable assembly, plenum (OFNP) rated, MPO female to MPO female, Method A Std IL, with no pulling eye 73 ft | PC | 1 | 1 | 1 | 1 | 663.68
07498389660 | FXTRP5N5NANF074 | OM3,12-Fiber,PLEM,MPO/F-MPO/F,74ft | OM3 12 fiber, interconnect cable assembly, plenum (OFNP) rated, MPO female to MPO female, Method A Std IL, with no pulling eye 74 ft | PC | 1 | 1 | 1 | 1 | 666.86
07498389661 | FXTRP5N5NANF075 | OM3,12-Fiber,PLEM,MPO/F-MPO/F,75ft | OM3 12 fiber, interconnect cable assembly, plenum (OFNP) rated, MPO female to MPO female, Method A Std IL, with no pulling eye 75 ft | PC | 1 | 1 | 1 | 1 | 670.06
07498389662 | FXTRP5N5NANF076 | OM3,12-Fiber,PLEM,MPO/F-MPO/F,76ft | OM3 12 fiber, interconnect cable assembly, plenum (OFNP) rated, MPO female to MPO female, Method A Std IL, with no pulling eye 76 ft | PC | 1 | 1 | 1 | 1 | 673.22
07498389663 | FXTRP5N5NANF077 | OM3,12-Fiber,PLEM,MPO/F-MPO/F,77ft | OM3 12 fiber, interconnect cable assembly, plenum (OFNP) rated, MPO female to MPO female, Method A Std IL, with no pulling eye 77 ft | PC | 1 | 1 | 1 | 1 | 676.42
07498389664 | FXTRP5N5NANF078 | OM3,12-Fiber,PLEM,MPO/F-MPO/F,78ft | OM3 12 fiber, interconnect cable assembly, plenum (OFNP) rated, MPO female to MPO female, Method A Std IL, with no pulling eye 78 ft | PC | 1 | 1 | 1 | 1 | 679.6
07498389665 | FXTRP5N5NANF079 | OM3,12-Fiber,PLEM,MPO/F-MPO/F,79ft | OM3 12 fiber, interconnect cable assembly, plenum (OFNP) rated, MPO female to MPO female, Method A Std IL, with no pulling eye 79 ft | PC | 1 | 1 | 1 | 1 | 682.76
07498389666 | FXTRP5N5NANF080 | OM3,12-Fiber,PLEM,MPO/F-MPO/F,80ft | OM3 12 fiber, interconnect cable assembly, plenum (OFNP) rated, MPO female to MPO female, Method A Std IL, with no pulling eye 80 ft | PC | 1 | 1 | 1 | 1 | 685.94
07498389667 | FXTRP5N5NANF081 | OM3,12-Fiber,PLEM,MPO/F-MPO/F,81ft | OM3 12 fiber, interconnect cable assembly, plenum (OFNP) rated, MPO female to MPO female, Method A Std IL, with no pulling eye 81 ft | PC | 1 | 1 | 1 | 1 | 689.12
07498389668 | FXTRP5N5NANF082 | OM3,12-Fiber,PLEM,MPO/F-MPO/F,82ft | OM3 12 fiber, interconnect cable assembly, plenum (OFNP) rated, MPO female to MPO female, Method A Std IL, with no pulling eye 82 ft | PC | 1 | 1 | 1 | 1 | 692.3
07498389669 | FXTRP5N5NANF083 | OM3,12-Fiber,PLEM,MPO/F-MPO/F,83ft | OM3 12 fiber, interconnect cable assembly, plenum (OFNP) rated, MPO female to MPO female, Method A Std IL, with no pulling eye 83 ft | PC | 1 | 1 | 1 | 1 | 695.48
07498389670 | FXTRP5N5NANF084 | OM3,12-Fiber,PLEM,MPO/F-MPO/F,84ft | OM3 12 fiber, interconnect cable assembly, plenum (OFNP) rated, MPO female to MPO female, Method A Std IL, with no pulling eye 84 ft | PC | 1 | 1 | 1 | 1 | 698.68
07498389671 | FXTRP5N5NANF085 | OM3,12-Fiber,PLEM,MPO/F-MPO/F,85ft | OM3 12 fiber, interconnect cable assembly, plenum (OFNP) rated, MPO female to MPO female, Method A Std IL, with no pulling eye 85 ft | PC | 1 | 1 | 1 | 1 | 701.86
07498389672 | FXTRP5N5NANF086 | OM3,12-Fiber,PLEM,MPO/F-MPO/F,86ft | OM3 12 fiber, interconnect cable assembly, plenum (OFNP) rated, MPO female to MPO female, Method A Std IL, with no pulling eye 86 ft | PC | 1 | 1 | 1 | 1 | 705.02
07498389673 | FXTRP5N5NANF087 | OM3,12-Fiber,PLEM,MPO/F-MPO/F,87ft | OM3 12 fiber, interconnect cable assembly, plenum (OFNP) rated, MPO female to MPO female, Method A Std IL, with no pulling eye 87 ft | PC | 1 | 1 | 1 | 1 | 708.2
07498389674 | FXTRP5N5NANF088 | OM3,12-Fiber,PLEM,MPO/F-MPO/F,88ft | OM3 12 fiber, interconnect cable assembly, plenum (OFNP) rated, MPO female to MPO female, Method A Std IL, with no pulling eye 88 ft | PC | 1 | 1 | 1 | 1 | 711.4
07498389675 | FXTRP5N5NANF089 | OM3,12-Fiber,PLEM,MPO/F-MPO/F,89ft | OM3 12 fiber, interconnect cable assembly, plenum (OFNP) rated, MPO female to MPO female, Method A Std IL, with no pulling eye 89 ft | PC | 1 | 1 | 1 | 1 | 714.56
07498389676 | FXTRP5N5NANF090 | OM3,12-Fiber,PLEM,MPO/F-MPO/F,90ft | OM3 12 fiber, interconnect cable assembly, plenum (OFNP) rated, MPO female to MPO female, Method A Std IL, with no pulling eye 90 ft | PC | 1 | 1 | 1 | 1 | 717.74
07498389677 | FXTRP5N5NANF091 | OM3,12-Fiber,PLEM,MPO/F-MPO/F,91ft | OM3 12 fiber, interconnect cable assembly, plenum (OFNP) rated, MPO female to MPO female, Method A Std IL, with no pulling eye 91 ft | PC | 1 | 1 | 1 | 1 | 720.9
07498389678 | FXTRP5N5NANF092 | OM3,12-Fiber,PLEM,MPO/F-MPO/F,92ft | OM3 12 fiber, interconnect cable assembly, plenum (OFNP) rated, MPO female to MPO female, Method A Std IL, with no pulling eye 92 ft | PC | 1 | 1 | 1 | 1 | 724.12
07498389679 | FXTRP5N5NANF093 | OM3,12-Fiber,PLEM,MPO/F-MPO/F,93ft | OM3 12 fiber, interconnect cable assembly, plenum (OFNP) rated, MPO female to MPO female, Method A Std IL, with no pulling eye 93 ft | PC | 1 | 1 | 1 | 1 | 727.3
07498389680 | FXTRP5N5NANF094 | OM3,12-Fiber,PLEM,MPO/F-MPO/F,94ft | OM3 12 fiber, interconnect cable assembly, plenum (OFNP) rated, MPO female to MPO female, Method A Std IL, with no pulling eye 94 ft | PC | 1 | 1 | 1 | 1 | 730.46
07498389681 | FXTRP5N5NANF095 | OM3,12-Fiber,PLEM,MPO/F-MPO/F,95ft | OM3 12 fiber, interconnect cable assembly, plenum (OFNP) rated, MPO female to MPO female, Method A Std IL, with no pulling eye 95 ft | PC | 1 | 1 | 1 | 1 | 733.66
07498389682 | FXTRP5N5NANF096 | OM3,12-Fiber,PLEM,MPO/F-MPO/F,96ft | OM3 12 fiber, interconnect cable assembly, plenum (OFNP) rated, MPO female to MPO female, Method A Std IL, with no pulling eye 96 ft | PC | 1 | 1 | 1 | 1 | 736.82
07498389683 | FXTRP5N5NANF097 | OM3,12-Fiber,PLEM,MPO/F-MPO/F,97ft | OM3 12 fiber, interconnect cable assembly, plenum (OFNP) rated, MPO female to MPO female, Method A Std IL, with no pulling eye 97 ft | PC | 1 | 1 | 1 | 1 | 740
07498389684 | FXTRP5N5NANF098 | OM3,12-Fiber,PLEM,MPO/F-MPO/F,98ft | OM3 12 fiber, interconnect cable assembly, plenum (OFNP) rated, MPO female to MPO female, Method A Std IL, with no pulling eye 98 ft | PC | 1 | 1 | 1 | 1 | 743.18
07498389685 | FXTRP5N5NANF099 | OM3,12-Fiber,PLEM,MPO/F-MPO/F,99ft | OM3 12 fiber, interconnect cable assembly, plenum (OFNP) rated, MPO female to MPO female, Method A Std IL, with no pulling eye 99 ft | PC | 1 | 1 | 1 | 1 | 746.36
07498389686 | FXTRP5N5NANF100 | OM3,12-Fiber,PLEM,MPO/F-MPO/F,100ft | OM3 12 fiber, interconnect cable assembly, plenum (OFNP) rated, MPO female to MPO female, Method A Std IL, with no pulling eye 100 ft | PC | 1 | 1 | 1 | 1 | 749.54
07498389687 | FXTRP5N5NANF101 | OM3,12-Fiber,PLEM,MPO/F-MPO/F,101ft | OM3 12 fiber, interconnect cable assembly, plenum (OFNP) rated, MPO female to MPO female, Method A Std IL, with no pulling eye 101 ft | PC | 1 | 1 | 1 | 1 | 752.72
07498389688 | FXTRP5N5NANF102 | OM3,12-Fiber,PLEM,MPO/F-MPO/F,102ft | OM3 12 fiber, interconnect cable assembly, plenum (OFNP) rated, MPO female to MPO female, Method A Std IL, with no pulling eye 102 ft | PC | 1 | 1 | 1 | 1 | 755.92
07498389689 | FXTRP5N5NANF103 | OM3,12-Fiber,PLEM,MPO/F-MPO/F,103ft | OM3 12 fiber, interconnect cable assembly, plenum (OFNP) rated, MPO female to MPO female, Method A Std IL, with no pulling eye 103 ft | PC | 1 | 1 | 1 | 1 | 759.1
07498389690 | FXTRP5N5NANF104 | OM3,12-Fiber,PLEM,MPO/F-MPO/F,104ft | OM3 12 fiber, interconnect cable assembly, plenum (OFNP) rated, MPO female to MPO female, Method A Std IL, with no pulling eye 104 ft | PC | 1 | 1 | 1 | 1 | 762.26
07498389691 | FXTRP5N5NANF105 | OM3,12-Fiber,PLEM,MPO/F-MPO/F,105ft | OM3 12 fiber, interconnect cable assembly, plenum (OFNP) rated, MPO female to MPO female, Method A Std IL, with no pulling eye 105 ft | PC | 1 | 1 | 1 | 1 | 765.44
07498389692 | FXTRP5N5NANF106 | OM3,12-Fiber,PLEM,MPO/F-MPO/F,106ft | OM3 12 fiber, interconnect cable assembly, plenum (OFNP) rated, MPO female to MPO female, Method A Std IL, with no pulling eye 106 ft | PC | 1 | 1 | 1 | 1 | 768.62
07498389693 | FXTRP5N5NANF107 | OM3,12-Fiber,PLEM,MPO/F-MPO/F,107ft | OM3 12 fiber, interconnect cable assembly, plenum (OFNP) rated, MPO female to MPO female, Method A Std IL, with no pulling eye 107 ft | PC | 1 | 1 | 1 | 1 | 771.8
07498389694 | FXTRP5N5NANF108 | OM3,12-Fiber,PLEM,MPO/F-MPO/F,108ft | OM3 12 fiber, interconnect cable assembly, plenum (OFNP) rated, MPO female to MPO female, Method A Std IL, with no pulling eye 108 ft | PC | 1 | 1 | 1 | 1 | 774.98
07498389695 | FXTRP5N5NANF109 | OM3,12-Fiber,PLEM,MPO/F-MPO/F,109ft | OM3 12 fiber, interconnect cable assembly, plenum (OFNP) rated, MPO female to MPO female, Method A Std IL, with no pulling eye 109 ft | PC | 1 | 1 | 1 | 1 | 778.16
07498389696 | FXTRP5N5NANF110 | OM3,12-Fiber,PLEM,MPO/F-MPO/F,110ft | OM3 12 fiber, interconnect cable assembly, plenum (OFNP) rated, MPO female to MPO female, Method A Std IL, with no pulling eye 110 ft | PC | 1 | 1 | 1 | 1 | 781.36
07498389697 | FXTRP5N5NANF111 | OM3,12-Fiber,PLEM,MPO/F-MPO/F,111ft | OM3 12 fiber, interconnect cable assembly, plenum (OFNP) rated, MPO female to MPO female, Method A Std IL, with no pulling eye 111 ft | PC | 1 | 1 | 1 | 1 | 784.52
07498389698 | FXTRP5N5NANF112 | OM3,12-Fiber,PLEM,MPO/F-MPO/F,112ft | OM3 12 fiber, interconnect cable assembly, plenum (OFNP) rated, MPO female to MPO female, Method A Std IL, with no pulling eye 112 ft | PC | 1 | 1 | 1 | 1 | 787.7
07498389699 | FXTRP5N5NANF113 | OM3,12-Fiber,PLEM,MPO/F-MPO/F,113ft | OM3 12 fiber, interconnect cable assembly, plenum (OFNP) rated, MPO female to MPO female, Method A Std IL, with no pulling eye 113 ft | PC | 1 | 1 | 1 | 1 | 790.9
07498389700 | FXTRP5N5NANF114 | OM3,12-Fiber,PLEM,MPO/F-MPO/F,114ft | OM3 12 fiber, interconnect cable assembly, plenum (OFNP) rated, MPO female to MPO female, Method A Std IL, with no pulling eye 114 ft | PC | 1 | 1 | 1 | 1 | 794.06
07498389701 | FXTRP5N5NANF115 | OM3,12-Fiber,PLEM,MPO/F-MPO/F,115ft | OM3 12 fiber, interconnect cable assembly, plenum (OFNP) rated, MPO female to MPO female, Method A Std IL, with no pulling eye 115 ft | PC | 1 | 1 | 1 | 1 | 797.24
07498389702 | FXTRP5N5NANF116 | OM3,12-Fiber,PLEM,MPO/F-MPO/F,116ft | OM3 12 fiber, interconnect cable assembly, plenum (OFNP) rated, MPO female to MPO female, Method A Std IL, with no pulling eye 116 ft | PC | 1 | 1 | 1 | 1 | 800.4
07498389703 | FXTRP5N5NANF117 | OM3,12-Fiber,PLEM,MPO/F-MPO/F,117ft | OM3 12 fiber, interconnect cable assembly, plenum (OFNP) rated, MPO female to MPO female, Method A Std IL, with no pulling eye 117 ft | PC | 1 | 1 | 1 | 1 | 803.6
07498389704 | FXTRP5N5NANF118 | OM3,12-Fiber,PLEM,MPO/F-MPO/F,118ft | OM3 12 fiber, interconnect cable assembly, plenum (OFNP) rated, MPO female to MPO female, Method A Std IL, with no pulling eye 118 ft | PC | 1 | 1 | 1 | 1 | 806.8
07498389705 | FXTRP5N5NANF119 | OM3,12-Fiber,PLEM,MPO/F-MPO/F,119ft | OM3 12 fiber, interconnect cable assembly, plenum (OFNP) rated, MPO female to MPO female, Method A Std IL, with no pulling eye 119 ft | PC | 1 | 1 | 1 | 1 | 809.96
07498389706 | FXTRP5N5NANF120 | OM3,12-Fiber,PLEM,MPO/F-MPO/F,120ft | OM3 12 fiber, interconnect cable assembly, plenum (OFNP) rated, MPO female to MPO female, Method A Std IL, with no pulling eye 120 ft | PC | 1 | 1 | 1 | 1 | 813.16
07498389707 | FXTRP5N5NANF121 | OM3,12-Fiber,PLEM,MPO/F-MPO/F,121ft | OM3 12 fiber, interconnect cable assembly, plenum (OFNP) rated, MPO female to MPO female, Method A Std IL, with no pulling eye 121 ft | PC | 1 | 1 | 1 | 1 | 816.32
07498389708 | FXTRP5N5NANF122 | OM3,12-Fiber,PLEM,MPO/F-MPO/F,122ft | OM3 12 fiber, interconnect cable assembly, plenum (OFNP) rated, MPO female to MPO female, Method A Std IL, with no pulling eye 122 ft | PC | 1 | 1 | 1 | 1 | 819.5
07498389709 | FXTRP5N5NANF123 | OM3,12-Fiber,PLEM,MPO/F-MPO/F,123ft | OM3 12 fiber, interconnect cable assembly, plenum (OFNP) rated, MPO female to MPO female, Method A Std IL, with no pulling eye 123 ft | PC | 1 | 1 | 1 | 1 | 822.68
07498389710 | FXTRP5N5NANF124 | OM3,12-Fiber,PLEM,MPO/F-MPO/F,124ft | OM3 12 fiber, interconnect cable assembly, plenum (OFNP) rated, MPO female to MPO female, Method A Std IL, with no pulling eye 124 ft | PC | 1 | 1 | 1 | 1 | 825.86
07498389711 | FXTRP5N5NANF125 | OM3,12-Fiber,PLEM,MPO/F-MPO/F,125ft | OM3 12 fiber, interconnect cable assembly, plenum (OFNP) rated, MPO female to MPO female, Method A Std IL, with no pulling eye 125 ft | PC | 1 | 1 | 1 | 1 | 829.04
07498389712 | FXTRP5N5NANF126 | OM3,12-Fiber,PLEM,MPO/F-MPO/F,126ft | OM3 12 fiber, interconnect cable assembly, plenum (OFNP) rated, MPO female to MPO female, Method A Std IL, with no pulling eye 126 ft | PC | 1 | 1 | 1 | 1 | 832.2
07498389713 | FXTRP5N5NANF127 | OM3,12-Fiber,PLEM,MPO/F-MPO/F,127ft | OM3 12 fiber, interconnect cable assembly, plenum (OFNP) rated, MPO female to MPO female, Method A Std IL, with no pulling eye 127 ft | PC | 1 | 1 | 1 | 1 | 835.42
07498389714 | FXTRP5N5NANF128 | OM3,12-Fiber,PLEM,MPO/F-MPO/F,128ft | OM3 12 fiber, interconnect cable assembly, plenum (OFNP) rated, MPO female to MPO female, Method A Std IL, with no pulling eye 128 ft | PC | 1 | 1 | 1 | 1 | 838.6
07498389715 | FXTRP5N5NANF129 | OM3,12-Fiber,PLEM,MPO/F-MPO/F,129ft | OM3 12 fiber, interconnect cable assembly, plenum (OFNP) rated, MPO female to MPO female, Method A Std IL, with no pulling eye 129 ft | PC | 1 | 1 | 1 | 1 | 841.76
07498389716 | FXTRP5N5NANF130 | OM3,12-Fiber,PLEM,MPO/F-MPO/F,130ft | OM3 12 fiber, interconnect cable assembly, plenum (OFNP) rated, MPO female to MPO female, Method A Std IL, with no pulling eye 130 ft | PC | 1 | 1 | 1 | 1 | 844.94
07498389717 | FXTRP5N5NANF131 | OM3,12-Fiber,PLEM,MPO/F-MPO/F,131ft | OM3 12 fiber, interconnect cable assembly, plenum (OFNP) rated, MPO female to MPO female, Method A Std IL, with no pulling eye 131 ft | PC | 1 | 1 | 1 | 1 | 848.12
07498389718 | FXTRP5N5NANF132 | OM3,12-Fiber,PLEM,MPO/F-MPO/F,132ft | OM3 12 fiber, interconnect cable assembly, plenum (OFNP) rated, MPO female to MPO female, Method A Std IL, with no pulling eye 132 ft | PC | 1 | 1 | 1 | 1 | 851.3
07498389719 | FXTRP5N5NANF133 | OM3,12-Fiber,PLEM,MPO/F-MPO/F,133ft | OM3 12 fiber, interconnect cable assembly, plenum (OFNP) rated, MPO female to MPO female, Method A Std IL, with no pulling eye 133 ft | PC | 1 | 1 | 1 | 1 | 854.48
07498389720 | FXTRP5N5NANF134 | OM3,12-Fiber,PLEM,MPO/F-MPO/F,134ft | OM3 12 fiber, interconnect cable assembly, plenum (OFNP) rated, MPO female to MPO female, Method A Std IL, with no pulling eye 134 ft | PC | 1 | 1 | 1 | 1 | 857.66
07498389721 | FXTRP5N5NANF135 | OM3,12-Fiber,PLEM,MPO/F-MPO/F,135ft | OM3 12 fiber, interconnect cable assembly, plenum (OFNP) rated, MPO female to MPO female, Method A Std IL, with no pulling eye 135 ft | PC | 1 | 1 | 1 | 1 | 860.84
07498389722 | FXTRP5N5NANF136 | OM3,12-Fiber,PLEM,MPO/F-MPO/F,136ft | OM3 12 fiber, interconnect cable assembly, plenum (OFNP) rated, MPO female to MPO female, Method A Std IL, with no pulling eye 136 ft | PC | 1 | 1 | 1 | 1 | 864.02
07498389723 | FXTRP5N5NANF137 | OM3,12-Fiber,PLEM,MPO/F-MPO/F,137ft | OM3 12 fiber, interconnect cable assembly, plenum (OFNP) rated, MPO female to MPO female, Method A Std IL, with no pulling eye 137 ft | PC | 1 | 1 | 1 | 1 | 867.2
07498389724 | FXTRP5N5NANF138 | OM3,12-Fiber,PLEM,MPO/F-MPO/F,138ft | OM3 12 fiber, interconnect cable assembly, plenum (OFNP) rated, MPO female to MPO female, Method A Std IL, with no pulling eye 138 ft | PC | 1 | 1 | 1 | 1 | 870.4
07498389725 | FXTRP5N5NANF139 | OM3,12-Fiber,PLEM,MPO/F-MPO/F,139ft | OM3 12 fiber, interconnect cable assembly, plenum (OFNP) rated, MPO female to MPO female, Method A Std IL, with no pulling eye 139 ft | PC | 1 | 1 | 1 | 1 | 873.56
07498389726 | FXTRP5N5NANF140 | OM3,12-Fiber,PLEM,MPO/F-MPO/F,140ft | OM3 12 fiber, interconnect cable assembly, plenum (OFNP) rated, MPO female to MPO female, Method A Std IL, with no pulling eye 140 ft | PC | 1 | 1 | 1 | 1 | 876.74
07498389727 | FXTRP5N5NANF141 | OM3,12-Fiber,PLEM,MPO/F-MPO/F,141ft | OM3 12 fiber, interconnect cable assembly, plenum (OFNP) rated, MPO female to MPO female, Method A Std IL, with no pulling eye 141 ft | PC | 1 | 1 | 1 | 1 | 879.9
07498389728 | FXTRP5N5NANF142 | OM3,12-Fiber,PLEM,MPO/F-MPO/F,142ft | OM3 12 fiber, interconnect cable assembly, plenum (OFNP) rated, MPO female to MPO female, Method A Std IL, with no pulling eye 142 ft | PC | 1 | 1 | 1 | 1 | 883.1
07498389729 | FXTRP5N5NANF143 | OM3,12-Fiber,PLEM,MPO/F-MPO/F,143ft | OM3 12 fiber, interconnect cable assembly, plenum (OFNP) rated, MPO female to MPO female, Method A Std IL, with no pulling eye 143 ft | PC | 1 | 1 | 1 | 1 | 886.28
07498389730 | FXTRP5N5NANF144 | OM3,12-Fiber,PLEM,MPO/F-MPO/F,144ft | OM3 12 fiber, interconnect cable assembly, plenum (OFNP) rated, MPO female to MPO female, Method A Std IL, with no pulling eye 144 ft | PC | 1 | 1 | 1 | 1 | 889.44
07498389731 | FXTRP5N5NANF145 | OM3,12-Fiber,PLEM,MPO/F-MPO/F,145ft | OM3 12 fiber, interconnect cable assembly, plenum (OFNP) rated, MPO female to MPO female, Method A Std IL, with no pulling eye 145 ft | PC | 1 | 1 | 1 | 1 | 892.66
07498389732 | FXTRP5N5NANF146 | OM3,12-Fiber,PLEM,MPO/F-MPO/F,146ft | OM3 12 fiber, interconnect cable assembly, plenum (OFNP) rated, MPO female to MPO female, Method A Std IL, with no pulling eye 146 ft | PC | 1 | 1 | 1 | 1 | 895.82
07498389733 | FXTRP5N5NANF147 | OM3,12-Fiber,PLEM,MPO/F-MPO/F,147ft | OM3 12 fiber, interconnect cable assembly, plenum (OFNP) rated, MPO female to MPO female, Method A Std IL, with no pulling eye 147 ft | PC | 1 | 1 | 1 | 1 | 899
07498389734 | FXTRP5N5NANF148 | OM3,12-Fiber,PLEM,MPO/F-MPO/F,148ft | OM3 12 fiber, interconnect cable assembly, plenum (OFNP) rated, MPO female to MPO female, Method A Std IL, with no pulling eye 148 ft | PC | 1 | 1 | 1 | 1 | 902.18
07498389735 | FXTRP5N5NANF149 | OM3,12-Fiber,PLEM,MPO/F-MPO/F,149ft | OM3 12 fiber, interconnect cable assembly, plenum (OFNP) rated, MPO female to MPO female, Method A Std IL, with no pulling eye 149 ft | PC | 1 | 1 | 1 | 1 | 905.36
07498389736 | FXTRP5N5NANF150 | OM3,12-Fiber,PLEM,MPO/F-MPO/F,150ft | OM3 12 fiber, interconnect cable assembly, plenum (OFNP) rated, MPO female to MPO female, Method A Std IL, with no pulling eye 150 ft | PC | 1 | 1 | 1 | 1 | 908.54
07498393279 | FXTRP5N5NANM001 | OM3 12 Fiber Interconnect Plenum MPO Fem | OM3 12-fiber, interconnect cable assembly, plenum (OFNP) rated, MPO female to MPO female, Method A Std. IL, with no pulling eye - 1 meters. | PC | 1 | 1 | 1 | 1 | 441.98
07498393280 | FXTRP5N5NANM002 | OM3 12 Fiber Interconnect Plenum MPO Fem | OM3 12-fiber, interconnect cable assembly, plenum (OFNP) rated, MPO female to MPO female, Method A Std. IL, with no pulling eye - 2 meters. | PC | 1 | 1 | 1 | 1 | 452.42
07498393281 | FXTRP5N5NANM003 | OM3 12 Fiber Interconnect Plenum MPO Fem | OM3 12-fiber, interconnect cable assembly, plenum (OFNP) rated, MPO female to MPO female, Method A Std. IL, with no pulling eye - 3 meters. | PC | 1 | 1 | 1 | 1 | 462.84
07498393282 | FXTRP5N5NANM004 | OM3 12 Fiber Interconnect Plenum MPO Fem | OM3 12-fiber, interconnect cable assembly, plenum (OFNP) rated, MPO female to MPO female, Method A Std. IL, with no pulling eye - 4 meters. | PC | 1 | 1 | 1 | 1 | 473.24
07498393283 | FXTRP5N5NANM005 | OM3 12 Fiber Interconnect Plenum MPO Fem | OM3 12-fiber, interconnect cable assembly, plenum (OFNP) rated, MPO female to MPO female, Method A Std. IL, with no pulling eye - 5 meters. | PC | 1 | 1 | 1 | 1 | 483.68
07498393284 | FXTRP5N5NANM006 | OM3 12 Fiber Interconnect Plenum MPO Fem | OM3 12-fiber, interconnect cable assembly, plenum (OFNP) rated, MPO female to MPO female, Method A Std. IL, with no pulling eye - 6 meters. | PC | 1 | 1 | 1 | 1 | 494.1
07498393285 | FXTRP5N5NANM007 | OM3 12 Fiber Interconnect Plenum MPO Fem | OM3 12-fiber, interconnect cable assembly, plenum (OFNP) rated, MPO female to MPO female, Method A Std. IL, with no pulling eye - 7 meters. | PC | 1 | 1 | 1 | 1 | 504.52
07498393286 | FXTRP5N5NANM008 | OM3 12 Fiber Interconnect Plenum MPO Fem | OM3 12-fiber, interconnect cable assembly, plenum (OFNP) rated, MPO female to MPO female, Method A Std. IL, with no pulling eye - 8 meters. | PC | 1 | 1 | 1 | 1 | 514.96
07498393287 | FXTRP5N5NANM009 | OM3 12 Fiber Interconnect Plenum MPO Fem | OM3 12-fiber, interconnect cable assembly, plenum (OFNP) rated, MPO female to MPO female, Method A Std. IL, with no pulling eye - 9 meters. | PC | 1 | 1 | 1 | 1 | 525.38
07498393288 | FXTRP5N5NANM010 | OM3 12 Fiber Interconnect Plenum MPO Fem | OM3 12-fiber, interconnect cable assembly, plenum (OFNP) rated, MPO female to MPO female, Method A Std. IL, with no pulling eye - 10 meters. | PC | 1 | 1 | 1 | 1 | 535.82
07498393289 | FXTRP5N5NANM011 | OM3 12 Fiber Interconnect Plenum MPO Fem | OM3 12-fiber, interconnect cable assembly, plenum (OFNP) rated, MPO female to MPO female, Method A Std. IL, with no pulling eye - 11 meters. | PC | 1 | 1 | 1 | 1 | 546.24
07498393365 | FXTRP5N5NANM012 | OM3 12 Fiber Interconnect Plenum MPO Fem |  | PC | 1 | 1 | 1 | 1 | 556.64
07498393290 | FXTRP5N5NANM013 | OM3 12 Fiber Interconnect Plenum MPO Fem | OM3 12-fiber, interconnect cable assembly, plenum (OFNP) rated, MPO female to MPO female, Method A Std. IL, with no pulling eye - 13 meters. | PC | 1 | 1 | 1 | 1 | 567.1
07498393366 | FXTRP5N5NANM014 | OM3 12 Fiber Interconnect Plenum MPO Fem |  | PC | 1 | 1 | 1 | 1 | 577.52
07498393291 | FXTRP5N5NANM015 | OM3 12 Fiber Interconnect Plenum MPO Fem | OM3 12-fiber, interconnect cable assembly, plenum (OFNP) rated, MPO female to MPO female, Method A Std. IL, with no pulling eye - 15 meters. | PC | 1 | 1 | 1 | 1 | 587.94
07498393292 | FXTRP5N5NANM016 | OM3 12 Fiber Interconnect Plenum MPO Fem | OM3 12-fiber, interconnect cable assembly, plenum (OFNP) rated, MPO female to MPO female, Method A Std. IL, with no pulling eye - 16 meters. | PC | 1 | 1 | 1 | 1 | 598.38
07498393293 | FXTRP5N5NANM017 | OM3 12 Fiber Interconnect Plenum MPO Fem | OM3 12-fiber, interconnect cable assembly, plenum (OFNP) rated, MPO female to MPO female, Method A Std. IL, with no pulling eye - 17 meters. | PC | 1 | 1 | 1 | 1 | 608.8
07498393294 | FXTRP5N5NANM018 | OM3 12 Fiber Interconnect Plenum MPO Fem | OM3 12-fiber, interconnect cable assembly, plenum (OFNP) rated, MPO female to MPO female, Method A Std. IL, with no pulling eye - 18 meters. | PC | 1 | 1 | 1 | 1 | 619.22
07498393295 | FXTRP5N5NANM019 | OM3 12 Fiber Interconnect Plenum MPO Fem | OM3 12-fiber, interconnect cable assembly, plenum (OFNP) rated, MPO female to MPO female, Method A Std. IL, with no pulling eye - 19 meters. | PC | 1 | 1 | 1 | 1 | 629.66
07498393296 | FXTRP5N5NANM020 | OM3 12 Fiber Interconnect Plenum MPO Fem | OM3 12-fiber, interconnect cable assembly, plenum (OFNP) rated, MPO female to MPO female, Method A Std. IL, with no pulling eye - 20 meters. | PC | 1 | 1 | 1 | 1 | 640.06
07498393297 | FXTRP5N5NANM021 | OM3 12 Fiber Interconnect Plenum MPO Fem | OM3 12-fiber, interconnect cable assembly, plenum (OFNP) rated, MPO female to MPO female, Method A Std. IL, with no pulling eye - 21 meters. | PC | 1 | 1 | 1 | 1 | 650.48
07498393367 | FXTRP5N5NANM022 | OM3 12 Fiber Interconnect Plenum MPO Fem |  | PC | 1 | 1 | 1 | 1 | 660.92
07498393368 | FXTRP5N5NANM023 | OM3 12 Fiber Interconnect Plenum MPO Fem |  | PC | 1 | 1 | 1 | 1 | 671.34
07498393298 | FXTRP5N5NANM024 | OM3 12 Fiber Interconnect Plenum MPO Fem | OM3 12-fiber, interconnect cable assembly, plenum (OFNP) rated, MPO female to MPO female, Method A Std. IL, with no pulling eye - 24 meters. | PC | 1 | 1 | 1 | 1 | 681.78
07498393369 | FXTRP5N5NANM025 | OM3 12 Fiber Interconnect Plenum MPO Fem |  | PC | 1 | 1 | 1 | 1 | 692.2
07498393370 | FXTRP5N5NANM026 | OM3 12 Fiber Interconnect Plenum MPO Fem |  | PC | 1 | 1 | 1 | 1 | 702.62
07498393299 | FXTRP5N5NANM027 | OM3 12 Fiber Interconnect Plenum MPO Fem | OM3 12-fiber, interconnect cable assembly, plenum (OFNP) rated, MPO female to MPO female, Method A Std. IL, with no pulling eye - 27 meters. | PC | 1 | 1 | 1 | 1 | 713.04
07498393371 | FXTRP5N5NANM028 | OM3 12 Fiber Interconnect Plenum MPO Fem |  | PC | 1 | 1 | 1 | 1 | 723.46
07498393300 | FXTRP5N5NANM029 | OM3 12 Fiber Interconnect Plenum MPO Fem | OM3 12-fiber, interconnect cable assembly, plenum (OFNP) rated, MPO female to MPO female, Method A Std. IL, with no pulling eye - 29 meters. | PC | 1 | 1 | 1 | 1 | 733.88
07498393301 | FXTRP5N5NANM030 | OM3 12 Fiber Interconnect Plenum MPO Fem | OM3 12-fiber, interconnect cable assembly, plenum (OFNP) rated, MPO female to MPO female, Method A Std. IL, with no pulling eye - 30 meters. | PC | 1 | 1 | 1 | 1 | 744.32
07498393302 | FXTRP5N5NANM031 | OM3 12 Fiber Interconnect Plenum MPO Fem | OM3 12-fiber, interconnect cable assembly, plenum (OFNP) rated, MPO female to MPO female, Method A Std. IL, with no pulling eye - 31 meters. | PC | 1 | 1 | 1 | 1 | 754.74
07498393303 | FXTRP5N5NANM032 | OM3 12 Fiber Interconnect Plenum MPO Fem | OM3 12-fiber, interconnect cable assembly, plenum (OFNP) rated, MPO female to MPO female, Method A Std. IL, with no pulling eye - 32 meters. | PC | 1 | 1 | 1 | 1 | 765.16
07498393304 | FXTRP5N5NANM033 | OM3 12 Fiber Interconnect Plenum MPO Fem | OM3 12-fiber, interconnect cable assembly, plenum (OFNP) rated, MPO female to MPO female, Method A Std. IL, with no pulling eye - 33 meters. | PC | 1 | 1 | 1 | 1 | 775.62
07498393305 | FXTRP5N5NANM034 | OM3 12 Fiber Interconnect Plenum MPO Fem | OM3 12-fiber, interconnect cable assembly, plenum (OFNP) rated, MPO female to MPO female, Method A Std. IL, with no pulling eye - 34 meters. | PC | 1 | 1 | 1 | 1 | 786.04
07498394968 | FXTRP5N5NANM035 | OM3 12 Fiber Interconnect Plenum MPO Fem | OM3 12-fiber, interconnect cable assembly, plenum (OFNP) rated, MPO female to MPO female, Method A Std. IL, with no pulling eye - 35 meters. | PC | 1 | 1 | 1 | 1 | 796.44
07498393306 | FXTRP5N5NANM036 | OM3 12 Fiber Interconnect Plenum MPO Fem | OM3 12-fiber, interconnect cable assembly, plenum (OFNP) rated, MPO female to MPO female, Method A Std. IL, with no pulling eye - 36 meters. | PC | 1 | 1 | 1 | 1 | 806.88
07498393307 | FXTRP5N5NANM037 | OM3 12 Fiber Interconnect Plenum MPO Fem | OM3 12-fiber, interconnect cable assembly, plenum (OFNP) rated, MPO female to MPO female, Method A Std. IL, with no pulling eye - 37 meters. | PC | 1 | 1 | 1 | 1 | 817.3
07498393308 | FXTRP5N5NANM038 | OM3 12 Fiber Interconnect Plenum MPO Fem | OM3 12-fiber, interconnect cable assembly, plenum (OFNP) rated, MPO female to MPO female, Method A Std. IL, with no pulling eye - 38 meters. | PC | 1 | 1 | 1 | 1 | 827.74
07498393309 | FXTRP5N5NANM039 | OM3 12 Fiber Interconnect Plenum MPO Fem | OM3 12-fiber, interconnect cable assembly, plenum (OFNP) rated, MPO female to MPO female, Method A Std. IL, with no pulling eye - 39 meters. | PC | 1 | 1 | 1 | 1 | 838.16
07498393310 | FXTRP5N5NANM040 | OM3 12 Fiber Interconnect Plenum MPO Fem | OM3 12-fiber, interconnect cable assembly, plenum (OFNP) rated, MPO female to MPO female, Method A Std. IL, with no pulling eye - 40 meters. | PC | 1 | 1 | 1 | 1 | 848.58
07498393311 | FXTRP5N5NANM041 | OM3 12 Fiber Interconnect Plenum MPO Fem | OM3 12-fiber, interconnect cable assembly, plenum (OFNP) rated, MPO female to MPO female, Method A Std. IL, with no pulling eye - 41 meters. | PC | 1 | 1 | 1 | 1 | 859.02
07498393312 | FXTRP5N5NANM042 | OM3 12 Fiber Interconnect Plenum MPO Fem | OM3 12-fiber, interconnect cable assembly, plenum (OFNP) rated, MPO female to MPO female, Method A Std. IL, with no pulling eye - 42 meters. | PC | 1 | 1 | 1 | 1 | 869.42
07498393313 | FXTRP5N5NANM043 | OM3 12 Fiber Interconnect Plenum MPO Fem | OM3 12-fiber, interconnect cable assembly, plenum (OFNP) rated, MPO female to MPO female, Method A Std. IL, with no pulling eye - 43 meters. | PC | 1 | 1 | 1 | 1 | 879.84
07498393314 | FXTRP5N5NANM044 | OM3 12 Fiber Interconnect Plenum MPO Fem | OM3 12-fiber, interconnect cable assembly, plenum (OFNP) rated, MPO female to MPO female, Method A Std. IL, with no pulling eye - 44 meters. | PC | 1 | 1 | 1 | 1 | 890.28
07498393315 | FXTRP5N5NANM045 | OM3 12 Fiber Interconnect Plenum MPO Fem | OM3 12-fiber, interconnect cable assembly, plenum (OFNP) rated, MPO female to MPO female, Method A Std. IL, with no pulling eye - 45 meters. | PC | 1 | 1 | 1 | 1 | 900.7
07498393316 | FXTRP5N5NANM046 | OM3 12 Fiber Interconnect Plenum MPO Fem | OM3 12-fiber, interconnect cable assembly, plenum (OFNP) rated, MPO female to MPO female, Method A Std. IL, with no pulling eye - 46 meters. | PC | 1 | 1 | 1 | 1 | 911.12
07498393317 | FXTRP5N5NANM047 | OM3 12 Fiber Interconnect Plenum MPO Fem | OM3 12 Fiber Interconnect Plenum MPO Female to MPO Female Method A Std IL. with no Pulling Eye - 47 Meters | PC | 1 | 1 | 1 | 1 | 921.56
07498393318 | FXTRP5N5NANM048 | OM3 12 Fiber Interconnect Plenum MPO Fem | OM3 12-fiber, interconnect cable assembly, plenum (OFNP) rated, MPO female to MPO female, Method A Std. IL, with no pulling eye - 48 meters. | PC | 1 | 1 | 1 | 1 | 931.98
07498393319 | FXTRP5N5NANM049 | OM3 12 Fiber Interconnect Plenum MPO Fem | OM3 12-fiber, interconnect cable assembly, plenum (OFNP) rated, MPO female to MPO female, Method A Std. IL, with no pulling eye - 49 meters. | PC | 1 | 1 | 1 | 1 | 942.4
07498393320 | FXTRP5N5NANM050 | OM3 12 Fiber Interconnect Plenum MPO Fem | OM3 12-fiber, interconnect cable assembly, plenum (OFNP) rated, MPO female to MPO female, Method A Std. IL, with no pulling eye - 50 meters. | PC | 1 | 1 | 1 | 1 | 952.82
61305632102 | FXTRP5N5NBNF003 | OM3 12f Interconnect OFNP MPO F/MPO F Ty |  | PC | 1 | 1 | 1 | 1 | 441.1
61305632954 | FXTRP5N5NBNF005 | OM3 12f Interconnect OFNP MPO F/MPO F Ty |  | PC | 1 | 1 | 1 | 1 | 447.42
61305632964 | FXTRP5N5NBNF006 | OM3 12f Interconnect OFNP MPO F/MPO F Ty |  | PC | 1 | 1 | 1 | 1 | 450.62
61305632965 | FXTRP5N5NBNF007 | OM3 12f Interconnect OFNP MPO F/MPO F Ty |  | PC | 1 | 1 | 1 | 1 | 453.78
61305632966 | FXTRP5N5NBNF008 | OM3 12f Interconnect OFNP MPO F/MPO F Ty |  | PC | 1 | 1 | 1 | 1 | 456.94
61305632967 | FXTRP5N5NBNF009 | OM3 12f Interconnect OFNP MPO F/MPO F Ty |  | PC | 1 | 1 | 1 | 1 | 460.1
61305632968 | FXTRP5N5NBNF010 | OM3 12f Interconnect OFNP MPO F/MPO F Ty |  | PC | 1 | 1 | 1 | 1 | 463.28
61305632969 | FXTRP5N5NBNF011 | OM3 12f Interconnect OFNP MPO F/MPO F Ty |  | PC | 1 | 1 | 1 | 1 | 466.44
61305632105 | FXTRP5N5NBNF012 | OM3 12f Interconnect OFNP MPO F/MPO F Ty |  | PC | 1 | 1 | 1 | 1 | 469.6
61305632106 | FXTRP5N5NBNF013 | OM3 12f Interconnect OFNP MPO F/MPO F Ty |  | PC | 1 | 1 | 1 | 1 | 472.76
61305632107 | FXTRP5N5NBNF014 | OM3 12f Interconnect OFNP MPO F/MPO F Ty |  | PC | 1 | 1 | 1 | 1 | 475.94
61305632108 | FXTRP5N5NBNF015 | OM3 12f Interconnect OFNP MPO F/MPO F Ty |  | PC | 1 | 1 | 1 | 1 | 479.1
61305632109 | FXTRP5N5NBNF016 | OM3 12f Interconnect OFNP MPO F/MPO F Ty |  | PC | 1 | 1 | 1 | 1 | 482.26
61305632110 | FXTRP5N5NBNF017 | OM3 12f Interconnect OFNP MPO F/MPO F Ty |  | PC | 1 | 1 | 1 | 1 | 485.44
61305632111 | FXTRP5N5NBNF018 | OM3 12f Interconnect OFNP MPO F/MPO F Ty |  | PC | 1 | 1 | 1 | 1 | 488.62
61305632112 | FXTRP5N5NBNF019 | OM3 12f Interconnect OFNP MPO F/MPO F Ty |  | PC | 1 | 1 | 1 | 1 | 491.78
61305632113 | FXTRP5N5NBNF020 | OM3 12f Interconnect OFNP MPO F/MPO F Ty |  | PC | 1 | 1 | 1 | 1 | 494.94
61305632114 | FXTRP5N5NBNF021 | OM3 12f Interconnect OFNP MPO F/MPO F Ty |  | PC | 1 | 1 | 1 | 1 | 498.1
61305632115 | FXTRP5N5NBNF022 | OM3 12f Interconnect OFNP MPO F/MPO F Ty |  | PC | 1 | 1 | 1 | 1 | 501.28
61305632116 | FXTRP5N5NBNF023 | OM3 12f Interconnect OFNP MPO F/MPO F Ty |  | PC | 1 | 1 | 1 | 1 | 504.44
61305632117 | FXTRP5N5NBNF024 | OM3 12f Interconnect OFNP MPO F/MPO F Ty |  | PC | 1 | 1 | 1 | 1 | 507.6
61305632118 | FXTRP5N5NBNF025 | OM3 12f Interconnect OFNP MPO F/MPO F Ty |  | PC | 1 | 1 | 1 | 1 | 510.76
61305632119 | FXTRP5N5NBNF026 | OM3 12f Interconnect OFNP MPO F/MPO F Ty |  | PC | 1 | 1 | 1 | 1 | 513.94
61305632120 | FXTRP5N5NBNF027 | OM3 12f Interconnect OFNP MPO F/MPO F Ty |  | PC | 1 | 1 | 1 | 1 | 517.1
61305632121 | FXTRP5N5NBNF028 | OM3 12f Interconnect OFNP MPO F/MPO F Ty |  | PC | 1 | 1 | 1 | 1 | 520.28
61305632122 | FXTRP5N5NBNF029 | OM3 12f Interconnect OFNP MPO F/MPO F Ty |  | PC | 1 | 1 | 1 | 1 | 523.44
61305632123 | FXTRP5N5NBNF030 | OM3 12f Interconnect OFNP MPO F/MPO F Ty |  | PC | 1 | 1 | 1 | 1 | 526.62
61305632124 | FXTRP5N5NBNF031 | OM3 12f Interconnect OFNP MPO F/MPO F Ty |  | PC | 1 | 1 | 1 | 1 | 529.78
61305632125 | FXTRP5N5NBNF032 | OM3 12f Interconnect OFNP MPO F/MPO F Ty |  | PC | 1 | 1 | 1 | 1 | 532.94
61305629742 | FXTRP5N5NBNF033 | OM3 12f Interconnect OFNP MPO F/MPO F Ty |  | PC | 1 | 1 | 1 | 1 | 536.1
61305632126 | FXTRP5N5NBNF034 | OM3 12f Interconnect OFNP MPO F/MPO F Ty |  | PC | 1 | 1 | 1 | 1 | 539.28
61305632127 | FXTRP5N5NBNF035 | OM3 12f Interconnect OFNP MPO F/MPO F Ty |  | PC | 1 | 1 | 1 | 1 | 542.44
61305632128 | FXTRP5N5NBNF036 | OM3 12f Interconnect OFNP MPO F/MPO F Ty |  | PC | 1 | 1 | 1 | 1 | 545.6
61305632129 | FXTRP5N5NBNF037 | OM3 12f Interconnect OFNP MPO F/MPO F Ty |  | PC | 1 | 1 | 1 | 1 | 548.76
61305632130 | FXTRP5N5NBNF038 | OM3 12f Interconnect OFNP MPO F/MPO F Ty |  | PC | 1 | 1 | 1 | 1 | 551.94
61305632131 | FXTRP5N5NBNF039 | OM3 12f Interconnect OFNP MPO F/MPO F Ty |  | PC | 1 | 1 | 1 | 1 | 555.12
61305629741 | FXTRP5N5NBNF040 | OM3 12f Interconnect OFNP MPO F/MPO F Ty |  | PC | 1 | 1 | 1 | 1 | 558.28
61305632132 | FXTRP5N5NBNF041 | OM3 12f Interconnect OFNP MPO F/MPO F Ty |  | PC | 1 | 1 | 1 | 1 | 561.44
61305632133 | FXTRP5N5NBNF042 | OM3 12f Interconnect OFNP MPO F/MPO F Ty |  | PC | 1 | 1 | 1 | 1 | 564.62
61305632134 | FXTRP5N5NBNF043 | OM3 12f Interconnect OFNP MPO F/MPO F Ty |  | PC | 1 | 1 | 1 | 1 | 567.78
61305632135 | FXTRP5N5NBNF044 | OM3 12f Interconnect OFNP MPO F/MPO F Ty |  | PC | 1 | 1 | 1 | 1 | 570.94
61305632136 | FXTRP5N5NBNF045 | OM3 12f Interconnect OFNP MPO F/MPO F Ty |  | PC | 1 | 1 | 1 | 1 | 574.1
61305632137 | FXTRP5N5NBNF046 | OM3 12f Interconnect OFNP MPO F/MPO F Ty |  | PC | 1 | 1 | 1 | 1 | 577.28
61305632138 | FXTRP5N5NBNF047 | OM3 12f Interconnect OFNP MPO F/MPO F Ty |  | PC | 1 | 1 | 1 | 1 | 580.44
61305632139 | FXTRP5N5NBNF048 | OM3 12f Interconnect OFNP MPO F/MPO F Ty |  | PC | 1 | 1 | 1 | 1 | 583.6
61305632140 | FXTRP5N5NBNF049 | OM3 12f Interconnect OFNP MPO F/MPO F Ty |  | PC | 1 | 1 | 1 | 1 | 586.76
61305629736 | FXTRP5N5NBNF050 | OM3 12f Interconnect OFNP MPO F/MPO F Ty |  | PC | 1 | 1 | 1 | 1 | 589.96
61305632141 | FXTRP5N5NBNF051 | OM3 12f Interconnect OFNP MPO F/MPO F Ty |  | PC | 1 | 1 | 1 | 1 | 593.12
61305632142 | FXTRP5N5NBNF052 | OM3 12f Interconnect OFNP MPO F/MPO F Ty |  | PC | 1 | 1 | 1 | 1 | 596.28
61305632143 | FXTRP5N5NBNF053 | OM3 12f Interconnect OFNP MPO F/MPO F Ty |  | PC | 1 | 1 | 1 | 1 | 599.44
61305632144 | FXTRP5N5NBNF054 | OM3 12f Interconnect OFNP MPO F/MPO F Ty |  | PC | 1 | 1 | 1 | 1 | 602.62
61305629735 | FXTRP5N5NBNF055 | OM3 12f Interconnect OFNP MPO F/MPO F Ty |  | PC | 1 | 1 | 1 | 1 | 605.78
61305632145 | FXTRP5N5NBNF056 | OM3 12f Interconnect OFNP MPO F/MPO F Ty |  | PC | 1 | 1 | 1 | 1 | 608.94
61305632146 | FXTRP5N5NBNF057 | OM3 12f Interconnect OFNP MPO F/MPO F Ty |  | PC | 1 | 1 | 1 | 1 | 612.1
61305632147 | FXTRP5N5NBNF058 | OM3 12f Interconnect OFNP MPO F/MPO F Ty |  | PC | 1 | 1 | 1 | 1 | 615.28
61305632148 | FXTRP5N5NBNF059 | OM3 12f Interconnect OFNP MPO F/MPO F Ty |  | PC | 1 | 1 | 1 | 1 | 618.44
61305632149 | FXTRP5N5NBNF060 | OM3 12f Interconnect OFNP MPO F/MPO F Ty |  | PC | 1 | 1 | 1 | 1 | 621.6
61305632150 | FXTRP5N5NBNF061 | OM3 12f Interconnect OFNP MPO F/MPO F Ty |  | PC | 1 | 1 | 1 | 1 | 624.76
61305632151 | FXTRP5N5NBNF062 | OM3 12f Interconnect OFNP MPO F/MPO F Ty |  | PC | 1 | 1 | 1 | 1 | 627.96
61305632152 | FXTRP5N5NBNF063 | OM3 12f Interconnect OFNP MPO F/MPO F Ty |  | PC | 1 | 1 | 1 | 1 | 631.12
61305632153 | FXTRP5N5NBNF064 | OM3 12f Interconnect OFNP MPO F/MPO F Ty |  | PC | 1 | 1 | 1 | 1 | 634.28
61305632154 | FXTRP5N5NBNF065 | OM3 12f Interconnect OFNP MPO F/MPO F Ty |  | PC | 1 | 1 | 1 | 1 | 637.44
61305629734 | FXTRP5N5NBNF066 | OM3 12f Interconnect OFNP MPO F/MPO F Ty |  | PC | 1 | 1 | 1 | 1 | 640.62
61305632155 | FXTRP5N5NBNF067 | OM3 12f Interconnect OFNP MPO F/MPO F Ty |  | PC | 1 | 1 | 1 | 1 | 643.78
61305632156 | FXTRP5N5NBNF068 | OM3 12f Interconnect OFNP MPO F/MPO F Ty |  | PC | 1 | 1 | 1 | 1 | 646.94
61305632157 | FXTRP5N5NBNF069 | OM3 12f Interconnect OFNP MPO F/MPO F Ty |  | PC | 1 | 1 | 1 | 1 | 650.1
61305632158 | FXTRP5N5NBNF070 | OM3 12f Interconnect OFNP MPO F/MPO F Ty |  | PC | 1 | 1 | 1 | 1 | 653.28
61305632159 | FXTRP5N5NBNF071 | OM3 12f Interconnect OFNP MPO F/MPO F Ty |  | PC | 1 | 1 | 1 | 1 | 656.44
61305632160 | FXTRP5N5NBNF072 | OM3 12f Interconnect OFNP MPO F/MPO F Ty |  | PC | 1 | 1 | 1 | 1 | 659.6
61305632161 | FXTRP5N5NBNF073 | OM3 12f Interconnect OFNP MPO F/MPO F Ty |  | PC | 1 | 1 | 1 | 1 | 662.78
61305632162 | FXTRP5N5NBNF074 | OM3 12f Interconnect OFNP MPO F/MPO F Ty |  | PC | 1 | 1 | 1 | 1 | 665.96
61305632163 | FXTRP5N5NBNF075 | OM3 12f Interconnect OFNP MPO F/MPO F Ty |  | PC | 1 | 1 | 1 | 1 | 669.12
61305632164 | FXTRP5N5NBNF076 | OM3 12f Interconnect OFNP MPO F/MPO F Ty |  | PC | 1 | 1 | 1 | 1 | 672.28
61305629733 | FXTRP5N5NBNF077 | OM3 12f Interconnect OFNP MPO F/MPO F Ty |  | PC | 1 | 1 | 1 | 1 | 675.44
61305632165 | FXTRP5N5NBNF078 | OM3 12f Interconnect OFNP MPO F/MPO F Ty |  | PC | 1 | 1 | 1 | 1 | 678.62
61305632166 | FXTRP5N5NBNF079 | OM3 12f Interconnect OFNP MPO F/MPO F Ty |  | PC | 1 | 1 | 1 | 1 | 681.78
61305632167 | FXTRP5N5NBNF080 | OM3 12f Interconnect OFNP MPO F/MPO F Ty |  | PC | 1 | 1 | 1 | 1 | 684.94
61305632168 | FXTRP5N5NBNF081 | OM3 12f Interconnect OFNP MPO F/MPO F Ty |  | PC | 1 | 1 | 1 | 1 | 688.1
61305632103 | FXTRP5N5NBNF082 | OM3 12f Interconnect OFNP MPO F/MPO F Ty |  | PC | 1 | 1 | 1 | 1 | 691.28
61305632169 | FXTRP5N5NBNF083 | OM3 12f Interconnect OFNP MPO F/MPO F Ty |  | PC | 1 | 1 | 1 | 1 | 694.44
61305632170 | FXTRP5N5NBNF084 | OM3 12f Interconnect OFNP MPO F/MPO F Ty |  | PC | 1 | 1 | 1 | 1 | 697.62
61305632171 | FXTRP5N5NBNF085 | OM3 12f Interconnect OFNP MPO F/MPO F Ty |  | PC | 1 | 1 | 1 | 1 | 700.78
61305632172 | FXTRP5N5NBNF086 | OM3 12f Interconnect OFNP MPO F/MPO F Ty |  | PC | 1 | 1 | 1 | 1 | 703.96
61305632173 | FXTRP5N5NBNF087 | OM3 12f Interconnect OFNP MPO F/MPO F Ty |  | PC | 1 | 1 | 1 | 1 | 707.12
61305632174 | FXTRP5N5NBNF088 | OM3 12f Interconnect OFNP MPO F/MPO F Ty |  | PC | 1 | 1 | 1 | 1 | 710.28
61305632175 | FXTRP5N5NBNF089 | OM3 12f Interconnect OFNP MPO F/MPO F Ty |  | PC | 1 | 1 | 1 | 1 | 713.44
61305632176 | FXTRP5N5NBNF090 | OM3 12f Interconnect OFNP MPO F/MPO F Ty |  | PC | 1 | 1 | 1 | 1 | 716.62
61305632177 | FXTRP5N5NBNF091 | OM3 12f Interconnect OFNP MPO F/MPO F Ty |  | PC | 1 | 1 | 1 | 1 | 719.78
61305632178 | FXTRP5N5NBNF092 | OM3 12f Interconnect OFNP MPO F/MPO F Ty |  | PC | 1 | 1 | 1 | 1 | 722.94
61305632179 | FXTRP5N5NBNF093 | OM3 12f Interconnect OFNP MPO F/MPO F Ty |  | PC | 1 | 1 | 1 | 1 | 726.1
61305632180 | FXTRP5N5NBNF094 | OM3 12f Interconnect OFNP MPO F/MPO F Ty |  | PC | 1 | 1 | 1 | 1 | 729.28
61305632181 | FXTRP5N5NBNF095 | OM3 12f Interconnect OFNP MPO F/MPO F Ty |  | PC | 1 | 1 | 1 | 1 | 732.46
61305632182 | FXTRP5N5NBNF096 | OM3 12f Interconnect OFNP MPO F/MPO F Ty |  | PC | 1 | 1 | 1 | 1 | 735.62
61305632183 | FXTRP5N5NBNF097 | OM3 12f Interconnect OFNP MPO F/MPO F Ty |  | PC | 1 | 1 | 1 | 1 | 738.78
61305632184 | FXTRP5N5NBNF098 | OM3 12f Interconnect OFNP MPO F/MPO F Ty |  | PC | 1 | 1 | 1 | 1 | 741.96
61305632185 | FXTRP5N5NBNF099 | OM3 12f Interconnect OFNP MPO F/MPO F Ty |  | PC | 1 | 1 | 1 | 1 | 745.12
61305632104 | FXTRP5N5NBNF100 | OM3 12f Interconnect OFNP MPO F/MPO F Ty |  | PC | 1 | 1 | 1 | 1 | 748.28
61305632186 | FXTRP5N5NBNF101 | OM3 12f Interconnect OFNP MPO F/MPO F Ty |  | PC | 1 | 1 | 1 | 1 | 751.44
61305632187 | FXTRP5N5NBNF102 | OM3 12f Interconnect OFNP MPO F/MPO F Ty |  | PC | 1 | 1 | 1 | 1 | 754.62
61305632188 | FXTRP5N5NBNF103 | OM3 12f Interconnect OFNP MPO F/MPO F Ty |  | PC | 1 | 1 | 1 | 1 | 757.78
61305632189 | FXTRP5N5NBNF104 | OM3 12f Interconnect OFNP MPO F/MPO F Ty |  | PC | 1 | 1 | 1 | 1 | 760.94
61305632190 | FXTRP5N5NBNF105 | OM3 12f Interconnect OFNP MPO F/MPO F Ty |  | PC | 1 | 1 | 1 | 1 | 764.1
61305632191 | FXTRP5N5NBNF106 | OM3 12f Interconnect OFNP MPO F/MPO F Ty |  | PC | 1 | 1 | 1 | 1 | 767.3
61305632192 | FXTRP5N5NBNF107 | OM3 12f Interconnect OFNP MPO F/MPO F Ty |  | PC | 1 | 1 | 1 | 1 | 770.46
61305632193 | FXTRP5N5NBNF108 | OM3 12f Interconnect OFNP MPO F/MPO F Ty |  | PC | 1 | 1 | 1 | 1 | 773.62
61305632194 | FXTRP5N5NBNF109 | OM3 12f Interconnect OFNP MPO F/MPO F Ty |  | PC | 1 | 1 | 1 | 1 | 776.78
61305632195 | FXTRP5N5NBNF110 | OM3 12f Interconnect OFNP MPO F/MPO F Ty |  | PC | 1 | 1 | 1 | 1 | 779.96
61305632196 | FXTRP5N5NBNF111 | OM3 12f Interconnect OFNP MPO F/MPO F Ty |  | PC | 1 | 1 | 1 | 1 | 783.12
61305632197 | FXTRP5N5NBNF112 | OM3 12f Interconnect OFNP MPO F/MPO F Ty |  | PC | 1 | 1 | 1 | 1 | 786.28
61305632198 | FXTRP5N5NBNF113 | OM3 12f Interconnect OFNP MPO F/MPO F Ty |  | PC | 1 | 1 | 1 | 1 | 789.44
61305632199 | FXTRP5N5NBNF114 | OM3 12f Interconnect OFNP MPO F/MPO F Ty |  | PC | 1 | 1 | 1 | 1 | 792.62
61305632200 | FXTRP5N5NBNF115 | OM3 12f Interconnect OFNP MPO F/MPO F Ty |  | PC | 1 | 1 | 1 | 1 | 795.78
61305632201 | FXTRP5N5NBNF116 | OM3 12f Interconnect OFNP MPO F/MPO F Ty |  | PC | 1 | 1 | 1 | 1 | 798.94
61305632202 | FXTRP5N5NBNF117 | OM3 12f Interconnect OFNP MPO F/MPO F Ty |  | PC | 1 | 1 | 1 | 1 | 802.12
61305632203 | FXTRP5N5NBNF118 | OM3 12f Interconnect OFNP MPO F/MPO F Ty |  | PC | 1 | 1 | 1 | 1 | 805.3
61305632204 | FXTRP5N5NBNF119 | OM3 12f Interconnect OFNP MPO F/MPO F Ty |  | PC | 1 | 1 | 1 | 1 | 808.46
61305632205 | FXTRP5N5NBNF120 | OM3 12f Interconnect OFNP MPO F/MPO F Ty |  | PC | 1 | 1 | 1 | 1 | 811.62
61305632206 | FXTRP5N5NBNF121 | OM3 12f Interconnect OFNP MPO F/MPO F Ty |  | PC | 1 | 1 | 1 | 1 | 814.78
61305632207 | FXTRP5N5NBNF122 | OM3 12f Interconnect OFNP MPO F/MPO F Ty |  | PC | 1 | 1 | 1 | 1 | 817.96
61305632208 | FXTRP5N5NBNF123 | OM3 12f Interconnect OFNP MPO F/MPO F Ty |  | PC | 1 | 1 | 1 | 1 | 821.12
61305632209 | FXTRP5N5NBNF124 | OM3 12f Interconnect OFNP MPO F/MPO F Ty |  | PC | 1 | 1 | 1 | 1 | 824.28
61305632210 | FXTRP5N5NBNF125 | OM3 12f Interconnect OFNP MPO F/MPO F Ty |  | PC | 1 | 1 | 1 | 1 | 827.44
61305632211 | FXTRP5N5NBNF126 | OM3 12f Interconnect OFNP MPO F/MPO F Ty |  | PC | 1 | 1 | 1 | 1 | 830.62
61305632212 | FXTRP5N5NBNF127 | OM3 12f Interconnect OFNP MPO F/MPO F Ty |  | PC | 1 | 1 | 1 | 1 | 833.78
61305632213 | FXTRP5N5NBNF128 | OM3 12f Interconnect OFNP MPO F/MPO F Ty |  | PC | 1 | 1 | 1 | 1 | 836.96
61305632214 | FXTRP5N5NBNF129 | OM3 12f Interconnect OFNP MPO F/MPO F Ty |  | PC | 1 | 1 | 1 | 1 | 840.12
61305632215 | FXTRP5N5NBNF130 | OM3 12f Interconnect OFNP MPO F/MPO F Ty |  | PC | 1 | 1 | 1 | 1 | 843.3
61305632216 | FXTRP5N5NBNF131 | OM3 12f Interconnect OFNP MPO F/MPO F Ty |  | PC | 1 | 1 | 1 | 1 | 846.46
61305632217 | FXTRP5N5NBNF132 | OM3 12f Interconnect OFNP MPO F/MPO F Ty |  | PC | 1 | 1 | 1 | 1 | 849.62
61305632218 | FXTRP5N5NBNF133 | OM3 12f Interconnect OFNP MPO F/MPO F Ty |  | PC | 1 | 1 | 1 | 1 | 852.78
61305632219 | FXTRP5N5NBNF134 | OM3 12f Interconnect OFNP MPO F/MPO F Ty |  | PC | 1 | 1 | 1 | 1 | 855.96
61305632220 | FXTRP5N5NBNF135 | OM3 12f Interconnect OFNP MPO F/MPO F Ty |  | PC | 1 | 1 | 1 | 1 | 859.12
61305632221 | FXTRP5N5NBNF136 | OM3 12f Interconnect OFNP MPO F/MPO F Ty |  | PC | 1 | 1 | 1 | 1 | 862.28
61305632222 | FXTRP5N5NBNF137 | OM3 12f Interconnect OFNP MPO F/MPO F Ty |  | PC | 1 | 1 | 1 | 1 | 865.44
61305632223 | FXTRP5N5NBNF138 | OM3 12f Interconnect OFNP MPO F/MPO F Ty |  | PC | 1 | 1 | 1 | 1 | 868.62
61305632224 | FXTRP5N5NBNF139 | OM3 12f Interconnect OFNP MPO F/MPO F Ty |  | PC | 1 | 1 | 1 | 1 | 871.8
61305632225 | FXTRP5N5NBNF140 | OM3 12f Interconnect OFNP MPO F/MPO F Ty |  | PC | 1 | 1 | 1 | 1 | 874.96
61305632226 | FXTRP5N5NBNF141 | OM3 12f Interconnect OFNP MPO F/MPO F Ty |  | PC | 1 | 1 | 1 | 1 | 878.12
61305632227 | FXTRP5N5NBNF142 | OM3 12f Interconnect OFNP MPO F/MPO F Ty |  | PC | 1 | 1 | 1 | 1 | 881.3
61305632228 | FXTRP5N5NBNF143 | OM3 12f Interconnect OFNP MPO F/MPO F Ty |  | PC | 1 | 1 | 1 | 1 | 884.46
61305632229 | FXTRP5N5NBNF144 | OM3 12f Interconnect OFNP MPO F/MPO F Ty |  | PC | 1 | 1 | 1 | 1 | 887.62
61305632230 | FXTRP5N5NBNF145 | OM3 12f Interconnect OFNP MPO F/MPO F Ty |  | PC | 1 | 1 | 1 | 1 | 890.78
61305632231 | FXTRP5N5NBNF146 | OM3 12f Interconnect OFNP MPO F/MPO F Ty |  | PC | 1 | 1 | 1 | 1 | 893.96
61305632232 | FXTRP5N5NBNF147 | OM3 12f Interconnect OFNP MPO F/MPO F Ty |  | PC | 1 | 1 | 1 | 1 | 897.12
61305632233 | FXTRP5N5NBNF148 | OM3 12f Interconnect OFNP MPO F/MPO F Ty |  | PC | 1 | 1 | 1 | 1 | 900.28
61305632234 | FXTRP5N5NBNF149 | OM3 12f Interconnect OFNP MPO F/MPO F Ty |  | PC | 1 | 1 | 1 | 1 | 903.44
61305632235 | FXTRP5N5NBNF150 | OM3 12f Interconnect OFNP MPO F/MPO F Ty |  | PC | 1 | 1 | 1 | 1 | 906.64
61305629732 | FXTRP5N5NBNM001 | OM3 12f Interconnect OFNP MPO F/MPO F Ty |  | PC | 1 | 1 | 1 | 1 | 442
61305629731 | FXTRP5N5NBNM003 | OM3 12f Interconnect OFNP MPO F/MPO F Ty |  | PC | 1 | 1 | 1 | 1 | 462.76
61305633503 | FXTRP5N5NBNM004 | OM3 12f Interconnect OFNP MPO F/MPO F Ty |  | PC | 1 | 1 | 1 | 1 | 473.14
61305629730 | FXTRP5N5NBNM005 | OM3 12f Interconnect OFNP MPO F/MPO F Ty |  | PC | 1 | 1 | 1 | 1 | 483.68
61305633504 | FXTRP5N5NBNM006 | OM3 12f Interconnect OFNP MPO F/MPO F Ty |  | PC | 1 | 1 | 1 | 1 | 493.94
61305629729 | FXTRP5N5NBNM007 | OM3 12f Interconnect OFNP MPO F/MPO F Ty |  | PC | 1 | 1 | 1 | 1 | 504.32
61305633546 | FXTRP5N5NBNM008 | OM3 12f Interconnect OFNP MPO F/MPO F Ty |  | PC | 1 | 1 | 1 | 1 | 514.7
61305633547 | FXTRP5N5NBNM009 | OM3 12f Interconnect OFNP MPO F/MPO F Ty |  | PC | 1 | 1 | 1 | 1 | 525.08
61305629728 | FXTRP5N5NBNM010 | OM3 12f Interconnect OFNP MPO F/MPO F Ty |  | PC | 1 | 1 | 1 | 1 | 535.48
61305633548 | FXTRP5N5NBNM011 | OM3 12f Interconnect OFNP MPO F/MPO F Ty |  | PC | 1 | 1 | 1 | 1 | 545.88
61305633549 | FXTRP5N5NBNM012 | OM3 12f Interconnect OFNP MPO F/MPO F Ty |  | PC | 1 | 1 | 1 | 1 | 556.24
61305633550 | FXTRP5N5NBNM013 | OM3 12f Interconnect OFNP MPO F/MPO F Ty |  | PC | 1 | 1 | 1 | 1 | 566.64
61305633551 | FXTRP5N5NBNM014 | OM3 12f Interconnect OFNP MPO F/MPO F Ty |  | PC | 1 | 1 | 1 | 1 | 577.02
61305629727 | FXTRP5N5NBNM015 | OM3 12f Interconnect OFNP MPO F/MPO F Ty |  | PC | 1 | 1 | 1 | 1 | 587.42
61305633552 | FXTRP5N5NBNM016 | OM3 12f Interconnect OFNP MPO F/MPO F Ty |  | PC | 1 | 1 | 1 | 1 | 597.82
61305633553 | FXTRP5N5NBNM017 | OM3 12f Interconnect OFNP MPO F/MPO F Ty |  | PC | 1 | 1 | 1 | 1 | 608.18
61305633554 | FXTRP5N5NBNM018 | OM3 12f Interconnect OFNP MPO F/MPO F Ty |  | PC | 1 | 1 | 1 | 1 | 618.58
61305633555 | FXTRP5N5NBNM019 | OM3 12f Interconnect OFNP MPO F/MPO F Ty |  | PC | 1 | 1 | 1 | 1 | 628.96
61305629726 | FXTRP5N5NBNM020 | OM3 12f Interconnect OFNP MPO F/MPO F Ty |  | PC | 1 | 1 | 1 | 1 | 639.36
61305633556 | FXTRP5N5NBNM021 | OM3 12f Interconnect OFNP MPO F/MPO F Ty |  | PC | 1 | 1 | 1 | 1 | 649.76
61305633557 | FXTRP5N5NBNM022 | OM3 12f Interconnect OFNP MPO F/MPO F Ty |  | PC | 1 | 1 | 1 | 1 | 660.1
61305633558 | FXTRP5N5NBNM023 | OM3 12f Interconnect OFNP MPO F/MPO F Ty |  | PC | 1 | 1 | 1 | 1 | 670.5
61305633559 | FXTRP5N5NBNM024 | OM3 12f Interconnect OFNP MPO F/MPO F Ty |  | PC | 1 | 1 | 1 | 1 | 680.88
61305629725 | FXTRP5N5NBNM025 | OM3 12f Interconnect OFNP MPO F/MPO F Ty |  | PC | 1 | 1 | 1 | 1 | 691.28
61305633560 | FXTRP5N5NBNM026 | OM3 12f Interconnect OFNP MPO F/MPO F Ty |  | PC | 1 | 1 | 1 | 1 | 701.66
61305633561 | FXTRP5N5NBNM027 | OM3 12f Interconnect OFNP MPO F/MPO F Ty |  | PC | 1 | 1 | 1 | 1 | 712.04
61305633562 | FXTRP5N5NBNM028 | OM3 12f Interconnect OFNP MPO F/MPO F Ty |  | PC | 1 | 1 | 1 | 1 | 722.44
61305633563 | FXTRP5N5NBNM029 | OM3 12f Interconnect OFNP MPO F/MPO F Ty |  | PC | 1 | 1 | 1 | 1 | 732.82
61305629724 | FXTRP5N5NBNM030 | OM3 12f Interconnect OFNP MPO F/MPO F Ty |  | PC | 1 | 1 | 1 | 1 | 743.22
61305633620 | FXTRP5N5NBNM031 | OM3 12f Interconnect OFNP MPO F/MPO F Ty |  | PC | 1 | 1 | 1 | 1 | 753.6
61305633644 | FXTRP5N5NBNM032 | OM3 12f Interconnect OFNP MPO F/MPO F Ty |  | PC | 1 | 1 | 1 | 1 | 763.98
61305633645 | FXTRP5N5NBNM033 | OM3 12f Interconnect OFNP MPO F/MPO F Ty |  | PC | 1 | 1 | 1 | 1 | 774.38
61305633646 | FXTRP5N5NBNM034 | OM3 12f Interconnect OFNP MPO F/MPO F Ty |  | PC | 1 | 1 | 1 | 1 | 784.76
61305629623 | FXTRP5N5NBNM035 | OM3 12f Interconnect OFNP MPO F/MPO F Ty |  | PC | 1 | 1 | 1 | 1 | 795.14
61305633656 | FXTRP5N5NBNM036 | OM3 12f Interconnect OFNP MPO F/MPO F Ty |  | PC | 1 | 1 | 1 | 1 | 805.54
61305633658 | FXTRP5N5NBNM037 | OM3 12f Interconnect OFNP MPO F/MPO F Ty |  | PC | 1 | 1 | 1 | 1 | 815.92
61305633660 | FXTRP5N5NBNM038 | OM3 12f Interconnect OFNP MPO F/MPO F Ty |  | PC | 1 | 1 | 1 | 1 | 826.32
61305633662 | FXTRP5N5NBNM039 | OM3 12f Interconnect OFNP MPO F/MPO F Ty |  | PC | 1 | 1 | 1 | 1 | 836.7
61305633664 | FXTRP5N5NBNM040 | OM3 12f Interconnect OFNP MPO F/MPO F Ty |  | PC | 1 | 1 | 1 | 1 | 847.08
61305633666 | FXTRP5N5NBNM041 | OM3 12f Interconnect OFNP MPO F/MPO F Ty |  | PC | 1 | 1 | 1 | 1 | 857.48
61305633668 | FXTRP5N5NBNM042 | OM3 12f Interconnect OFNP MPO F/MPO F Ty |  | PC | 1 | 1 | 1 | 1 | 867.86
61305633670 | FXTRP5N5NBNM043 | OM3 12f Interconnect OFNP MPO F/MPO F Ty |  | PC | 1 | 1 | 1 | 1 | 878.26
61305633684 | FXTRP5N5NBNM044 | OM3 12f Interconnect OFNP MPO F/MPO F Ty |  | PC | 1 | 1 | 1 | 1 | 888.62
61305633685 | FXTRP5N5NBNM045 | OM3 12f Interconnect OFNP MPO F/MPO F Ty |  | PC | 1 | 1 | 1 | 1 | 899.02
61305633686 | FXTRP5N5NBNM046 | OM3 12f Interconnect OFNP MPO F/MPO F Ty |  | PC | 1 | 1 | 1 | 1 | 909.42
61305633687 | FXTRP5N5NBNM047 | OM3 12f Interconnect OFNP MPO F/MPO F Ty |  | PC | 1 | 1 | 1 | 1 | 919.8
61305633688 | FXTRP5N5NBNM048 | OM3 12f Interconnect OFNP MPO F/MPO F Ty |  | PC | 1 | 1 | 1 | 1 | 930.2
61305633689 | FXTRP5N5NBNM049 | OM3 12f Interconnect OFNP MPO F/MPO F Ty |  | PC | 1 | 1 | 1 | 1 | 940.56
61305633690 | FXTRP5N5NBNM050 | OM3 12f Interconnect OFNP MPO F/MPO F Ty |  | PC | 1 | 1 | 1 | 1 | 950.96
61305632377 | FXTRP5N5NXNF003 | OM3 12f Interconnect OFNP MPO F/MPO F Ty |  | PC | 1 | 1 | 1 | 1 | 462.68
61305632381 | FXTRP5N5NXNF004 | OM3 12f Interconnect OFNP MPO F/MPO F Ty |  | PC | 1 | 1 | 1 | 1 | 465.86
61305632382 | FXTRP5N5NXNF005 | OM3 12f Interconnect OFNP MPO F/MPO F Ty |  | PC | 1 | 1 | 1 | 1 | 469.02
61305632383 | FXTRP5N5NXNF006 | OM3 12f Interconnect OFNP MPO F/MPO F Ty |  | PC | 1 | 1 | 1 | 1 | 472.18
61305632384 | FXTRP5N5NXNF007 | OM3 12f Interconnect OFNP MPO F/MPO F Ty |  | PC | 1 | 1 | 1 | 1 | 475.34
61305632385 | FXTRP5N5NXNF008 | OM3 12f Interconnect OFNP MPO F/MPO F Ty |  | PC | 1 | 1 | 1 | 1 | 478.52
61305632386 | FXTRP5N5NXNF009 | OM3 12f Interconnect OFNP MPO F/MPO F Ty |  | PC | 1 | 1 | 1 | 1 | 481.68
61305632387 | FXTRP5N5NXNF010 | OM3 12f Interconnect OFNP MPO F/MPO F Ty |  | PC | 1 | 1 | 1 | 1 | 484.84
61305632388 | FXTRP5N5NXNF011 | OM3 12f Interconnect OFNP MPO F/MPO F Ty |  | PC | 1 | 1 | 1 | 1 | 488
61305632389 | FXTRP5N5NXNF012 | OM3 12f Interconnect OFNP MPO F/MPO F Ty |  | PC | 1 | 1 | 1 | 1 | 491.2
61305632390 | FXTRP5N5NXNF013 | OM3 12f Interconnect OFNP MPO F/MPO F Ty |  | PC | 1 | 1 | 1 | 1 | 494.36
61305632391 | FXTRP5N5NXNF014 | OM3 12f Interconnect OFNP MPO F/MPO F Ty |  | PC | 1 | 1 | 1 | 1 | 497.52
61305629723 | FXTRP5N5NXNF015 | OM3 12f Interconnect OFNP MPO F/MPO F Ty |  | PC | 1 | 1 | 1 | 1 | 500.68
61305629722 | FXTRP5N5NXNF016 | OM3 12f Interconnect OFNP MPO F/MPO F Ty |  | PC | 1 | 1 | 1 | 1 | 503.86
61305632392 | FXTRP5N5NXNF017 | OM3 12f Interconnect OFNP MPO F/MPO F Ty |  | PC | 1 | 1 | 1 | 1 | 507.02
61305632393 | FXTRP5N5NXNF018 | OM3 12f Interconnect OFNP MPO F/MPO F Ty |  | PC | 1 | 1 | 1 | 1 | 510.18
61305632394 | FXTRP5N5NXNF019 | OM3 12f Interconnect OFNP MPO F/MPO F Ty |  | PC | 1 | 1 | 1 | 1 | 513.34
61305629721 | FXTRP5N5NXNF020 | OM3 12f Interconnect OFNP MPO F/MPO F Ty |  | PC | 1 | 1 | 1 | 1 | 516.52
61305629720 | FXTRP5N5NXNF021 | OM3 12f Interconnect OFNP MPO F/MPO F Ty |  | PC | 1 | 1 | 1 | 1 | 519.68
61305632395 | FXTRP5N5NXNF022 | OM3 12f Interconnect OFNP MPO F/MPO F Ty |  | PC | 1 | 1 | 1 | 1 | 522.84
61305632396 | FXTRP5N5NXNF023 | OM3 12f Interconnect OFNP MPO F/MPO F Ty |  | PC | 1 | 1 | 1 | 1 | 526.02
61305629719 | FXTRP5N5NXNF024 | OM3 12f Interconnect OFNP MPO F/MPO F Ty |  | PC | 1 | 1 | 1 | 1 | 529.2
61305629718 | FXTRP5N5NXNF025 | OM3 12f Interconnect OFNP MPO F/MPO F Ty |  | PC | 1 | 1 | 1 | 1 | 532.36
61305632378 | FXTRP5N5NXNF026 | OM3 12f Interconnect OFNP MPO F/MPO F Ty |  | PC | 1 | 1 | 1 | 1 | 535.52
61305632397 | FXTRP5N5NXNF027 | OM3 12f Interconnect OFNP MPO F/MPO F Ty |  | PC | 1 | 1 | 1 | 1 | 538.68
61305629717 | FXTRP5N5NXNF028 | OM3 12f Interconnect OFNP MPO F/MPO F Ty |  | PC | 1 | 1 | 1 | 1 | 541.86
61305632398 | FXTRP5N5NXNF029 | OM3 12f Interconnect OFNP MPO F/MPO F Ty |  | PC | 1 | 1 | 1 | 1 | 545.02
61305632399 | FXTRP5N5NXNF031 | OM3 12f Interconnect OFNP MPO F/MPO F Ty |  | PC | 1 | 1 | 1 | 1 | 551.34
61305632400 | FXTRP5N5NXNF033 | OM3 12f Interconnect OFNP MPO F/MPO F Ty |  | PC | 1 | 1 | 1 | 1 | 557.68
61305629716 | FXTRP5N5NXNF034 | OM3 12f Interconnect OFNP MPO F/MPO F Ty |  | PC | 1 | 1 | 1 | 1 | 560.86
61305629715 | FXTRP5N5NXNF035 | OM3 12f Interconnect OFNP MPO F/MPO F Ty |  | PC | 1 | 1 | 1 | 1 | 564.02
61305629714 | FXTRP5N5NXNF036 | OM3 12f Interconnect OFNP MPO F/MPO F Ty |  | PC | 1 | 1 | 1 | 1 | 567.2
61305632401 | FXTRP5N5NXNF037 | OM3 12f Interconnect OFNP MPO F/MPO F Ty |  | PC | 1 | 1 | 1 | 1 | 570.36
61305629713 | FXTRP5N5NXNF038 | OM3 12f Interconnect OFNP MPO F/MPO F Ty |  | PC | 1 | 1 | 1 | 1 | 573.52
61305632402 | FXTRP5N5NXNF039 | OM3 12f Interconnect OFNP MPO F/MPO F Ty |  | PC | 1 | 1 | 1 | 1 | 576.68
61305629712 | FXTRP5N5NXNF040 | OM3 12f Interconnect OFNP MPO F/MPO F Ty |  | PC | 1 | 1 | 1 | 1 | 579.86
61305632403 | FXTRP5N5NXNF041 | OM3 12f Interconnect OFNP MPO F/MPO F Ty |  | PC | 1 | 1 | 1 | 1 | 583.02
61305629711 | FXTRP5N5NXNF042 | OM3 12f Interconnect OFNP MPO F/MPO F Ty |  | PC | 1 | 1 | 1 | 1 | 586.18
61305632404 | FXTRP5N5NXNF043 | OM3 12f Interconnect OFNP MPO F/MPO F Ty |  | PC | 1 | 1 | 1 | 1 | 589.34
61305629710 | FXTRP5N5NXNF044 | OM3 12f Interconnect OFNP MPO F/MPO F Ty |  | PC | 1 | 1 | 1 | 1 | 592.52
61305629709 | FXTRP5N5NXNF045 | OM3 12f Interconnect OFNP MPO F/MPO F Ty |  | PC | 1 | 1 | 1 | 1 | 595.7
61305629708 | FXTRP5N5NXNF046 | OM3 12f Interconnect OFNP MPO F/MPO F Ty |  | PC | 1 | 1 | 1 | 1 | 598.86
61305632405 | FXTRP5N5NXNF047 | OM3 12f Interconnect OFNP MPO F/MPO F Ty |  | PC | 1 | 1 | 1 | 1 | 602.02
61305629707 | FXTRP5N5NXNF048 | OM3 12f Interconnect OFNP MPO F/MPO F Ty |  | PC | 1 | 1 | 1 | 1 | 605.2
61305632406 | FXTRP5N5NXNF049 | OM3 12f Interconnect OFNP MPO F/MPO F Ty |  | PC | 1 | 1 | 1 | 1 | 608.36
61305629706 | FXTRP5N5NXNF050 | OM3 12f Interconnect OFNP MPO F/MPO F Ty |  | PC | 1 | 1 | 1 | 1 | 611.52
61305632407 | FXTRP5N5NXNF051 | OM3 12f Interconnect OFNP MPO F/MPO F Ty |  | PC | 1 | 1 | 1 | 1 | 614.68
61305632408 | FXTRP5N5NXNF052 | OM3 12f Interconnect OFNP MPO F/MPO F Ty |  | PC | 1 | 1 | 1 | 1 | 617.86
61305632409 | FXTRP5N5NXNF053 | OM3 12f Interconnect OFNP MPO F/MPO F Ty |  | PC | 1 | 1 | 1 | 1 | 621.02
61305629705 | FXTRP5N5NXNF054 | OM3 12f Interconnect OFNP MPO F/MPO F Ty |  | PC | 1 | 1 | 1 | 1 | 624.18
61305632410 | FXTRP5N5NXNF055 | OM3 12f Interconnect OFNP MPO F/MPO F Ty |  | PC | 1 | 1 | 1 | 1 | 627.34
61305632411 | FXTRP5N5NXNF057 | OM3 12f Interconnect OFNP MPO F/MPO F Ty |  | PC | 1 | 1 | 1 | 1 | 633.7
61305629704 | FXTRP5N5NXNF058 | OM3 12f Interconnect OFNP MPO F/MPO F Ty |  | PC | 1 | 1 | 1 | 1 | 636.86
61305632412 | FXTRP5N5NXNF059 | OM3 12f Interconnect OFNP MPO F/MPO F Ty |  | PC | 1 | 1 | 1 | 1 | 640.02
61305629703 | FXTRP5N5NXNF060 | OM3 12f Interconnect OFNP MPO F/MPO F Ty |  | PC | 1 | 1 | 1 | 1 | 643.2
61305629702 | FXTRP5N5NXNF061 | OM3 12f Interconnect OFNP MPO F/MPO F Ty |  | PC | 1 | 1 | 1 | 1 | 646.36
61305629701 | FXTRP5N5NXNF062 | OM3 12f Interconnect OFNP MPO F/MPO F Ty |  | PC | 1 | 1 | 1 | 1 | 649.52
61305629700 | FXTRP5N5NXNF063 | OM3 12f Interconnect OFNP MPO F/MPO F Ty |  | PC | 1 | 1 | 1 | 1 | 652.68
61305629699 | FXTRP5N5NXNF064 | OM3 12f Interconnect OFNP MPO F/MPO F Ty |  | PC | 1 | 1 | 1 | 1 | 655.86
61305629698 | FXTRP5N5NXNF065 | OM3 12f Interconnect OFNP MPO F/MPO F Ty |  | PC | 1 | 1 | 1 | 1 | 659.02
61305629697 | FXTRP5N5NXNF066 | OM3 12f Interconnect OFNP MPO F/MPO F Ty |  | PC | 1 | 1 | 1 | 1 | 662.18
61305632413 | FXTRP5N5NXNF067 | OM3 12f Interconnect OFNP MPO F/MPO F Ty |  | PC | 1 | 1 | 1 | 1 | 665.36
61305629696 | FXTRP5N5NXNF068 | OM3 12f Interconnect OFNP MPO F/MPO F Ty |  | PC | 1 | 1 | 1 | 1 | 668.54
61305632414 | FXTRP5N5NXNF069 | OM3 12f Interconnect OFNP MPO F/MPO F Ty |  | PC | 1 | 1 | 1 | 1 | 671.7
61305634069 | FXTRP5N5NXNF070 | OM3 12f Interconnect OFNP MPO F/MPO F Ty |  | PC | 1 | 1 | 1 | 1 | 674.86
61305632415 | FXTRP5N5NXNF071 | OM3 12f Interconnect OFNP MPO F/MPO F Ty |  | PC | 1 | 1 | 1 | 1 | 678.02
61305632416 | FXTRP5N5NXNF072 | OM3 12f Interconnect OFNP MPO F/MPO F Ty |  | PC | 1 | 1 | 1 | 1 | 681.2
61305632417 | FXTRP5N5NXNF073 | OM3 12f Interconnect OFNP MPO F/MPO F Ty |  | PC | 1 | 1 | 1 | 1 | 684.36
61305634068 | FXTRP5N5NXNF074 | OM3 12f Interconnect OFNP MPO F/MPO F Ty |  | PC | 1 | 1 | 1 | 1 | 687.52
61305629695 | FXTRP5N5NXNF075 | OM3 12f Interconnect OFNP MPO F/MPO F Ty |  | PC | 1 | 1 | 1 | 1 | 690.68
61305632418 | FXTRP5N5NXNF076 | OM3 12f Interconnect OFNP MPO F/MPO F Ty |  | PC | 1 | 1 | 1 | 1 | 693.86
61305632419 | FXTRP5N5NXNF077 | OM3 12f Interconnect OFNP MPO F/MPO F Ty |  | PC | 1 | 1 | 1 | 1 | 697.02
61305632420 | FXTRP5N5NXNF078 | OM3 12f Interconnect OFNP MPO F/MPO F Ty |  | PC | 1 | 1 | 1 | 1 | 700.2
61305632421 | FXTRP5N5NXNF079 | OM3 12f Interconnect OFNP MPO F/MPO F Ty |  | PC | 1 | 1 | 1 | 1 | 703.36
61305632422 | FXTRP5N5NXNF080 | OM3 12f Interconnect OFNP MPO F/MPO F Ty |  | PC | 1 | 1 | 1 | 1 | 706.54
61305632423 | FXTRP5N5NXNF081 | OM3 12f Interconnect OFNP MPO F/MPO F Ty |  | PC | 1 | 1 | 1 | 1 | 709.7
61305632379 | FXTRP5N5NXNF082 | OM3 12f Interconnect OFNP MPO F/MPO F Ty |  | PC | 1 | 1 | 1 | 1 | 712.86
61305632424 | FXTRP5N5NXNF083 | OM3 12f Interconnect OFNP MPO F/MPO F Ty |  | PC | 1 | 1 | 1 | 1 | 716.02
61305632425 | FXTRP5N5NXNF084 | OM3 12f Interconnect OFNP MPO F/MPO F Ty |  | PC | 1 | 1 | 1 | 1 | 719.2
61305632426 | FXTRP5N5NXNF085 | OM3 12f Interconnect OFNP MPO F/MPO F Ty |  | PC | 1 | 1 | 1 | 1 | 722.36
61305632427 | FXTRP5N5NXNF086 | OM3 12f Interconnect OFNP MPO F/MPO F Ty |  | PC | 1 | 1 | 1 | 1 | 725.52
61305632428 | FXTRP5N5NXNF087 | OM3 12f Interconnect OFNP MPO F/MPO F Ty |  | PC | 1 | 1 | 1 | 1 | 728.68
61305632429 | FXTRP5N5NXNF088 | OM3 12f Interconnect OFNP MPO F/MPO F Ty |  | PC | 1 | 1 | 1 | 1 | 731.86
61305632430 | FXTRP5N5NXNF089 | OM3 12f Interconnect OFNP MPO F/MPO F Ty |  | PC | 1 | 1 | 1 | 1 | 735.04
61305632431 | FXTRP5N5NXNF090 | OM3 12f Interconnect OFNP MPO F/MPO F Ty |  | PC | 1 | 1 | 1 | 1 | 738.2
61305632432 | FXTRP5N5NXNF091 | OM3 12f Interconnect OFNP MPO F/MPO F Ty |  | PC | 1 | 1 | 1 | 1 | 741.36
61305632433 | FXTRP5N5NXNF092 | OM3 12f Interconnect OFNP MPO F/MPO F Ty |  | PC | 1 | 1 | 1 | 1 | 744.54
61305632434 | FXTRP5N5NXNF093 | OM3 12f Interconnect OFNP MPO F/MPO F Ty |  | PC | 1 | 1 | 1 | 1 | 747.7
61305632435 | FXTRP5N5NXNF094 | OM3 12f Interconnect OFNP MPO F/MPO F Ty |  | PC | 1 | 1 | 1 | 1 | 750.86
61305632436 | FXTRP5N5NXNF095 | OM3 12f Interconnect OFNP MPO F/MPO F Ty |  | PC | 1 | 1 | 1 | 1 | 754.02
61305632437 | FXTRP5N5NXNF096 | OM3 12f Interconnect OFNP MPO F/MPO F Ty |  | PC | 1 | 1 | 1 | 1 | 757.2
61305632438 | FXTRP5N5NXNF097 | OM3 12f Interconnect OFNP MPO F/MPO F Ty |  | PC | 1 | 1 | 1 | 1 | 760.36
61305632439 | FXTRP5N5NXNF098 | OM3 12f Interconnect OFNP MPO F/MPO F Ty |  | PC | 1 | 1 | 1 | 1 | 763.52
61305632440 | FXTRP5N5NXNF099 | OM3 12f Interconnect OFNP MPO F/MPO F Ty |  | PC | 1 | 1 | 1 | 1 | 766.68
61305632380 | FXTRP5N5NXNF100 | OM3 12f Interconnect OFNP MPO F/MPO F Ty |  | PC | 1 | 1 | 1 | 1 | 769.88
61305632441 | FXTRP5N5NXNF101 | OM3 12f Interconnect OFNP MPO F/MPO F Ty |  | PC | 1 | 1 | 1 | 1 | 773.04
61305632442 | FXTRP5N5NXNF102 | OM3 12f Interconnect OFNP MPO F/MPO F Ty |  | PC | 1 | 1 | 1 | 1 | 776.2
61305632443 | FXTRP5N5NXNF103 | OM3 12f Interconnect OFNP MPO F/MPO F Ty |  | PC | 1 | 1 | 1 | 1 | 779.36
61305632444 | FXTRP5N5NXNF104 | OM3 12f Interconnect OFNP MPO F/MPO F Ty |  | PC | 1 | 1 | 1 | 1 | 782.54
61305632445 | FXTRP5N5NXNF105 | OM3 12f Interconnect OFNP MPO F/MPO F Ty |  | PC | 1 | 1 | 1 | 1 | 785.7
61305632446 | FXTRP5N5NXNF106 | OM3 12f Interconnect OFNP MPO F/MPO F Ty |  | PC | 1 | 1 | 1 | 1 | 788.86
61305632447 | FXTRP5N5NXNF107 | OM3 12f Interconnect OFNP MPO F/MPO F Ty |  | PC | 1 | 1 | 1 | 1 | 792.02
61305632448 | FXTRP5N5NXNF108 | OM3 12f Interconnect OFNP MPO F/MPO F Ty |  | PC | 1 | 1 | 1 | 1 | 795.2
61305632449 | FXTRP5N5NXNF109 | OM3 12f Interconnect OFNP MPO F/MPO F Ty |  | PC | 1 | 1 | 1 | 1 | 798.36
61305632450 | FXTRP5N5NXNF110 | OM3 12f Interconnect OFNP MPO F/MPO F Ty |  | PC | 1 | 1 | 1 | 1 | 801.52
61305632451 | FXTRP5N5NXNF111 | OM3 12f Interconnect OFNP MPO F/MPO F Ty |  | PC | 1 | 1 | 1 | 1 | 804.68
61305632452 | FXTRP5N5NXNF112 | OM3 12f Interconnect OFNP MPO F/MPO F Ty |  | PC | 1 | 1 | 1 | 1 | 807.88
61305632453 | FXTRP5N5NXNF113 | OM3 12f Interconnect OFNP MPO F/MPO F Ty |  | PC | 1 | 1 | 1 | 1 | 811.04
61305632454 | FXTRP5N5NXNF114 | OM3 12f Interconnect OFNP MPO F/MPO F Ty |  | PC | 1 | 1 | 1 | 1 | 814.2
61305632455 | FXTRP5N5NXNF115 | OM3 12f Interconnect OFNP MPO F/MPO F Ty |  | PC | 1 | 1 | 1 | 1 | 817.36
61305632456 | FXTRP5N5NXNF116 | OM3 12f Interconnect OFNP MPO F/MPO F Ty |  | PC | 1 | 1 | 1 | 1 | 820.54
61305632457 | FXTRP5N5NXNF117 | OM3 12f Interconnect OFNP MPO F/MPO F Ty |  | PC | 1 | 1 | 1 | 1 | 823.7
61305632458 | FXTRP5N5NXNF118 | OM3 12f Interconnect OFNP MPO F/MPO F Ty |  | PC | 1 | 1 | 1 | 1 | 826.86
61305632459 | FXTRP5N5NXNF119 | OM3 12f Interconnect OFNP MPO F/MPO F Ty |  | PC | 1 | 1 | 1 | 1 | 830.02
61305632460 | FXTRP5N5NXNF120 | OM3 12f Interconnect OFNP MPO F/MPO F Ty |  | PC | 1 | 1 | 1 | 1 | 833.2
61305632461 | FXTRP5N5NXNF121 | OM3 12f Interconnect OFNP MPO F/MPO F Ty |  | PC | 1 | 1 | 1 | 1 | 836.36
61305632462 | FXTRP5N5NXNF122 | OM3 12f Interconnect OFNP MPO F/MPO F Ty |  | PC | 1 | 1 | 1 | 1 | 839.52
61305632463 | FXTRP5N5NXNF123 | OM3 12f Interconnect OFNP MPO F/MPO F Ty |  | PC | 1 | 1 | 1 | 1 | 842.7
61305632464 | FXTRP5N5NXNF124 | OM3 12f Interconnect OFNP MPO F/MPO F Ty |  | PC | 1 | 1 | 1 | 1 | 845.88
61305632465 | FXTRP5N5NXNF125 | OM3 12f Interconnect OFNP MPO F/MPO F Ty |  | PC | 1 | 1 | 1 | 1 | 849.04
61305632466 | FXTRP5N5NXNF126 | OM3 12f Interconnect OFNP MPO F/MPO F Ty |  | PC | 1 | 1 | 1 | 1 | 852.2
61305632467 | FXTRP5N5NXNF127 | OM3 12f Interconnect OFNP MPO F/MPO F Ty |  | PC | 1 | 1 | 1 | 1 | 855.36
61305632468 | FXTRP5N5NXNF128 | OM3 12f Interconnect OFNP MPO F/MPO F Ty |  | PC | 1 | 1 | 1 | 1 | 858.54
61305632469 | FXTRP5N5NXNF129 | OM3 12f Interconnect OFNP MPO F/MPO F Ty |  | PC | 1 | 1 | 1 | 1 | 861.7
61305632470 | FXTRP5N5NXNF130 | OM3 12f Interconnect OFNP MPO F/MPO F Ty |  | PC | 1 | 1 | 1 | 1 | 864.86
61305632471 | FXTRP5N5NXNF131 | OM3 12f Interconnect OFNP MPO F/MPO F Ty |  | PC | 1 | 1 | 1 | 1 | 868.02
61305632472 | FXTRP5N5NXNF132 | OM3 12f Interconnect OFNP MPO F/MPO F Ty |  | PC | 1 | 1 | 1 | 1 | 871.2
61305632473 | FXTRP5N5NXNF133 | OM3 12f Interconnect OFNP MPO F/MPO F Ty |  | PC | 1 | 1 | 1 | 1 | 874.36
61305632474 | FXTRP5N5NXNF134 | OM3 12f Interconnect OFNP MPO F/MPO F Ty |  | PC | 1 | 1 | 1 | 1 | 877.54
61305632475 | FXTRP5N5NXNF135 | OM3 12f Interconnect OFNP MPO F/MPO F Ty |  | PC | 1 | 1 | 1 | 1 | 880.7
61305632476 | FXTRP5N5NXNF136 | OM3 12f Interconnect OFNP MPO F/MPO F Ty |  | PC | 1 | 1 | 1 | 1 | 883.88
61305632477 | FXTRP5N5NXNF137 | OM3 12f Interconnect OFNP MPO F/MPO F Ty |  | PC | 1 | 1 | 1 | 1 | 887.04
61305632478 | FXTRP5N5NXNF138 | OM3 12f Interconnect OFNP MPO F/MPO F Ty |  | PC | 1 | 1 | 1 | 1 | 890.2
61305632479 | FXTRP5N5NXNF139 | OM3 12f Interconnect OFNP MPO F/MPO F Ty |  | PC | 1 | 1 | 1 | 1 | 893.36
61305632480 | FXTRP5N5NXNF140 | OM3 12f Interconnect OFNP MPO F/MPO F Ty |  | PC | 1 | 1 | 1 | 1 | 896.54
61305632481 | FXTRP5N5NXNF141 | OM3 12f Interconnect OFNP MPO F/MPO F Ty |  | PC | 1 | 1 | 1 | 1 | 899.7
61305632482 | FXTRP5N5NXNF142 | OM3 12f Interconnect OFNP MPO F/MPO F Ty |  | PC | 1 | 1 | 1 | 1 | 902.86
61305632483 | FXTRP5N5NXNF143 | OM3 12f Interconnect OFNP MPO F/MPO F Ty |  | PC | 1 | 1 | 1 | 1 | 906.02
61305632484 | FXTRP5N5NXNF144 | OM3 12f Interconnect OFNP MPO F/MPO F Ty |  | PC | 1 | 1 | 1 | 1 | 909.2
61305632485 | FXTRP5N5NXNF145 | OM3 12f Interconnect OFNP MPO F/MPO F Ty |  | PC | 1 | 1 | 1 | 1 | 912.38
61305632486 | FXTRP5N5NXNF146 | OM3 12f Interconnect OFNP MPO F/MPO F Ty |  | PC | 1 | 1 | 1 | 1 | 915.54
61305632487 | FXTRP5N5NXNF147 | OM3 12f Interconnect OFNP MPO F/MPO F Ty |  | PC | 1 | 1 | 1 | 1 | 918.7
61305632488 | FXTRP5N5NXNF148 | OM3 12f Interconnect OFNP MPO F/MPO F Ty |  | PC | 1 | 1 | 1 | 1 | 921.88
61305632489 | FXTRP5N5NXNF149 | OM3 12f Interconnect OFNP MPO F/MPO F Ty |  | PC | 1 | 1 | 1 | 1 | 925.04
61305632490 | FXTRP5N5NXNF150 | OM3 12f Interconnect OFNP MPO F/MPO F Ty |  | PC | 1 | 1 | 1 | 1 | 928.2
07498393389 | FXTRP5N5NXNM001 | OM3 12 Fiber Interconnect Plenum MPO Fem | OM3 12 Fiber interconnect plenum, MPO female to MPO female, method A Opt IL. with no pulling eye - 1 meters. | PC | 1 | 1 | 1 | 1 | 463.54
07498393390 | FXTRP5N5NXNM002 | OM3 12 Fiber Interconnect Plenum MPO Fem | OM3 12 Fiber interconnect plenum, MPO female to MPO female, method A Opt IL. with no pulling eye - 2 meters. | PC | 1 | 1 | 1 | 1 | 474
07498393391 | FXTRP5N5NXNM003 | OM3 12 Fiber Interconnect Plenum MPO Fem | OM3 12 Fiber interconnect plenum, MPO female to MPO female, method A Opt IL. with no pulling eye - 3 meters. | PC | 1 | 1 | 1 | 1 | 484.42
07498393393 | FXTRP5N5NXNM004 | OM3 12 Fiber Interconnect Plenum MPO Fem | OM3 12 Fiber interconnect plenum, MPO female to MPO female, method A Opt IL. with no pulling eye - 4 meters. | PC | 1 | 1 | 1 | 1 | 494.84
07498393395 | FXTRP5N5NXNM005 | OM3 12 Fiber Interconnect Plenum MPO Fem | OM3 12 Fiber interconnect plenum, MPO female to MPO female, method A Opt IL. with no pulling eye - 5 meters. | PC | 1 | 1 | 1 | 1 | 505.28
07498393397 | FXTRP5N5NXNM006 | OM3 12 Fiber Interconnect Plenum MPO Fem | OM3 12 Fiber interconnect plenum, MPO female to MPO female, method A Opt IL. with no pulling eye - 6 meters. | PC | 1 | 1 | 1 | 1 | 515.7
07498393399 | FXTRP5N5NXNM007 | OM3 12 Fiber Interconnect Plenum MPO Fem | OM3 12 Fiber interconnect plenum, MPO female to MPO female, method A Opt IL. with no pulling eye - 7 meters. | PC | 1 | 1 | 1 | 1 | 526.1
07498393401 | FXTRP5N5NXNM008 | OM3 12 Fiber Interconnect Plenum MPO Fem | OM3 12 Fiber interconnect plenum, MPO female to MPO female, method A Opt IL. with no pulling eye - 8 meters. | PC | 1 | 1 | 1 | 1 | 536.54
07498393403 | FXTRP5N5NXNM009 | OM3 12 Fiber Interconnect Plenum MPO Fem | OM3 12 Fiber interconnect plenum, MPO female to MPO female, method A Opt IL. with no pulling eye - 9 meters. | PC | 1 | 1 | 1 | 1 | 546.96
07498393404 | FXTRP5N5NXNM010 | OM3 12 Fiber Interconnect Plenum MPO Fem | OM3 12 Fiber interconnect plenum, MPO female to MPO female, method A Opt IL. with no pulling eye - 10 meters. | PC | 1 | 1 | 1 | 1 | 557.4
07498393392 | FXTRP5N5NXNM011 | OM3 12 Fiber Interconnect Plenum MPO Fem | OM3 12 Fiber interconnect plenum, MPO female to MPO female, method A Opt IL. with no pulling eye - 11 meters. | PC | 1 | 1 | 1 | 1 | 567.82
07498393946 | FXTRP5N5NXNM012 | OM3 12 Fiber Interconnect Plenum MPO Fem | OM3 12 Fiber interconnect plenum, MPO female to MPO female, method A Opt IL. with no pulling eye - 12 meters. | PC | 1 | 1 | 1 | 1 | 578.24
07498393394 | FXTRP5N5NXNM013 | OM3 12 Fiber Interconnect Plenum MPO Fem | OM3 12 Fiber interconnect plenum, MPO female to MPO female, method A Opt IL. with no pulling eye - 13 meters. | PC | 1 | 1 | 1 | 1 | 588.68
07498393945 | FXTRP5N5NXNM014 | OM3 12 Fiber Interconnect Plenum MPO Fem | OM3 12 Fiber interconnect plenum, MPO female to MPO female, method A Opt IL. with no pulling eye - 14 meters. | PC | 1 | 1 | 1 | 1 | 599.1
07498393944 | FXTRP5N5NXNM015 | OM3 12 Fiber Interconnect Plenum MPO Fem | OM3 12 Fiber interconnect plenum, MPO female to MPO female, method A Opt IL. with no pulling eye - 15 meters. | PC | 1 | 1 | 1 | 1 | 609.5
07498393396 | FXTRP5N5NXNM016 | OM3 12 Fiber Interconnect Plenum MPO Fem | OM3 12 Fiber interconnect plenum, MPO female to MPO female, method A Opt IL. with no pulling eye - 16 meters. | PC | 1 | 1 | 1 | 1 | 619.94
07498393943 | FXTRP5N5NXNM017 | OM3 12 Fiber Interconnect Plenum MPO Fem | OM3 12 Fiber interconnect plenum, MPO female to MPO female, method A Opt IL. with no pulling eye - 17 meters. | PC | 1 | 1 | 1 | 1 | 630.36
07498393942 | FXTRP5N5NXNM018 | OM3 12 Fiber Interconnect Plenum MPO Fem | OM3 12 Fiber interconnect plenum, MPO female to MPO female, method A Opt IL. with no pulling eye - 18 meters. | PC | 1 | 1 | 1 | 1 | 640.78
07498393398 | FXTRP5N5NXNM019 | OM3 12 Fiber Interconnect Plenum MPO Fem | OM3 12 Fiber interconnect plenum, MPO female to MPO female, method A Opt IL. with no pulling eye - 19 meters. | PC | 1 | 1 | 1 | 1 | 651.22
07498393400 | FXTRP5N5NXNM020 | OM3 12 Fiber Interconnect Plenum MPO Fem | OM3 12 Fiber interconnect plenum, MPO female to MPO female, method A Opt IL. with no pulling eye - 20 meters. | PC | 1 | 1 | 1 | 1 | 661.64
07498393402 | FXTRP5N5NXNM021 | OM3 12 Fiber Interconnect Plenum MPO Fem | OM3 12 Fiber interconnect plenum, MPO female to MPO female, method A Opt IL. with no pulling eye - 21 meters. | PC | 1 | 1 | 1 | 1 | 672.06
07498393928 | FXTRP5N5NXNM022 | OM3 12 Fiber Interconnect Plenum MPO Fem | OM3 12 Fiber interconnect plenum, MPO female to MPO female, method A Opt IL. with no pulling eye - 22 meters. | PC | 1 | 1 | 1 | 1 | 682.52
07498393405 | FXTRP5N5NXNM023 | OM3 12 Fiber Interconnect Plenum MPO Fem |  | PC | 1 | 1 | 1 | 1 | 692.92
07498393406 | FXTRP5N5NXNM024 | OM3 12 Fiber Interconnect Plenum MPO Fem | OM3 12 Fiber interconnect plenum, MPO female to MPO female, method A Opt IL. with no pulling eye - 24 meters. | PC | 1 | 1 | 1 | 1 | 703.36
07498393407 | FXTRP5N5NXNM025 | OM3 12 Fiber Interconnect Plenum MPO Fem |  | PC | 1 | 1 | 1 | 1 | 713.78
07498393905 | FXTRP5N5NXNM026 | OM3 12 Fiber Interconnect Plenum MPO Fem | OM3 12 Fiber interconnect plenum, MPO female to MPO female, method A Opt IL. with no pulling eye - 26 meters. | PC | 1 | 1 | 1 | 1 | 724.2
07498393906 | FXTRP5N5NXNM027 | OM3 12 Fiber Interconnect Plenum MPO Fem | OM3 12 Fiber interconnect plenum, MPO female to MPO female, method A Opt IL. with no pulling eye - 27 meters. | PC | 1 | 1 | 1 | 1 | 734.64
07498393410 | FXTRP5N5NXNM028 | OM3 12 Fiber Interconnect Plenum MPO Fem |  | PC | 1 | 1 | 1 | 1 | 745.06
07498393408 | FXTRP5N5NXNM029 | OM3 12 Fiber Interconnect Plenum MPO Fem | OM3 12 Fiber interconnect plenum, MPO female to MPO female, method A Opt IL. with no pulling eye - 29 meters. | PC | 1 | 1 | 1 | 1 | 755.48
07498393409 | FXTRP5N5NXNM030 | OM3 12 Fiber Interconnect Plenum MPO Fem | OM3 12 Fiber interconnect plenum, MPO female to MPO female, method A Opt IL. with no pulling eye - 30 meters. | PC | 1 | 1 | 1 | 1 | 765.9
07498393411 | FXTRP5N5NXNM031 | OM3 12 Fiber Interconnect Plenum MPO Fem | OM3 12 Fiber interconnect plenum, MPO female to MPO female, method A Opt IL. with no pulling eye - 31 meters. | PC | 1 | 1 | 1 | 1 | 776.32
07498393412 | FXTRP5N5NXNM032 | OM3 12 Fiber Interconnect Plenum MPO Fem | OM3 12 Fiber interconnect plenum, MPO female to MPO female, method A Opt IL. with no pulling eye - 32 meters. | PC | 1 | 1 | 1 | 1 | 786.74
07498393413 | FXTRP5N5NXNM033 | OM3 12 Fiber Interconnect Plenum MPO Fem | OM3 12 Fiber interconnect plenum, MPO female to MPO female, method A Opt IL. with no pulling eye - 33 meters. | PC | 1 | 1 | 1 | 1 | 797.18
07498393907 | FXTRP5N5NXNM034 | OM3 12 Fiber Interconnect Plenum MPO Fem | OM3 12 Fiber interconnect plenum, MPO female to MPO female, method A Opt IL. with no pulling eye - 34 meters. | PC | 1 | 1 | 1 | 1 | 807.6
61305634212 | FXTRP5N5NXNM035 | OM3 12 Fiber Interconnect Plenum MPO Fem | OM3 12 Fiber interconnect plenum, MPO female to MPO female, method A Opt IL. with no pulling eye - 35 meters. | PC | 1 | 1 | 1 | 1 | 818.02
07498393414 | FXTRP5N5NXNM036 | OM3 12 Fiber Interconnect Plenum MPO Fem | OM3 12 Fiber interconnect plenum, MPO female to MPO female, method A Opt IL. with no pulling eye - 36 meters. | PC | 1 | 1 | 1 | 1 | 828.46
07498393417 | FXTRP5N5NXNM037 | OM3 12 Fiber Interconnect Plenum MPO Fem | OM3 12 Fiber interconnect plenum, MPO female to MPO female, method A Opt IL. with no pulling eye - 37 meters. | PC | 1 | 1 | 1 | 1 | 838.88
07498393418 | FXTRP5N5NXNM038 | OM3 12 Fiber Interconnect Plenum MPO Fem | OM3 12 Fiber interconnect plenum, MPO female to MPO female, method A Opt IL. with no pulling eye - 38 meters. | PC | 1 | 1 | 1 | 1 | 849.3
07498393419 | FXTRP5N5NXNM039 | OM3 12 Fiber Interconnect Plenum MPO Fem | OM3 12 Fiber interconnect plenum, MPO female to MPO female, method A Opt IL. with no pulling eye - 39 meters. | PC | 1 | 1 | 1 | 1 | 859.72
07498393420 | FXTRP5N5NXNM040 | OM3 12 Fiber Interconnect Plenum MPO Fem | OM3 12 Fiber interconnect plenum, MPO female to MPO female, method A Opt IL. with no pulling eye - 40 meters. | PC | 1 | 1 | 1 | 1 | 870.14
07498393421 | FXTRP5N5NXNM041 | OM3 12 Fiber Interconnect Plenum MPO Fem | OM3 12 Fiber interconnect plenum, MPO female to MPO female, method A Opt IL. with no pulling eye - 41 meters. | PC | 1 | 1 | 1 | 1 | 880.58
07498393422 | FXTRP5N5NXNM042 | OM3 12 Fiber Interconnect Plenum MPO Fem | OM3 12 Fiber interconnect plenum, MPO female to MPO female, method A Opt IL. with no pulling eye - 42 meters. | PC | 1 | 1 | 1 | 1 | 891
07498393423 | FXTRP5N5NXNM043 | OM3 12 Fiber Interconnect Plenum MPO Fem | OM3 12 Fiber interconnect plenum, MPO female to MPO female, method A Opt IL. with no pulling eye - 43 meters. | PC | 1 | 1 | 1 | 1 | 901.44
07498393424 | FXTRP5N5NXNM044 | OM3 12 Fiber Interconnect Plenum MPO Fem | OM3 12 Fiber interconnect plenum, MPO female to MPO female, method A Opt IL. with no pulling eye - 44 meters. | PC | 1 | 1 | 1 | 1 | 911.88
07498393425 | FXTRP5N5NXNM045 | OM3 12 Fiber Interconnect Plenum MPO Fem | OM3 12 Fiber interconnect plenum, MPO female to MPO female, method A Opt IL. with no pulling eye - 45 meters. | PC | 1 | 1 | 1 | 1 | 922.28
07498393426 | FXTRP5N5NXNM046 | OM3 12 Fiber Interconnect Plenum MPO Fem | OM3 12 Fiber interconnect plenum, MPO female to MPO female, method A Opt IL. with no pulling eye - 46 meters. | PC | 1 | 1 | 1 | 1 | 932.7
07498393427 | FXTRP5N5NXNM047 | OM3 12 Fiber Interconnect Plenum MPO Fem | OM3 12 Fiber interconnect plenum, MPO female to MPO female, method A Opt IL. with no pulling eye - 47 meters. | PC | 1 | 1 | 1 | 1 | 943.14
07498393428 | FXTRP5N5NXNM048 | OM3 12 Fiber Interconnect Plenum MPO Fem | OM3 12 Fiber Interconnect Plenum MPO Female to MPO Female Method A Opt IL. with no Pulling Eye - 48 Meters | PC | 1 | 1 | 1 | 1 | 953.56
07498393429 | FXTRP5N5NXNM049 | OM3 12 Fiber Interconnect Plenum MPO Fem | OM3 12 Fiber Interconnect Plenum MPO Female to MPO Female Method A Opt IL. with no Pulling Eye - 49 Meters | PC | 1 | 1 | 1 | 1 | 963.98
07498393430 | FXTRP5N5NXNM050 | OM3 12 Fiber Interconnect Plenum MPO Fem | OM3 12 Fiber Interconnect Plenum MPO Female to MPO Female Method A Opt IL. with no Pulling Eye - 50 Meters | PC | 1 | 1 | 1 | 1 | 974.42
61305633505 | FXTRP5N5NYNF003 | OM3 12f Interconnect OFNP MPO F/MPO F Ty |  | PC | 1 | 1 | 1 | 1 | 462.68
61305633506 | FXTRP5N5NYNF004 | OM3 12f Interconnect OFNP MPO F/MPO F Ty |  | PC | 1 | 1 | 1 | 1 | 465.86
61305633507 | FXTRP5N5NYNF005 | OM3 12f Interconnect OFNP MPO F/MPO F Ty |  | PC | 1 | 1 | 1 | 1 | 469.02
61305633508 | FXTRP5N5NYNF006 | OM3 12f Interconnect OFNP MPO F/MPO F Ty |  | PC | 1 | 1 | 1 | 1 | 472.18
61305633509 | FXTRP5N5NYNF007 | OM3 12f Interconnect OFNP MPO F/MPO F Ty |  | PC | 1 | 1 | 1 | 1 | 475.34
61305633510 | FXTRP5N5NYNF008 | OM3 12f Interconnect OFNP MPO F/MPO F Ty |  | PC | 1 | 1 | 1 | 1 | 478.52
61305633511 | FXTRP5N5NYNF009 | OM3 12f Interconnect OFNP MPO F/MPO F Ty |  | PC | 1 | 1 | 1 | 1 | 481.68
61305633512 | FXTRP5N5NYNF010 | OM3 12f Interconnect OFNP MPO F/MPO F Ty |  | PC | 1 | 1 | 1 | 1 | 484.84
61305633514 | FXTRP5N5NYNF011 | OM3 12f Interconnect OFNP MPO F/MPO F Ty |  | PC | 1 | 1 | 1 | 1 | 488
61305633515 | FXTRP5N5NYNF012 | OM3 12f Interconnect OFNP MPO F/MPO F Ty |  | PC | 1 | 1 | 1 | 1 | 491.2
61305633516 | FXTRP5N5NYNF013 | OM3 12f Interconnect OFNP MPO F/MPO F Ty |  | PC | 1 | 1 | 1 | 1 | 494.36
61305633517 | FXTRP5N5NYNF014 | OM3 12f Interconnect OFNP MPO F/MPO F Ty |  | PC | 1 | 1 | 1 | 1 | 497.52
61305633518 | FXTRP5N5NYNF015 | OM3 12f Interconnect OFNP MPO F/MPO F Ty |  | PC | 1 | 1 | 1 | 1 | 500.68
61305633519 | FXTRP5N5NYNF016 | OM3 12f Interconnect OFNP MPO F/MPO F Ty |  | PC | 1 | 1 | 1 | 1 | 503.86
61305633520 | FXTRP5N5NYNF017 | OM3 12f Interconnect OFNP MPO F/MPO F Ty |  | PC | 1 | 1 | 1 | 1 | 507.02
61305633521 | FXTRP5N5NYNF018 | OM3 12f Interconnect OFNP MPO F/MPO F Ty |  | PC | 1 | 1 | 1 | 1 | 510.18
61305633522 | FXTRP5N5NYNF019 | OM3 12f Interconnect OFNP MPO F/MPO F Ty |  | PC | 1 | 1 | 1 | 1 | 513.34
61305633523 | FXTRP5N5NYNF020 | OM3 12f Interconnect OFNP MPO F/MPO F Ty |  | PC | 1 | 1 | 1 | 1 | 516.52
61305633524 | FXTRP5N5NYNF021 | OM3 12f Interconnect OFNP MPO F/MPO F Ty |  | PC | 1 | 1 | 1 | 1 | 519.68
61305633525 | FXTRP5N5NYNF022 | OM3 12f Interconnect OFNP MPO F/MPO F Ty |  | PC | 1 | 1 | 1 | 1 | 522.84
61305633526 | FXTRP5N5NYNF023 | OM3 12f Interconnect OFNP MPO F/MPO F Ty |  | PC | 1 | 1 | 1 | 1 | 526.02
61305633527 | FXTRP5N5NYNF024 | OM3 12f Interconnect OFNP MPO F/MPO F Ty |  | PC | 1 | 1 | 1 | 1 | 529.2
61305633528 | FXTRP5N5NYNF025 | OM3 12f Interconnect OFNP MPO F/MPO F Ty |  | PC | 1 | 1 | 1 | 1 | 532.36
61305633529 | FXTRP5N5NYNF026 | OM3 12f Interconnect OFNP MPO F/MPO F Ty |  | PC | 1 | 1 | 1 | 1 | 535.52
61305633530 | FXTRP5N5NYNF027 | OM3 12f Interconnect OFNP MPO F/MPO F Ty |  | PC | 1 | 1 | 1 | 1 | 538.68
61305633531 | FXTRP5N5NYNF028 | OM3 12f Interconnect OFNP MPO F/MPO F Ty |  | PC | 1 | 1 | 1 | 1 | 541.86
61305633532 | FXTRP5N5NYNF029 | OM3 12f Interconnect OFNP MPO F/MPO F Ty |  | PC | 1 | 1 | 1 | 1 | 545.02
61305633533 | FXTRP5N5NYNF030 | OM3 12f Interconnect OFNP MPO F/MPO F Ty |  | PC | 1 | 1 | 1 | 1 | 548.18
61305633534 | FXTRP5N5NYNF031 | OM3 12f Interconnect OFNP MPO F/MPO F Ty |  | PC | 1 | 1 | 1 | 1 | 551.34
61305633535 | FXTRP5N5NYNF032 | OM3 12f Interconnect OFNP MPO F/MPO F Ty |  | PC | 1 | 1 | 1 | 1 | 554.52
61305633536 | FXTRP5N5NYNF033 | OM3 12f Interconnect OFNP MPO F/MPO F Ty |  | PC | 1 | 1 | 1 | 1 | 557.68
61305633537 | FXTRP5N5NYNF034 | OM3 12f Interconnect OFNP MPO F/MPO F Ty |  | PC | 1 | 1 | 1 | 1 | 560.86
61305633538 | FXTRP5N5NYNF035 | OM3 12f Interconnect OFNP MPO F/MPO F Ty |  | PC | 1 | 1 | 1 | 1 | 564.02
61305633539 | FXTRP5N5NYNF036 | OM3 12f Interconnect OFNP MPO F/MPO F Ty |  | PC | 1 | 1 | 1 | 1 | 567.2
61305633540 | FXTRP5N5NYNF037 | OM3 12f Interconnect OFNP MPO F/MPO F Ty |  | PC | 1 | 1 | 1 | 1 | 570.36
61305633541 | FXTRP5N5NYNF038 | OM3 12f Interconnect OFNP MPO F/MPO F Ty |  | PC | 1 | 1 | 1 | 1 | 573.52
61305633542 | FXTRP5N5NYNF039 | OM3 12f Interconnect OFNP MPO F/MPO F Ty |  | PC | 1 | 1 | 1 | 1 | 576.68
61305633543 | FXTRP5N5NYNF040 | OM3 12f Interconnect OFNP MPO F/MPO F Ty |  | PC | 1 | 1 | 1 | 1 | 579.86
61305633544 | FXTRP5N5NYNF041 | OM3 12f Interconnect OFNP MPO F/MPO F Ty |  | PC | 1 | 1 | 1 | 1 | 583.02
61305633545 | FXTRP5N5NYNF042 | OM3 12f Interconnect OFNP MPO F/MPO F Ty |  | PC | 1 | 1 | 1 | 1 | 586.18
61305633564 | FXTRP5N5NYNF043 | OM3 12f Interconnect OFNP MPO F/MPO F Ty |  | PC | 1 | 1 | 1 | 1 | 589.34
61305633565 | FXTRP5N5NYNF044 | OM3 12f Interconnect OFNP MPO F/MPO F Ty |  | PC | 1 | 1 | 1 | 1 | 592.52
61305633566 | FXTRP5N5NYNF045 | OM3 12f Interconnect OFNP MPO F/MPO F Ty |  | PC | 1 | 1 | 1 | 1 | 595.7
61305633567 | FXTRP5N5NYNF046 | OM3 12f Interconnect OFNP MPO F/MPO F Ty |  | PC | 1 | 1 | 1 | 1 | 598.86
61305633568 | FXTRP5N5NYNF047 | OM3 12f Interconnect OFNP MPO F/MPO F Ty |  | PC | 1 | 1 | 1 | 1 | 602.02
61305633569 | FXTRP5N5NYNF048 | OM3 12f Interconnect OFNP MPO F/MPO F Ty |  | PC | 1 | 1 | 1 | 1 | 605.2
61305633570 | FXTRP5N5NYNF049 | OM3 12f Interconnect OFNP MPO F/MPO F Ty |  | PC | 1 | 1 | 1 | 1 | 608.36
61305633571 | FXTRP5N5NYNF050 | OM3 12f Interconnect OFNP MPO F/MPO F Ty |  | PC | 1 | 1 | 1 | 1 | 611.52
61305633572 | FXTRP5N5NYNF051 | OM3 12f Interconnect OFNP MPO F/MPO F Ty |  | PC | 1 | 1 | 1 | 1 | 614.68
61305633573 | FXTRP5N5NYNF052 | OM3 12f Interconnect OFNP MPO F/MPO F Ty |  | PC | 1 | 1 | 1 | 1 | 617.86
61305633574 | FXTRP5N5NYNF053 | OM3 12f Interconnect OFNP MPO F/MPO F Ty |  | PC | 1 | 1 | 1 | 1 | 621.02
61305633575 | FXTRP5N5NYNF054 | OM3 12f Interconnect OFNP MPO F/MPO F Ty |  | PC | 1 | 1 | 1 | 1 | 624.18
61305633576 | FXTRP5N5NYNF055 | OM3 12f Interconnect OFNP MPO F/MPO F Ty |  | PC | 1 | 1 | 1 | 1 | 627.34
61305633577 | FXTRP5N5NYNF056 | OM3 12f Interconnect OFNP MPO F/MPO F Ty |  | PC | 1 | 1 | 1 | 1 | 630.54
61305633578 | FXTRP5N5NYNF057 | OM3 12f Interconnect OFNP MPO F/MPO F Ty |  | PC | 1 | 1 | 1 | 1 | 633.7
61305633579 | FXTRP5N5NYNF058 | OM3 12f Interconnect OFNP MPO F/MPO F Ty |  | PC | 1 | 1 | 1 | 1 | 636.86
61305633580 | FXTRP5N5NYNF059 | OM3 12f Interconnect OFNP MPO F/MPO F Ty |  | PC | 1 | 1 | 1 | 1 | 640.02
61305633581 | FXTRP5N5NYNF060 | OM3 12f Interconnect OFNP MPO F/MPO F Ty |  | PC | 1 | 1 | 1 | 1 | 643.2
61305633582 | FXTRP5N5NYNF061 | OM3 12f Interconnect OFNP MPO F/MPO F Ty |  | PC | 1 | 1 | 1 | 1 | 646.36
61305633583 | FXTRP5N5NYNF062 | OM3 12f Interconnect OFNP MPO F/MPO F Ty |  | PC | 1 | 1 | 1 | 1 | 649.52
61305633584 | FXTRP5N5NYNF063 | OM3 12f Interconnect OFNP MPO F/MPO F Ty |  | PC | 1 | 1 | 1 | 1 | 652.68
61305633585 | FXTRP5N5NYNF064 | OM3 12f Interconnect OFNP MPO F/MPO F Ty |  | PC | 1 | 1 | 1 | 1 | 655.86
61305633586 | FXTRP5N5NYNF065 | OM3 12f Interconnect OFNP MPO F/MPO F Ty |  | PC | 1 | 1 | 1 | 1 | 659.02
61305633587 | FXTRP5N5NYNF066 | OM3 12f Interconnect OFNP MPO F/MPO F Ty |  | PC | 1 | 1 | 1 | 1 | 662.18
61305633588 | FXTRP5N5NYNF067 | OM3 12f Interconnect OFNP MPO F/MPO F Ty |  | PC | 1 | 1 | 1 | 1 | 665.36
61305633589 | FXTRP5N5NYNF068 | OM3 12f Interconnect OFNP MPO F/MPO F Ty |  | PC | 1 | 1 | 1 | 1 | 668.54
61305633590 | FXTRP5N5NYNF069 | OM3 12f Interconnect OFNP MPO F/MPO F Ty |  | PC | 1 | 1 | 1 | 1 | 671.7
61305633591 | FXTRP5N5NYNF070 | OM3 12f Interconnect OFNP MPO F/MPO F Ty |  | PC | 1 | 1 | 1 | 1 | 674.86
61305633592 | FXTRP5N5NYNF071 | OM3 12f Interconnect OFNP MPO F/MPO F Ty |  | PC | 1 | 1 | 1 | 1 | 678.02
61305633593 | FXTRP5N5NYNF072 | OM3 12f Interconnect OFNP MPO F/MPO F Ty |  | PC | 1 | 1 | 1 | 1 | 681.2
61305633594 | FXTRP5N5NYNF073 | OM3 12f Interconnect OFNP MPO F/MPO F Ty |  | PC | 1 | 1 | 1 | 1 | 684.36
61305633595 | FXTRP5N5NYNF074 | OM3 12f Interconnect OFNP MPO F/MPO F Ty |  | PC | 1 | 1 | 1 | 1 | 687.52
61305633596 | FXTRP5N5NYNF075 | OM3 12f Interconnect OFNP MPO F/MPO F Ty |  | PC | 1 | 1 | 1 | 1 | 690.68
61305633597 | FXTRP5N5NYNF076 | OM3 12f Interconnect OFNP MPO F/MPO F Ty |  | PC | 1 | 1 | 1 | 1 | 693.86
61305633598 | FXTRP5N5NYNF077 | OM3 12f Interconnect OFNP MPO F/MPO F Ty |  | PC | 1 | 1 | 1 | 1 | 697.02
61305633599 | FXTRP5N5NYNF078 | OM3 12f Interconnect OFNP MPO F/MPO F Ty |  | PC | 1 | 1 | 1 | 1 | 700.2
61305633600 | FXTRP5N5NYNF079 | OM3 12f Interconnect OFNP MPO F/MPO F Ty |  | PC | 1 | 1 | 1 | 1 | 703.36
61305633601 | FXTRP5N5NYNF080 | OM3 12f Interconnect OFNP MPO F/MPO F Ty |  | PC | 1 | 1 | 1 | 1 | 706.54
61305633602 | FXTRP5N5NYNF081 | OM3 12f Interconnect OFNP MPO F/MPO F Ty |  | PC | 1 | 1 | 1 | 1 | 709.7
61305633603 | FXTRP5N5NYNF082 | OM3 12f Interconnect OFNP MPO F/MPO F Ty |  | PC | 1 | 1 | 1 | 1 | 712.86
61305633609 | FXTRP5N5NYNF083 | OM3 12f Interconnect OFNP MPO F/MPO F Ty |  | PC | 1 | 1 | 1 | 1 | 716.02
61305633610 | FXTRP5N5NYNF084 | OM3 12f Interconnect OFNP MPO F/MPO F Ty |  | PC | 1 | 1 | 1 | 1 | 719.2
61305633611 | FXTRP5N5NYNF085 | OM3 12f Interconnect OFNP MPO F/MPO F Ty |  | PC | 1 | 1 | 1 | 1 | 722.36
61305633604 | FXTRP5N5NYNF086 | OM3 12f Interconnect OFNP MPO F/MPO F Ty |  | PC | 1 | 1 | 1 | 1 | 725.52
61305633605 | FXTRP5N5NYNF087 | OM3 12f Interconnect OFNP MPO F/MPO F Ty |  | PC | 1 | 1 | 1 | 1 | 728.68
61305633606 | FXTRP5N5NYNF088 | OM3 12f Interconnect OFNP MPO F/MPO F Ty |  | PC | 1 | 1 | 1 | 1 | 731.86
61305633607 | FXTRP5N5NYNF089 | OM3 12f Interconnect OFNP MPO F/MPO F Ty |  | PC | 1 | 1 | 1 | 1 | 735.04
61305633608 | FXTRP5N5NYNF090 | OM3 12f Interconnect OFNP MPO F/MPO F Ty |  | PC | 1 | 1 | 1 | 1 | 738.2
61305633612 | FXTRP5N5NYNF091 | OM3 12f Interconnect OFNP MPO F/MPO F Ty |  | PC | 1 | 1 | 1 | 1 | 741.36
61305633613 | FXTRP5N5NYNF092 | OM3 12f Interconnect OFNP MPO F/MPO F Ty |  | PC | 1 | 1 | 1 | 1 | 744.54
61305633614 | FXTRP5N5NYNF093 | OM3 12f Interconnect OFNP MPO F/MPO F Ty |  | PC | 1 | 1 | 1 | 1 | 747.7
61305633615 | FXTRP5N5NYNF094 | OM3 12f Interconnect OFNP MPO F/MPO F Ty |  | PC | 1 | 1 | 1 | 1 | 750.86
61305633616 | FXTRP5N5NYNF095 | OM3 12f Interconnect OFNP MPO F/MPO F Ty |  | PC | 1 | 1 | 1 | 1 | 754.02
61305633617 | FXTRP5N5NYNF096 | OM3 12f Interconnect OFNP MPO F/MPO F Ty |  | PC | 1 | 1 | 1 | 1 | 757.2
61305633618 | FXTRP5N5NYNF097 | OM3 12f Interconnect OFNP MPO F/MPO F Ty |  | PC | 1 | 1 | 1 | 1 | 760.36
61305633619 | FXTRP5N5NYNF098 | OM3 12f Interconnect OFNP MPO F/MPO F Ty |  | PC | 1 | 1 | 1 | 1 | 763.52
61305633621 | FXTRP5N5NYNF099 | OM3 12f Interconnect OFNP MPO F/MPO F Ty |  | PC | 1 | 1 | 1 | 1 | 766.68
61305633622 | FXTRP5N5NYNF100 | OM3 12f Interconnect OFNP MPO F/MPO F Ty |  | PC | 1 | 1 | 1 | 1 | 769.88
61305633623 | FXTRP5N5NYNF101 | OM3 12f Interconnect OFNP MPO F/MPO F Ty |  | PC | 1 | 1 | 1 | 1 | 773.04
61305633624 | FXTRP5N5NYNF102 | OM3 12f Interconnect OFNP MPO F/MPO F Ty |  | PC | 1 | 1 | 1 | 1 | 776.2
61305633625 | FXTRP5N5NYNF103 | OM3 12f Interconnect OFNP MPO F/MPO F Ty |  | PC | 1 | 1 | 1 | 1 | 779.36
61305633626 | FXTRP5N5NYNF104 | OM3 12f Interconnect OFNP MPO F/MPO F Ty |  | PC | 1 | 1 | 1 | 1 | 782.54
61305633627 | FXTRP5N5NYNF105 | OM3 12f Interconnect OFNP MPO F/MPO F Ty |  | PC | 1 | 1 | 1 | 1 | 785.7
61305633628 | FXTRP5N5NYNF106 | OM3 12f Interconnect OFNP MPO F/MPO F Ty |  | PC | 1 | 1 | 1 | 1 | 788.86
61305633629 | FXTRP5N5NYNF107 | OM3 12f Interconnect OFNP MPO F/MPO F Ty |  | PC | 1 | 1 | 1 | 1 | 792.02
61305633630 | FXTRP5N5NYNF108 | OM3 12f Interconnect OFNP MPO F/MPO F Ty |  | PC | 1 | 1 | 1 | 1 | 795.2
61305633631 | FXTRP5N5NYNF109 | OM3 12f Interconnect OFNP MPO F/MPO F Ty |  | PC | 1 | 1 | 1 | 1 | 798.36
61305633632 | FXTRP5N5NYNF110 | OM3 12f Interconnect OFNP MPO F/MPO F Ty |  | PC | 1 | 1 | 1 | 1 | 801.52
61305633633 | FXTRP5N5NYNF111 | OM3 12f Interconnect OFNP MPO F/MPO F Ty |  | PC | 1 | 1 | 1 | 1 | 804.68
61305633634 | FXTRP5N5NYNF112 | OM3 12f Interconnect OFNP MPO F/MPO F Ty |  | PC | 1 | 1 | 1 | 1 | 807.88
61305633635 | FXTRP5N5NYNF113 | OM3 12f Interconnect OFNP MPO F/MPO F Ty |  | PC | 1 | 1 | 1 | 1 | 811.04
61305633636 | FXTRP5N5NYNF114 | OM3 12f Interconnect OFNP MPO F/MPO F Ty |  | PC | 1 | 1 | 1 | 1 | 814.2
61305633637 | FXTRP5N5NYNF115 | OM3 12f Interconnect OFNP MPO F/MPO F Ty |  | PC | 1 | 1 | 1 | 1 | 817.36
61305633638 | FXTRP5N5NYNF116 | OM3 12f Interconnect OFNP MPO F/MPO F Ty |  | PC | 1 | 1 | 1 | 1 | 820.54
61305633639 | FXTRP5N5NYNF117 | OM3 12f Interconnect OFNP MPO F/MPO F Ty |  | PC | 1 | 1 | 1 | 1 | 823.7
61305633640 | FXTRP5N5NYNF118 | OM3 12f Interconnect OFNP MPO F/MPO F Ty |  | PC | 1 | 1 | 1 | 1 | 826.86
61305633654 | FXTRP5N5NYNF119 | OM3 12f Interconnect OFNP MPO F/MPO F Ty |  | PC | 1 | 1 | 1 | 1 | 830.02
61305633641 | FXTRP5N5NYNF120 | OM3 12f Interconnect OFNP MPO F/MPO F Ty |  | PC | 1 | 1 | 1 | 1 | 833.2
61305633642 | FXTRP5N5NYNF121 | OM3 12f Interconnect OFNP MPO F/MPO F Ty |  | PC | 1 | 1 | 1 | 1 | 836.36
61305633643 | FXTRP5N5NYNF122 | OM3 12f Interconnect OFNP MPO F/MPO F Ty |  | PC | 1 | 1 | 1 | 1 | 839.52
61305633647 | FXTRP5N5NYNF123 | OM3 12f Interconnect OFNP MPO F/MPO F Ty |  | PC | 1 | 1 | 1 | 1 | 842.7
61305633648 | FXTRP5N5NYNF124 | OM3 12f Interconnect OFNP MPO F/MPO F Ty |  | PC | 1 | 1 | 1 | 1 | 845.88
61305633649 | FXTRP5N5NYNF125 | OM3 12f Interconnect OFNP MPO F/MPO F Ty |  | PC | 1 | 1 | 1 | 1 | 849.04
61305633650 | FXTRP5N5NYNF126 | OM3 12f Interconnect OFNP MPO F/MPO F Ty |  | PC | 1 | 1 | 1 | 1 | 852.2
61305633651 | FXTRP5N5NYNF127 | OM3 12f Interconnect OFNP MPO F/MPO F Ty |  | PC | 1 | 1 | 1 | 1 | 855.36
61305633652 | FXTRP5N5NYNF128 | OM3 12f Interconnect OFNP MPO F/MPO F Ty |  | PC | 1 | 1 | 1 | 1 | 858.54
61305633653 | FXTRP5N5NYNF129 | OM3 12f Interconnect OFNP MPO F/MPO F Ty |  | PC | 1 | 1 | 1 | 1 | 861.7
61305633655 | FXTRP5N5NYNF130 | OM3 12f Interconnect OFNP MPO F/MPO F Ty |  | PC | 1 | 1 | 1 | 1 | 864.86
61305633657 | FXTRP5N5NYNF131 | OM3 12f Interconnect OFNP MPO F/MPO F Ty |  | PC | 1 | 1 | 1 | 1 | 868.02
61305633659 | FXTRP5N5NYNF132 | OM3 12f Interconnect OFNP MPO F/MPO F Ty |  | PC | 1 | 1 | 1 | 1 | 871.2
61305633661 | FXTRP5N5NYNF133 | OM3 12f Interconnect OFNP MPO F/MPO F Ty |  | PC | 1 | 1 | 1 | 1 | 874.36
61305633663 | FXTRP5N5NYNF134 | OM3 12f Interconnect OFNP MPO F/MPO F Ty |  | PC | 1 | 1 | 1 | 1 | 877.54
61305633665 | FXTRP5N5NYNF135 | OM3 12f Interconnect OFNP MPO F/MPO F Ty |  | PC | 1 | 1 | 1 | 1 | 880.7
61305633667 | FXTRP5N5NYNF136 | OM3 12f Interconnect OFNP MPO F/MPO F Ty |  | PC | 1 | 1 | 1 | 1 | 883.88
61305633669 | FXTRP5N5NYNF137 | OM3 12f Interconnect OFNP MPO F/MPO F Ty |  | PC | 1 | 1 | 1 | 1 | 887.04
61305633671 | FXTRP5N5NYNF138 | OM3 12f Interconnect OFNP MPO F/MPO F Ty |  | PC | 1 | 1 | 1 | 1 | 890.2
61305633672 | FXTRP5N5NYNF139 | OM3 12f Interconnect OFNP MPO F/MPO F Ty |  | PC | 1 | 1 | 1 | 1 | 893.36
61305633673 | FXTRP5N5NYNF140 | OM3 12f Interconnect OFNP MPO F/MPO F Ty |  | PC | 1 | 1 | 1 | 1 | 896.54
61305633674 | FXTRP5N5NYNF141 | OM3 12f Interconnect OFNP MPO F/MPO F Ty |  | PC | 1 | 1 | 1 | 1 | 899.7
61305633675 | FXTRP5N5NYNF142 | OM3 12f Interconnect OFNP MPO F/MPO F Ty |  | PC | 1 | 1 | 1 | 1 | 902.86
61305633676 | FXTRP5N5NYNF143 | OM3 12f Interconnect OFNP MPO F/MPO F Ty |  | PC | 1 | 1 | 1 | 1 | 906.02
61305633677 | FXTRP5N5NYNF144 | OM3 12f Interconnect OFNP MPO F/MPO F Ty |  | PC | 1 | 1 | 1 | 1 | 909.2
61305633678 | FXTRP5N5NYNF145 | OM3 12f Interconnect OFNP MPO F/MPO F Ty |  | PC | 1 | 1 | 1 | 1 | 912.38
61305633679 | FXTRP5N5NYNF146 | OM3 12f Interconnect OFNP MPO F/MPO F Ty |  | PC | 1 | 1 | 1 | 1 | 915.54
61305633680 | FXTRP5N5NYNF147 | OM3 12f Interconnect OFNP MPO F/MPO F Ty |  | PC | 1 | 1 | 1 | 1 | 918.7
61305633681 | FXTRP5N5NYNF148 | OM3 12f Interconnect OFNP MPO F/MPO F Ty |  | PC | 1 | 1 | 1 | 1 | 921.88
61305633682 | FXTRP5N5NYNF149 | OM3 12f Interconnect OFNP MPO F/MPO F Ty |  | PC | 1 | 1 | 1 | 1 | 925.04
61305633683 | FXTRP5N5NYNF150 | OM3 12f Interconnect OFNP MPO F/MPO F Ty |  | PC | 1 | 1 | 1 | 1 | 928.2
61305633868 | FXTRP5N5NYNM003 | OM3 12f Interconnect OFNP MPO F/MPO F Ty |  | PC | 1 | 1 | 1 | 1 | 484.34
61305633871 | FXTRP5N5NYNM004 | OM3 12f Interconnect OFNP MPO F/MPO F Ty |  | PC | 1 | 1 | 1 | 1 | 494.72
61305633872 | FXTRP5N5NYNM005 | OM3 12f Interconnect OFNP MPO F/MPO F Ty |  | PC | 1 | 1 | 1 | 1 | 505.1
61305633873 | FXTRP5N5NYNM006 | OM3 12f Interconnect OFNP MPO F/MPO F Ty |  | PC | 1 | 1 | 1 | 1 | 515.5
61305633874 | FXTRP5N5NYNM007 | OM3 12f Interconnect OFNP MPO F/MPO F Ty |  | PC | 1 | 1 | 1 | 1 | 525.88
61305633875 | FXTRP5N5NYNM008 | OM3 12f Interconnect OFNP MPO F/MPO F Ty |  | PC | 1 | 1 | 1 | 1 | 536.28
61305633876 | FXTRP5N5NYNM009 | OM3 12f Interconnect OFNP MPO F/MPO F Ty |  | PC | 1 | 1 | 1 | 1 | 546.66
61305633877 | FXTRP5N5NYNM010 | OM3 12f Interconnect OFNP MPO F/MPO F Ty |  | PC | 1 | 1 | 1 | 1 | 557.04
61305633878 | FXTRP5N5NYNM011 | OM3 12f Interconnect OFNP MPO F/MPO F Ty |  | PC | 1 | 1 | 1 | 1 | 567.44
61305633879 | FXTRP5N5NYNM012 | OM3 12f Interconnect OFNP MPO F/MPO F Ty |  | PC | 1 | 1 | 1 | 1 | 577.82
61305633880 | FXTRP5N5NYNM013 | OM3 12f Interconnect OFNP MPO F/MPO F Ty |  | PC | 1 | 1 | 1 | 1 | 588.22
61305633881 | FXTRP5N5NYNM014 | OM3 12f Interconnect OFNP MPO F/MPO F Ty |  | PC | 1 | 1 | 1 | 1 | 598.58
61305633882 | FXTRP5N5NYNM015 | OM3 12f Interconnect OFNP MPO F/MPO F Ty |  | PC | 1 | 1 | 1 | 1 | 608.98
61305633883 | FXTRP5N5NYNM016 | OM3 12f Interconnect OFNP MPO F/MPO F Ty |  | PC | 1 | 1 | 1 | 1 | 619.38
61305633884 | FXTRP5N5NYNM017 | OM3 12f Interconnect OFNP MPO F/MPO F Ty |  | PC | 1 | 1 | 1 | 1 | 629.76
61305633885 | FXTRP5N5NYNM018 | OM3 12f Interconnect OFNP MPO F/MPO F Ty |  | PC | 1 | 1 | 1 | 1 | 640.16
61305633886 | FXTRP5N5NYNM019 | OM3 12f Interconnect OFNP MPO F/MPO F Ty |  | PC | 1 | 1 | 1 | 1 | 650.52
61305633887 | FXTRP5N5NYNM020 | OM3 12f Interconnect OFNP MPO F/MPO F Ty |  | PC | 1 | 1 | 1 | 1 | 660.92
61305633888 | FXTRP5N5NYNM021 | OM3 12f Interconnect OFNP MPO F/MPO F Ty |  | PC | 1 | 1 | 1 | 1 | 671.32
61305633889 | FXTRP5N5NYNM022 | OM3 12f Interconnect OFNP MPO F/MPO F Ty |  | PC | 1 | 1 | 1 | 1 | 681.7
61305633890 | FXTRP5N5NYNM023 | OM3 12f Interconnect OFNP MPO F/MPO F Ty |  | PC | 1 | 1 | 1 | 1 | 692.08
61305633891 | FXTRP5N5NYNM024 | OM3 12f Interconnect OFNP MPO F/MPO F Ty |  | PC | 1 | 1 | 1 | 1 | 702.46
61305633869 | FXTRP5N5NYNM025 | OM3 12f Interconnect OFNP MPO F/MPO F Ty |  | PC | 1 | 1 | 1 | 1 | 712.86
61305633892 | FXTRP5N5NYNM026 | OM3 12f Interconnect OFNP MPO F/MPO F Ty |  | PC | 1 | 1 | 1 | 1 | 723.26
61305633893 | FXTRP5N5NYNM027 | OM3 12f Interconnect OFNP MPO F/MPO F Ty |  | PC | 1 | 1 | 1 | 1 | 733.64
61305633894 | FXTRP5N5NYNM028 | OM3 12f Interconnect OFNP MPO F/MPO F Ty |  | PC | 1 | 1 | 1 | 1 | 744.02
61305633895 | FXTRP5N5NYNM029 | OM3 12f Interconnect OFNP MPO F/MPO F Ty |  | PC | 1 | 1 | 1 | 1 | 754.4
61305633896 | FXTRP5N5NYNM030 | OM3 12f Interconnect OFNP MPO F/MPO F Ty |  | PC | 1 | 1 | 1 | 1 | 764.8
61305633870 | FXTRP5N5NYNM031 | OM3 12f Interconnect OFNP MPO F/MPO F Ty |  | PC | 1 | 1 | 1 | 1 | 775.2
61305633897 | FXTRP5N5NYNM032 | OM3 12f Interconnect OFNP MPO F/MPO F Ty |  | PC | 1 | 1 | 1 | 1 | 785.56
61305633898 | FXTRP5N5NYNM033 | OM3 12f Interconnect OFNP MPO F/MPO F Ty |  | PC | 1 | 1 | 1 | 1 | 795.96
61305633899 | FXTRP5N5NYNM034 | OM3 12f Interconnect OFNP MPO F/MPO F Ty |  | PC | 1 | 1 | 1 | 1 | 806.34
61305633900 | FXTRP5N5NYNM035 | OM3 12f Interconnect OFNP MPO F/MPO F Ty |  | PC | 1 | 1 | 1 | 1 | 816.74
61305633901 | FXTRP5N5NYNM036 | OM3 12f Interconnect OFNP MPO F/MPO F Ty |  | PC | 1 | 1 | 1 | 1 | 827.14
61305633902 | FXTRP5N5NYNM037 | OM3 12f Interconnect OFNP MPO F/MPO F Ty |  | PC | 1 | 1 | 1 | 1 | 837.5
61305633903 | FXTRP5N5NYNM038 | OM3 12f Interconnect OFNP MPO F/MPO F Ty |  | PC | 1 | 1 | 1 | 1 | 847.9
61305633904 | FXTRP5N5NYNM039 | OM3 12f Interconnect OFNP MPO F/MPO F Ty |  | PC | 1 | 1 | 1 | 1 | 858.28
61305633905 | FXTRP5N5NYNM040 | OM3 12f Interconnect OFNP MPO F/MPO F Ty |  | PC | 1 | 1 | 1 | 1 | 868.68
61305633906 | FXTRP5N5NYNM041 | OM3 12f Interconnect OFNP MPO F/MPO F Ty |  | PC | 1 | 1 | 1 | 1 | 879.08
61305633907 | FXTRP5N5NYNM042 | OM3 12f Interconnect OFNP MPO F/MPO F Ty |  | PC | 1 | 1 | 1 | 1 | 889.42
61305633908 | FXTRP5N5NYNM043 | OM3 12f Interconnect OFNP MPO F/MPO F Ty |  | PC | 1 | 1 | 1 | 1 | 899.82
61305633909 | FXTRP5N5NYNM044 | OM3 12f Interconnect OFNP MPO F/MPO F Ty |  | PC | 1 | 1 | 1 | 1 | 910.2
61305633910 | FXTRP5N5NYNM045 | OM3 12f Interconnect OFNP MPO F/MPO F Ty |  | PC | 1 | 1 | 1 | 1 | 920.6
61305633911 | FXTRP5N5NYNM046 | OM3 12f Interconnect OFNP MPO F/MPO F Ty |  | PC | 1 | 1 | 1 | 1 | 930.98
61305633912 | FXTRP5N5NYNM047 | OM3 12f Interconnect OFNP MPO F/MPO F Ty |  | PC | 1 | 1 | 1 | 1 | 941.36
61305633913 | FXTRP5N5NYNM048 | OM3 12f Interconnect OFNP MPO F/MPO F Ty |  | PC | 1 | 1 | 1 | 1 | 951.76
61305633914 | FXTRP5N5NYNM049 | OM3 12f Interconnect OFNP MPO F/MPO F Ty |  | PC | 1 | 1 | 1 | 1 | 962.14
61305633915 | FXTRP5N5NYNM050 | OM3 12f Interconnect OFNP MPO F/MPO F Ty |  | PC | 1 | 1 | 1 | 1 | 972.54
07498389832 | FXTRP6N6NANF003 | OM3,12-Fiber,PLEM,MPO/M-MPO/M,3ft | OM3 12 fiber, interconnect cable assembly, plenum (OFNP) rated, MPO male to MPO male, Method A Std IL with no pulling eye, Aqua, 3 ft | PC | 1 | 1 | 1 | 1 | 441.1
07498389833 | FXTRP6N6NANF004 | OM3,12-Fiber,PLEM,MPO/M-MPO/M,4ft | OM3 12 fiber, interconnect cable assembly, plenum (OFNP) rated, MPO male to MPO male, Method A Std IL with no pulling eye, Aqua, 4 ft | PC | 1 | 1 | 1 | 1 | 444.26
07498389834 | FXTRP6N6NANF005 | OM3,12-Fiber,PLEM,MPO/M-MPO/M,5ft | OM3 12 fiber, interconnect cable assembly, plenum (OFNP) rated, MPO male to MPO male, Method A Std IL with no pulling eye, Aqua, 5 ft | PC | 1 | 1 | 1 | 1 | 447.44
07498389835 | FXTRP6N6NANF006 | OM3,12-Fiber,PLEM,MPO/M-MPO/M,6ft | OM3 12 fiber, interconnect cable assembly, plenum (OFNP) rated, MPO male to MPO male, Method A Std IL with no pulling eye, Aqua, 6 ft | PC | 1 | 1 | 1 | 1 | 450.66
07498389836 | FXTRP6N6NANF007 | OM3,12-Fiber,PLEM,MPO/M-MPO/M,7ft | OM3 12 fiber, interconnect cable assembly, plenum (OFNP) rated, MPO male to MPO male, Method A Std IL with no pulling eye, Aqua, 7 ft | PC | 1 | 1 | 1 | 1 | 453.82
07498389837 | FXTRP6N6NANF008 | OM3,12-Fiber,PLEM,MPO/M-MPO/M,8ft | OM3 12 fiber, interconnect cable assembly, plenum (OFNP) rated, MPO male to MPO male, Method A Std IL with no pulling eye, Aqua, 8 ft | PC | 1 | 1 | 1 | 1 | 457
07498389838 | FXTRP6N6NANF009 | OM3,12-Fiber,PLEM,MPO/M-MPO/M,9ft | OM3 12 fiber, interconnect cable assembly, plenum (OFNP) rated, MPO male to MPO male, Method A Std IL with no pulling eye, Aqua, 9 ft | PC | 1 | 1 | 1 | 1 | 460.18
07498389839 | FXTRP6N6NANF010 | OM3,12-Fiber,PLEM,MPO/M-MPO/M,10ft | OM3 12 fiber, interconnect cable assembly, plenum (OFNP) rated, MPO male to MPO male, Method A Std IL with no pulling eye, Aqua, 10 ft | PC | 1 | 1 | 1 | 1 | 463.36
07498389840 | FXTRP6N6NANF011 | OM3,12-Fiber,PLEM,MPO/M-MPO/M,11ft | OM3 12 fiber, interconnect cable assembly, plenum (OFNP) rated, MPO male to MPO male, Method A Std IL with no pulling eye, Aqua, 11 ft | PC | 1 | 1 | 1 | 1 | 466.54
07498389841 | FXTRP6N6NANF012 | OM3,12-Fiber,PLEM,MPO/M-MPO/M,12ft | OM3 12 fiber, interconnect cable assembly, plenum (OFNP) rated, MPO male to MPO male, Method A Std IL with no pulling eye, Aqua, 12 ft | PC | 1 | 1 | 1 | 1 | 469.7
07498389842 | FXTRP6N6NANF013 | OM3,12-Fiber,PLEM,MPO/M-MPO/M,13ft | OM3 12 fiber, interconnect cable assembly, plenum (OFNP) rated, MPO male to MPO male, Method A Std IL with no pulling eye, Aqua, 13 ft | PC | 1 | 1 | 1 | 1 | 472.9
07498389843 | FXTRP6N6NANF014 | OM3,12-Fiber,PLEM,MPO/M-MPO/M,14ft | OM3 12 fiber, interconnect cable assembly, plenum (OFNP) rated, MPO male to MPO male, Method A Std IL with no pulling eye, Aqua, 14 ft | PC | 1 | 1 | 1 | 1 | 476.08
07498389844 | FXTRP6N6NANF015 | OM3,12-Fiber,PLEM,MPO/M-MPO/M,15ft | OM3 12 fiber, interconnect cable assembly, plenum (OFNP) rated, MPO male to MPO male, Method A Std IL with no pulling eye, Aqua, 15 ft | PC | 1 | 1 | 1 | 1 | 479.26
07498389845 | FXTRP6N6NANF016 | OM3,12-Fiber,PLEM,MPO/M-MPO/M,16ft | OM3 12 fiber, interconnect cable assembly, plenum (OFNP) rated, MPO male to MPO male, Method A Std IL with no pulling eye, Aqua, 16 ft | PC | 1 | 1 | 1 | 1 | 482.46
07498389846 | FXTRP6N6NANF017 | OM3,12-Fiber,PLEM,MPO/M-MPO/M,17ft | OM3 12 fiber, interconnect cable assembly, plenum (OFNP) rated, MPO male to MPO male, Method A Std IL with no pulling eye, Aqua, 17 ft | PC | 1 | 1 | 1 | 1 | 485.62
07498389847 | FXTRP6N6NANF018 | OM3,12-Fiber,PLEM,MPO/M-MPO/M,18ft | OM3 12 fiber, interconnect cable assembly, plenum (OFNP) rated, MPO male to MPO male, Method A Std IL with no pulling eye, Aqua, 18 ft | PC | 1 | 1 | 1 | 1 | 488.8
07498389848 | FXTRP6N6NANF019 | OM3,12-Fiber,PLEM,MPO/M-MPO/M,19ft | OM3 12 fiber, interconnect cable assembly, plenum (OFNP) rated, MPO male to MPO male, Method A Std IL with no pulling eye, Aqua, 19 ft | PC | 1 | 1 | 1 | 1 | 491.96
07498389849 | FXTRP6N6NANF020 | OM3,12-Fiber,PLEM,MPO/M-MPO/M,20ft | OM3 12 fiber, interconnect cable assembly, plenum (OFNP) rated, MPO male to MPO male, Method A Std IL with no pulling eye, Aqua, 20 ft | PC | 1 | 1 | 1 | 1 | 495.16
07498389850 | FXTRP6N6NANF021 | OM3,12-Fiber,PLEM,MPO/M-MPO/M,21ft | OM3 12 fiber, interconnect cable assembly, plenum (OFNP) rated, MPO male to MPO male, Method A Std IL with no pulling eye, Aqua, 21 ft | PC | 1 | 1 | 1 | 1 | 498.34
07498389851 | FXTRP6N6NANF022 | OM3,12-Fiber,PLEM,MPO/M-MPO/M,22ft | OM3 12 fiber, interconnect cable assembly, plenum (OFNP) rated, MPO male to MPO male, Method A Std IL with no pulling eye, Aqua, 22 ft | PC | 1 | 1 | 1 | 1 | 501.5
07498389852 | FXTRP6N6NANF023 | OM3,12-Fiber,PLEM,MPO/M-MPO/M,23ft | OM3 12 fiber, interconnect cable assembly, plenum (OFNP) rated, MPO male to MPO male, Method A Std IL with no pulling eye, Aqua, 23 ft | PC | 1 | 1 | 1 | 1 | 504.7
07498389853 | FXTRP6N6NANF024 | OM3,12-Fiber,PLEM,MPO/M-MPO/M,24ft | OM3 12 fiber, interconnect cable assembly, plenum (OFNP) rated, MPO male to MPO male, Method A Std IL with no pulling eye, Aqua, 24 ft | PC | 1 | 1 | 1 | 1 | 507.88
07498389854 | FXTRP6N6NANF025 | OM3,12-Fiber,PLEM,MPO/M-MPO/M,25ft | OM3 12 fiber, interconnect cable assembly, plenum (OFNP) rated, MPO male to MPO male, Method A Std IL with no pulling eye, Aqua, 25 ft | PC | 1 | 1 | 1 | 1 | 511.06
07498389855 | FXTRP6N6NANF026 | OM3,12-Fiber,PLEM,MPO/M-MPO/M,26ft | OM3 12 fiber, interconnect cable assembly, plenum (OFNP) rated, MPO male to MPO male, Method A Std IL with no pulling eye, Aqua, 26 ft | PC | 1 | 1 | 1 | 1 | 514.24
07498389856 | FXTRP6N6NANF027 | OM3,12-Fiber,PLEM,MPO/M-MPO/M,27ft | OM3 12 fiber, interconnect cable assembly, plenum (OFNP) rated, MPO male to MPO male, Method A Std IL with no pulling eye, Aqua, 27 ft | PC | 1 | 1 | 1 | 1 | 517.42
07498389857 | FXTRP6N6NANF028 | OM3,12-Fiber,PLEM,MPO/M-MPO/M,28ft | OM3 12 fiber, interconnect cable assembly, plenum (OFNP) rated, MPO male to MPO male, Method A Std IL with no pulling eye, Aqua, 28 ft | PC | 1 | 1 | 1 | 1 | 520.6
07498389858 | FXTRP6N6NANF029 | OM3,12-Fiber,PLEM,MPO/M-MPO/M,29ft | OM3 12 fiber, interconnect cable assembly, plenum (OFNP) rated, MPO male to MPO male, Method A Std IL with no pulling eye, Aqua, 29 ft | PC | 1 | 1 | 1 | 1 | 523.76
07498389859 | FXTRP6N6NANF030 | OM3,12-Fiber,PLEM,MPO/M-MPO/M,30ft | OM3 12 fiber, interconnect cable assembly, plenum (OFNP) rated, MPO male to MPO male, Method A Std IL with no pulling eye, Aqua, 30 ft | PC | 1 | 1 | 1 | 1 | 526.94
07498389860 | FXTRP6N6NANF031 | OM3,12-Fiber,PLEM,MPO/M-MPO/M,31ft | OM3 12 fiber, interconnect cable assembly, plenum (OFNP) rated, MPO male to MPO male, Method A Std IL with no pulling eye, Aqua, 31 ft | PC | 1 | 1 | 1 | 1 | 530.16
07498389861 | FXTRP6N6NANF032 | OM3,12-Fiber,PLEM,MPO/M-MPO/M,32ft | OM3 12 fiber, interconnect cable assembly, plenum (OFNP) rated, MPO male to MPO male, Method A Std IL with no pulling eye, Aqua, 32 ft | PC | 1 | 1 | 1 | 1 | 533.32
07498389862 | FXTRP6N6NANF033 | OM3,12-Fiber,PLEM,MPO/M-MPO/M,33ft | OM3 12 fiber, interconnect cable assembly, plenum (OFNP) rated, MPO male to MPO male, Method A Std IL with no pulling eye, Aqua, 33 ft | PC | 1 | 1 | 1 | 1 | 536.5
07498389863 | FXTRP6N6NANF034 | OM3,12-Fiber,PLEM,MPO/M-MPO/M,34ft | OM3 12 fiber, interconnect cable assembly, plenum (OFNP) rated, MPO male to MPO male, Method A Std IL with no pulling eye, Aqua, 34 ft | PC | 1 | 1 | 1 | 1 | 539.68
07498389864 | FXTRP6N6NANF035 | OM3,12-Fiber,PLEM,MPO/M-MPO/M,35ft | OM3 12 fiber, interconnect cable assembly, plenum (OFNP) rated, MPO male to MPO male, Method A Std IL with no pulling eye, Aqua, 35 ft | PC | 1 | 1 | 1 | 1 | 542.86
07498389865 | FXTRP6N6NANF036 | OM3,12-Fiber,PLEM,MPO/M-MPO/M,36ft | OM3 12 fiber, interconnect cable assembly, plenum (OFNP) rated, MPO male to MPO male, Method A Std IL with no pulling eye, Aqua, 36 ft | PC | 1 | 1 | 1 | 1 | 546.02
07498389866 | FXTRP6N6NANF037 | OM3,12-Fiber,PLEM,MPO/M-MPO/M,37ft | OM3 12 fiber, interconnect cable assembly, plenum (OFNP) rated, MPO male to MPO male, Method A Std IL with no pulling eye, Aqua, 37 ft | PC | 1 | 1 | 1 | 1 | 549.2
07498389867 | FXTRP6N6NANF038 | OM3,12-Fiber,PLEM,MPO/M-MPO/M,38ft | OM3 12 fiber, interconnect cable assembly, plenum (OFNP) rated, MPO male to MPO male, Method A Std IL with no pulling eye, Aqua, 38 ft | PC | 1 | 1 | 1 | 1 | 552.4
07498389868 | FXTRP6N6NANF039 | OM3,12-Fiber,PLEM,MPO/M-MPO/M,39ft | OM3 12 fiber, interconnect cable assembly, plenum (OFNP) rated, MPO male to MPO male, Method A Std IL with no pulling eye, Aqua, 39 ft | PC | 1 | 1 | 1 | 1 | 555.56
07498389869 | FXTRP6N6NANF040 | OM3,12-Fiber,PLEM,MPO/M-MPO/M,40ft | OM3 12 fiber, interconnect cable assembly, plenum (OFNP) rated, MPO male to MPO male, Method A Std IL with no pulling eye, Aqua, 40 ft | PC | 1 | 1 | 1 | 1 | 558.76
07498389870 | FXTRP6N6NANF041 | OM3,12-Fiber,PLEM,MPO/M-MPO/M,41ft | OM3 12 fiber, interconnect cable assembly, plenum (OFNP) rated, MPO male to MPO male, Method A Std IL with no pulling eye, Aqua, 41 ft | PC | 1 | 1 | 1 | 1 | 561.96
07498389871 | FXTRP6N6NANF042 | OM3,12-Fiber,PLEM,MPO/M-MPO/M,42ft | OM3 12 fiber, interconnect cable assembly, plenum (OFNP) rated, MPO male to MPO male, Method A Std IL with no pulling eye, Aqua, 42 ft | PC | 1 | 1 | 1 | 1 | 565.12
07498389872 | FXTRP6N6NANF043 | OM3,12-Fiber,PLEM,MPO/M-MPO/M,43ft | OM3 12 fiber, interconnect cable assembly, plenum (OFNP) rated, MPO male to MPO male, Method A Std IL with no pulling eye, Aqua, 43 ft | PC | 1 | 1 | 1 | 1 | 568.3
07498389873 | FXTRP6N6NANF044 | OM3,12-Fiber,PLEM,MPO/M-MPO/M,44ft | OM3 12 fiber, interconnect cable assembly, plenum (OFNP) rated, MPO male to MPO male, Method A Std IL with no pulling eye, Aqua, 44 ft | PC | 1 | 1 | 1 | 1 | 571.46
07498389874 | FXTRP6N6NANF045 | OM3,12-Fiber,PLEM,MPO/M-MPO/M,45ft | OM3 12 fiber, interconnect cable assembly, plenum (OFNP) rated, MPO male to MPO male, Method A Std IL with no pulling eye, Aqua, 45 ft | PC | 1 | 1 | 1 | 1 | 574.66
07498389875 | FXTRP6N6NANF046 | OM3,12-Fiber,PLEM,MPO/M-MPO/M,46ft | OM3 12 fiber, interconnect cable assembly, plenum (OFNP) rated, MPO male to MPO male, Method A Std IL with no pulling eye, Aqua, 46 ft | PC | 1 | 1 | 1 | 1 | 577.82
07498389876 | FXTRP6N6NANF047 | OM3,12-Fiber,PLEM,MPO/M-MPO/M,47ft | OM3 12 fiber, interconnect cable assembly, plenum (OFNP) rated, MPO male to MPO male, Method A Std IL with no pulling eye, Aqua, 47 ft | PC | 1 | 1 | 1 | 1 | 581
07498389877 | FXTRP6N6NANF048 | OM3,12-Fiber,PLEM,MPO/M-MPO/M,48ft | OM3 12 fiber, interconnect cable assembly, plenum (OFNP) rated, MPO male to MPO male, Method A Std IL with no pulling eye, Aqua, 48 ft | PC | 1 | 1 | 1 | 1 | 584.18
07498389878 | FXTRP6N6NANF049 | OM3,12-Fiber,PLEM,MPO/M-MPO/M,49ft | OM3 12 fiber, interconnect cable assembly, plenum (OFNP) rated, MPO male to MPO male, Method A Std IL with no pulling eye, Aqua, 49 ft | PC | 1 | 1 | 1 | 1 | 587.38
07498389879 | FXTRP6N6NANF050 | OM3,12-Fiber,PLEM,MPO/M-MPO/M,50ft | OM3 12 fiber, interconnect cable assembly, plenum (OFNP) rated, MPO male to MPO male, Method A Std IL with no pulling eye, Aqua, 50 ft | PC | 1 | 1 | 1 | 1 | 590.56
07498389880 | FXTRP6N6NANF051 | OM3,12-Fiber,PLEM,MPO/M-MPO/M,51ft | OM3 12 fiber, interconnect cable assembly, plenum (OFNP) rated, MPO male to MPO male, Method A Std IL with no pulling eye, Aqua, 51 ft | PC | 1 | 1 | 1 | 1 | 593.74
07498389881 | FXTRP6N6NANF052 | OM3,12-Fiber,PLEM,MPO/M-MPO/M,52ft | OM3 12 fiber, interconnect cable assembly, plenum (OFNP) rated, MPO male to MPO male, Method A Std IL with no pulling eye, Aqua, 52 ft | PC | 1 | 1 | 1 | 1 | 596.92
07498389882 | FXTRP6N6NANF053 | OM3,12-Fiber,PLEM,MPO/M-MPO/M,53ft | OM3 12 fiber, interconnect cable assembly, plenum (OFNP) rated, MPO male to MPO male, Method A Std IL with no pulling eye, Aqua, 53 ft | PC | 1 | 1 | 1 | 1 | 600.1
07498389883 | FXTRP6N6NANF054 | OM3,12-Fiber,PLEM,MPO/M-MPO/M,54ft | OM3 12 fiber, interconnect cable assembly, plenum (OFNP) rated, MPO male to MPO male, Method A Std IL with no pulling eye, Aqua, 54 ft | PC | 1 | 1 | 1 | 1 | 603.26
07498389884 | FXTRP6N6NANF055 | OM3,12-Fiber,PLEM,MPO/M-MPO/M,55ft | OM3 12 fiber, interconnect cable assembly, plenum (OFNP) rated, MPO male to MPO male, Method A Std IL with no pulling eye, Aqua, 55 ft | PC | 1 | 1 | 1 | 1 | 606.44
07498389885 | FXTRP6N6NANF056 | OM3,12-Fiber,PLEM,MPO/M-MPO/M,56ft | OM3 12 fiber, interconnect cable assembly, plenum (OFNP) rated, MPO male to MPO male, Method A Std IL with no pulling eye, Aqua, 56 ft | PC | 1 | 1 | 1 | 1 | 609.62
07498389886 | FXTRP6N6NANF057 | OM3,12-Fiber,PLEM,MPO/M-MPO/M,57ft | OM3 12 fiber, interconnect cable assembly, plenum (OFNP) rated, MPO male to MPO male, Method A Std IL with no pulling eye, Aqua, 57 ft | PC | 1 | 1 | 1 | 1 | 612.8
07498389887 | FXTRP6N6NANF058 | OM3,12-Fiber,PLEM,MPO/M-MPO/M,58ft | OM3 12 fiber, interconnect cable assembly, plenum (OFNP) rated, MPO male to MPO male, Method A Std IL with no pulling eye, Aqua, 58 ft | PC | 1 | 1 | 1 | 1 | 616
07498389888 | FXTRP6N6NANF059 | OM3,12-Fiber,PLEM,MPO/M-MPO/M,59ft | OM3 12 fiber, interconnect cable assembly, plenum (OFNP) rated, MPO male to MPO male, Method A Std IL with no pulling eye, Aqua, 59 ft | PC | 1 | 1 | 1 | 1 | 619.18
07498389889 | FXTRP6N6NANF060 | OM3,12-Fiber,PLEM,MPO/M-MPO/M,60ft | OM3 12 fiber, interconnect cable assembly, plenum (OFNP) rated, MPO male to MPO male, Method A Std IL with no pulling eye, Aqua, 60 ft | PC | 1 | 1 | 1 | 1 | 622.36
07498389890 | FXTRP6N6NANF061 | OM3,12-Fiber,PLEM,MPO/M-MPO/M,61ft | OM3 12 fiber, interconnect cable assembly, plenum (OFNP) rated, MPO male to MPO male, Method A Std IL with no pulling eye, Aqua, 61 ft | PC | 1 | 1 | 1 | 1 | 625.52
07498389891 | FXTRP6N6NANF062 | OM3,12-Fiber,PLEM,MPO/M-MPO/M,62ft | OM3 12 fiber, interconnect cable assembly, plenum (OFNP) rated, MPO male to MPO male, Method A Std IL with no pulling eye, Aqua, 62 ft | PC | 1 | 1 | 1 | 1 | 628.7
07498389892 | FXTRP6N6NANF063 | OM3,12-Fiber,PLEM,MPO/M-MPO/M,63ft | OM3 12 fiber, interconnect cable assembly, plenum (OFNP) rated, MPO male to MPO male, Method A Std IL with no pulling eye, Aqua, 63 ft | PC | 1 | 1 | 1 | 1 | 631.9
07498389893 | FXTRP6N6NANF064 | OM3,12-Fiber,PLEM,MPO/M-MPO/M,64ft | OM3 12 fiber, interconnect cable assembly, plenum (OFNP) rated, MPO male to MPO male, Method A Std IL with no pulling eye, Aqua, 64 ft | PC | 1 | 1 | 1 | 1 | 635.06
07498389894 | FXTRP6N6NANF065 | OM3,12-Fiber,PLEM,MPO/M-MPO/M,65ft | OM3 12 fiber, interconnect cable assembly, plenum (OFNP) rated, MPO male to MPO male, Method A Std IL with no pulling eye, Aqua, 65 ft | PC | 1 | 1 | 1 | 1 | 638.24
07498389895 | FXTRP6N6NANF066 | OM3,12-Fiber,PLEM,MPO/M-MPO/M,66ft | OM3 12 fiber, interconnect cable assembly, plenum (OFNP) rated, MPO male to MPO male, Method A Std IL with no pulling eye, Aqua, 66 ft | PC | 1 | 1 | 1 | 1 | 641.4
07498389896 | FXTRP6N6NANF067 | OM3,12-Fiber,PLEM,MPO/M-MPO/M,67ft | OM3 12 fiber, interconnect cable assembly, plenum (OFNP) rated, MPO male to MPO male, Method A Std IL with no pulling eye, Aqua, 67 ft | PC | 1 | 1 | 1 | 1 | 644.62
07498389897 | FXTRP6N6NANF068 | OM3,12-Fiber,PLEM,MPO/M-MPO/M,68ft | OM3 12 fiber, interconnect cable assembly, plenum (OFNP) rated, MPO male to MPO male, Method A Std IL with no pulling eye, Aqua, 68 ft | PC | 1 | 1 | 1 | 1 | 647.8
07498389898 | FXTRP6N6NANF069 | OM3,12-Fiber,PLEM,MPO/M-MPO/M,69ft | OM3 12 fiber, interconnect cable assembly, plenum (OFNP) rated, MPO male to MPO male, Method A Std IL with no pulling eye, Aqua, 69 ft | PC | 1 | 1 | 1 | 1 | 650.96
07498389899 | FXTRP6N6NANF070 | OM3,12-Fiber,PLEM,MPO/M-MPO/M,70ft | OM3 12 fiber, interconnect cable assembly, plenum (OFNP) rated, MPO male to MPO male, Method A Std IL with no pulling eye, Aqua, 70 ft | PC | 1 | 1 | 1 | 1 | 654.16
07498389900 | FXTRP6N6NANF071 | OM3,12-Fiber,PLEM,MPO/M-MPO/M,71ft | OM3 12 fiber, interconnect cable assembly, plenum (OFNP) rated, MPO male to MPO male, Method A Std IL with no pulling eye, Aqua, 71 ft | PC | 1 | 1 | 1 | 1 | 657.32
07498389901 | FXTRP6N6NANF072 | OM3,12-Fiber,PLEM,MPO/M-MPO/M,72ft | OM3 12 fiber, interconnect cable assembly, plenum (OFNP) rated, MPO male to MPO male, Method A Std IL with no pulling eye, Aqua, 72 ft | PC | 1 | 1 | 1 | 1 | 660.5
07498389902 | FXTRP6N6NANF073 | OM3,12-Fiber,PLEM,MPO/M-MPO/M,73ft | OM3 12 fiber, interconnect cable assembly, plenum (OFNP) rated, MPO male to MPO male, Method A Std IL with no pulling eye, Aqua, 73 ft | PC | 1 | 1 | 1 | 1 | 663.68
07498389903 | FXTRP6N6NANF074 | OM3,12-Fiber,PLEM,MPO/M-MPO/M,74ft | OM3 12 fiber, interconnect cable assembly, plenum (OFNP) rated, MPO male to MPO male, Method A Std IL with no pulling eye, Aqua, 74 ft | PC | 1 | 1 | 1 | 1 | 666.86
07498389904 | FXTRP6N6NANF075 | OM3,12-Fiber,PLEM,MPO/M-MPO/M,75ft | OM3 12 fiber, interconnect cable assembly, plenum (OFNP) rated, MPO male to MPO male, Method A Std IL with no pulling eye, Aqua, 75 ft | PC | 1 | 1 | 1 | 1 | 670.06
07498389905 | FXTRP6N6NANF076 | OM3,12-Fiber,PLEM,MPO/M-MPO/M,76ft | OM3 12 fiber, interconnect cable assembly, plenum (OFNP) rated, MPO male to MPO male, Method A Std IL with no pulling eye, Aqua, 76 ft | PC | 1 | 1 | 1 | 1 | 673.22
07498389910 | FXTRP6N6NANF077 | OM3,12-Fiber,PLEM,MPO/M-MPO/M,77ft | OM3 12 fiber, interconnect cable assembly, plenum (OFNP) rated, MPO male to MPO male, Method A Std IL with no pulling eye, Aqua, 77 ft | PC | 1 | 1 | 1 | 1 | 676.42
07498389911 | FXTRP6N6NANF078 | OM3,12-Fiber,PLEM,MPO/M-MPO/M,78ft | OM3 12 fiber, interconnect cable assembly, plenum (OFNP) rated, MPO male to MPO male, Method A Std IL with no pulling eye, Aqua, 78 ft | PC | 1 | 1 | 1 | 1 | 679.6
07498389912 | FXTRP6N6NANF079 | OM3,12-Fiber,PLEM,MPO/M-MPO/M,79ft | OM3 12 fiber, interconnect cable assembly, plenum (OFNP) rated, MPO male to MPO male, Method A Std IL with no pulling eye, Aqua, 79 ft | PC | 1 | 1 | 1 | 1 | 682.76
07498389913 | FXTRP6N6NANF080 | OM3,12-Fiber,PLEM,MPO/M-MPO/M,80ft | OM3 12 fiber, interconnect cable assembly, plenum (OFNP) rated, MPO male to MPO male, Method A Std IL with no pulling eye, Aqua, 80 ft | PC | 1 | 1 | 1 | 1 | 685.94
07498389914 | FXTRP6N6NANF081 | OM3,12-Fiber,PLEM,MPO/M-MPO/M,81ft | OM3 12 fiber, interconnect cable assembly, plenum (OFNP) rated, MPO male to MPO male, Method A Std IL with no pulling eye, Aqua, 81 ft | PC | 1 | 1 | 1 | 1 | 689.12
07498389915 | FXTRP6N6NANF082 | OM3,12-Fiber,PLEM,MPO/M-MPO/M,82ft | OM3 12 fiber, interconnect cable assembly, plenum (OFNP) rated, MPO male to MPO male, Method A Std IL with no pulling eye, Aqua, 82 ft | PC | 1 | 1 | 1 | 1 | 692.3
07498389916 | FXTRP6N6NANF083 | OM3,12-Fiber,PLEM,MPO/M-MPO/M,83ft | OM3 12 fiber, interconnect cable assembly, plenum (OFNP) rated, MPO male to MPO male, Method A Std IL with no pulling eye, Aqua, 83 ft | PC | 1 | 1 | 1 | 1 | 695.48
07498389917 | FXTRP6N6NANF084 | OM3,12-Fiber,PLEM,MPO/M-MPO/M,84ft | OM3 12 fiber, interconnect cable assembly, plenum (OFNP) rated, MPO male to MPO male, Method A Std IL with no pulling eye, Aqua, 84 ft | PC | 1 | 1 | 1 | 1 | 698.68
07498389918 | FXTRP6N6NANF085 | OM3,12-Fiber,PLEM,MPO/M-MPO/M,85ft | OM3 12 fiber, interconnect cable assembly, plenum (OFNP) rated, MPO male to MPO male, Method A Std IL with no pulling eye, Aqua, 85 ft | PC | 1 | 1 | 1 | 1 | 701.86
07498389919 | FXTRP6N6NANF086 | OM3,12-Fiber,PLEM,MPO/M-MPO/M,86ft | OM3 12 fiber, interconnect cable assembly, plenum (OFNP) rated, MPO male to MPO male, Method A Std IL with no pulling eye, Aqua, 86 ft | PC | 1 | 1 | 1 | 1 | 705.02
07498389920 | FXTRP6N6NANF087 | OM3,12-Fiber,PLEM,MPO/M-MPO/M,87ft | OM3 12 fiber, interconnect cable assembly, plenum (OFNP) rated, MPO male to MPO male, Method A Std IL with no pulling eye, Aqua, 87 ft | PC | 1 | 1 | 1 | 1 | 708.2
07498389921 | FXTRP6N6NANF088 | OM3,12-Fiber,PLEM,MPO/M-MPO/M,88ft | OM3 12 fiber, interconnect cable assembly, plenum (OFNP) rated, MPO male to MPO male, Method A Std IL with no pulling eye, Aqua, 88 ft | PC | 1 | 1 | 1 | 1 | 711.4
07498389922 | FXTRP6N6NANF089 | OM3,12-Fiber,PLEM,MPO/M-MPO/M,89ft | OM3 12 fiber, interconnect cable assembly, plenum (OFNP) rated, MPO male to MPO male, Method A Std IL with no pulling eye, Aqua, 89 ft | PC | 1 | 1 | 1 | 1 | 714.56
07498389923 | FXTRP6N6NANF090 | OM3,12-Fiber,PLEM,MPO/M-MPO/M,90ft | OM3 12 fiber, interconnect cable assembly, plenum (OFNP) rated, MPO male to MPO male, Method A Std IL with no pulling eye, Aqua, 90 ft | PC | 1 | 1 | 1 | 1 | 717.74
07498389924 | FXTRP6N6NANF091 | OM3,12-Fiber,PLEM,MPO/M-MPO/M,91ft | OM3 12 fiber, interconnect cable assembly, plenum (OFNP) rated, MPO male to MPO male, Method A Std IL with no pulling eye, Aqua, 91 ft | PC | 1 | 1 | 1 | 1 | 720.9
07498389925 | FXTRP6N6NANF092 | OM3,12-Fiber,PLEM,MPO/M-MPO/M,92ft | OM3 12 fiber, interconnect cable assembly, plenum (OFNP) rated, MPO male to MPO male, Method A Std IL with no pulling eye, Aqua, 92 ft | PC | 1 | 1 | 1 | 1 | 724.12
07498389926 | FXTRP6N6NANF093 | OM3,12-Fiber,PLEM,MPO/M-MPO/M,93ft | OM3 12 fiber, interconnect cable assembly, plenum (OFNP) rated, MPO male to MPO male, Method A Std IL with no pulling eye, Aqua, 93 ft | PC | 1 | 1 | 1 | 1 | 727.3
07498389927 | FXTRP6N6NANF094 | OM3,12-Fiber,PLEM,MPO/M-MPO/M,94ft | OM3 12 fiber, interconnect cable assembly, plenum (OFNP) rated, MPO male to MPO male, Method A Std IL with no pulling eye, Aqua, 94 ft | PC | 1 | 1 | 1 | 1 | 730.46
07498389928 | FXTRP6N6NANF095 | OM3,12-Fiber,PLEM,MPO/M-MPO/M,95ft | OM3 12 fiber, interconnect cable assembly, plenum (OFNP) rated, MPO male to MPO male, Method A Std IL with no pulling eye, Aqua, 95 ft | PC | 1 | 1 | 1 | 1 | 733.66
07498389929 | FXTRP6N6NANF096 | OM3,12-Fiber,PLEM,MPO/M-MPO/M,96ft | OM3 12 fiber, interconnect cable assembly, plenum (OFNP) rated, MPO male to MPO male, Method A Std IL with no pulling eye, Aqua, 96 ft | PC | 1 | 1 | 1 | 1 | 736.82
07498389930 | FXTRP6N6NANF097 | OM3,12-Fiber,PLEM,MPO/M-MPO/M,97ft | OM3 12 fiber, interconnect cable assembly, plenum (OFNP) rated, MPO male to MPO male, Method A Std IL with no pulling eye, Aqua, 97 ft | PC | 1 | 1 | 1 | 1 | 740
07498389931 | FXTRP6N6NANF098 | OM3,12-Fiber,PLEM,MPO/M-MPO/M,98ft | OM3 12 fiber, interconnect cable assembly, plenum (OFNP) rated, MPO male to MPO male, Method A Std IL with no pulling eye, Aqua, 98 ft | PC | 1 | 1 | 1 | 1 | 743.18
07498389932 | FXTRP6N6NANF099 | OM3,12-Fiber,PLEM,MPO/M-MPO/M,99ft | OM3 12 fiber, interconnect cable assembly, plenum (OFNP) rated, MPO male to MPO male, Method A Std IL with no pulling eye, Aqua, 99 ft | PC | 1 | 1 | 1 | 1 | 746.36
07498389933 | FXTRP6N6NANF100 | OM3,12-Fiber,PLEM,MPO/M-MPO/M,100ft | OM3 12 fiber, interconnect cable assembly, plenum (OFNP) rated, MPO male to MPO male, Method A Std IL with no pulling eye, Aqua, 100 ft | PC | 1 | 1 | 1 | 1 | 749.54
07498389934 | FXTRP6N6NANF101 | OM3,12-Fiber,PLEM,MPO/M-MPO/M,101ft | OM3 12 fiber, interconnect cable assembly, plenum (OFNP) rated, MPO male to MPO male, Method A Std IL with no pulling eye, Aqua, 101 ft | PC | 1 | 1 | 1 | 1 | 752.72
07498389935 | FXTRP6N6NANF102 | OM3,12-Fiber,PLEM,MPO/M-MPO/M,102ft | OM3 12 fiber, interconnect cable assembly, plenum (OFNP) rated, MPO male to MPO male, Method A Std IL with no pulling eye, Aqua, 102 ft | PC | 1 | 1 | 1 | 1 | 755.92
07498390046 | FXTRP6N6NANF103 | OM3,12-Fiber,PLEM,MPO/M-MPO/M,103ft | OM3 12 fiber, interconnect cable assembly, plenum (OFNP) rated, MPO male to MPO male, Method A Std IL with no pulling eye, Aqua, 103 ft | PC | 1 | 1 | 1 | 1 | 759.1
07498390047 | FXTRP6N6NANF104 | OM3,12-Fiber,PLEM,MPO/M-MPO/M,104ft | OM3 12 fiber, interconnect cable assembly, plenum (OFNP) rated, MPO male to MPO male, Method A Std IL with no pulling eye, Aqua, 104 ft | PC | 1 | 1 | 1 | 1 | 762.26
07498390048 | FXTRP6N6NANF105 | OM3,12-Fiber,PLEM,MPO/M-MPO/M,105ft | OM3 12 fiber, interconnect cable assembly, plenum (OFNP) rated, MPO male to MPO male, Method A Std IL with no pulling eye, Aqua, 105 ft | PC | 1 | 1 | 1 | 1 | 765.44
07498390051 | FXTRP6N6NANF106 | OM3,12-Fiber,PLEM,MPO/M-MPO/M,106ft | OM3 12 fiber, interconnect cable assembly, plenum (OFNP) rated, MPO male to MPO male, Method A Std IL with no pulling eye, Aqua, 106 ft | PC | 1 | 1 | 1 | 1 | 768.62
07498390052 | FXTRP6N6NANF107 | OM3,12-Fiber,PLEM,MPO/M-MPO/M,107ft | OM3 12 fiber, interconnect cable assembly, plenum (OFNP) rated, MPO male to MPO male, Method A Std IL with no pulling eye, Aqua, 107 ft | PC | 1 | 1 | 1 | 1 | 771.8
07498390056 | FXTRP6N6NANF108 | OM3,12-Fiber,PLEM,MPO/M-MPO/M,108ft | OM3 12 fiber, interconnect cable assembly, plenum (OFNP) rated, MPO male to MPO male, Method A Std IL with no pulling eye, Aqua, 108 ft | PC | 1 | 1 | 1 | 1 | 774.98
07498390057 | FXTRP6N6NANF109 | OM3,12-Fiber,PLEM,MPO/M-MPO/M,109ft | OM3 12 fiber, interconnect cable assembly, plenum (OFNP) rated, MPO male to MPO male, Method A Std IL with no pulling eye, Aqua, 109 ft | PC | 1 | 1 | 1 | 1 | 778.16
07498390294 | FXTRP6N6NANF110 | OM3,12-Fiber,PLEM,MPO/M-MPO/M,110ft | OM3 12 fiber, interconnect cable assembly, plenum (OFNP) rated, MPO male to MPO male, Method A Std IL with no pulling eye, Aqua, 110 ft | PC | 1 | 1 | 1 | 1 | 781.36
07498390309 | FXTRP6N6NANF111 | OM3,12-Fiber,PLEM,MPO/M-MPO/M,111ft | OM3 12 fiber, interconnect cable assembly, plenum (OFNP) rated, MPO male to MPO male, Method A Std IL with no pulling eye, Aqua, 111 ft | PC | 1 | 1 | 1 | 1 | 784.52
07498390319 | FXTRP6N6NANF112 | OM3,12-Fiber,PLEM,MPO/M-MPO/M,112ft | OM3 12 fiber, interconnect cable assembly, plenum (OFNP) rated, MPO male to MPO male, Method A Std IL with no pulling eye, Aqua, 112 ft | PC | 1 | 1 | 1 | 1 | 787.7
07498390322 | FXTRP6N6NANF113 | OM3,12-Fiber,PLEM,MPO/M-MPO/M,113ft | OM3 12 fiber, interconnect cable assembly, plenum (OFNP) rated, MPO male to MPO male, Method A Std IL with no pulling eye, Aqua, 113 ft | PC | 1 | 1 | 1 | 1 | 790.9
07498390323 | FXTRP6N6NANF114 | OM3,12-Fiber,PLEM,MPO/M-MPO/M,114ft | OM3 12 fiber, interconnect cable assembly, plenum (OFNP) rated, MPO male to MPO male, Method A Std IL with no pulling eye, Aqua, 114 ft | PC | 1 | 1 | 1 | 1 | 794.06
07498390401 | FXTRP6N6NANF115 | OM3,12-Fiber,PLEM,MPO/M-MPO/M,115ft | OM3 12 fiber, interconnect cable assembly, plenum (OFNP) rated, MPO male to MPO male, Method A Std IL with no pulling eye, Aqua, 115 ft | PC | 1 | 1 | 1 | 1 | 797.24
07498390404 | FXTRP6N6NANF116 | OM3,12-Fiber,PLEM,MPO/M-MPO/M,116ft | OM3 12 fiber, interconnect cable assembly, plenum (OFNP) rated, MPO male to MPO male, Method A Std IL with no pulling eye, Aqua, 116 ft | PC | 1 | 1 | 1 | 1 | 800.4
07498390406 | FXTRP6N6NANF117 | OM3,12-Fiber,PLEM,MPO/M-MPO/M,117ft | OM3 12 fiber, interconnect cable assembly, plenum (OFNP) rated, MPO male to MPO male, Method A Std IL with no pulling eye, Aqua, 117 ft | PC | 1 | 1 | 1 | 1 | 803.6
07498390408 | FXTRP6N6NANF118 | OM3,12-Fiber,PLEM,MPO/M-MPO/M,118ft | OM3 12 fiber, interconnect cable assembly, plenum (OFNP) rated, MPO male to MPO male, Method A Std IL with no pulling eye, Aqua, 118 ft | PC | 1 | 1 | 1 | 1 | 806.8
07498390409 | FXTRP6N6NANF119 | OM3,12-Fiber,PLEM,MPO/M-MPO/M,119ft | OM3 12 fiber, interconnect cable assembly, plenum (OFNP) rated, MPO male to MPO male, Method A Std IL with no pulling eye, Aqua, 119 ft | PC | 1 | 1 | 1 | 1 | 809.96
07498390682 | FXTRP6N6NANF120 | OM3,12-Fiber,PLEM,MPO/M-MPO/M,120ft | OM3 12 fiber, interconnect cable assembly, plenum (OFNP) rated, MPO male to MPO male, Method A Std IL with no pulling eye, Aqua, 120 ft | PC | 1 | 1 | 1 | 1 | 813.16
07498390800 | FXTRP6N6NANF121 | OM3,12-Fiber,PLEM,MPO/M-MPO/M,121ft | OM3 12 fiber, interconnect cable assembly, plenum (OFNP) rated, MPO male to MPO male, Method A Std IL with no pulling eye, Aqua, 121 ft | PC | 1 | 1 | 1 | 1 | 816.32
07498390801 | FXTRP6N6NANF122 | OM3,12-Fiber,PLEM,MPO/M-MPO/M,122ft | OM3 12 fiber, interconnect cable assembly, plenum (OFNP) rated, MPO male to MPO male, Method A Std IL with no pulling eye, Aqua, 122 ft | PC | 1 | 1 | 1 | 1 | 819.5
07498390803 | FXTRP6N6NANF123 | OM3,12-Fiber,PLEM,MPO/M-MPO/M,123ft | OM3 12 fiber, interconnect cable assembly, plenum (OFNP) rated, MPO male to MPO male, Method A Std IL with no pulling eye, Aqua, 123 ft | PC | 1 | 1 | 1 | 1 | 822.68
07498390804 | FXTRP6N6NANF124 | OM3,12-Fiber,PLEM,MPO/M-MPO/M,124ft | OM3 12 fiber, interconnect cable assembly, plenum (OFNP) rated, MPO male to MPO male, Method A Std IL with no pulling eye, Aqua, 124 ft | PC | 1 | 1 | 1 | 1 | 825.86
07498390805 | FXTRP6N6NANF125 | OM3,12-Fiber,PLEM,MPO/M-MPO/M,125ft | OM3 12 fiber, interconnect cable assembly, plenum (OFNP) rated, MPO male to MPO male, Method A Std IL with no pulling eye, Aqua, 125 ft | PC | 1 | 1 | 1 | 1 | 829.04
07498390806 | FXTRP6N6NANF126 | OM3,12-Fiber,PLEM,MPO/M-MPO/M,126ft | OM3 12 fiber, interconnect cable assembly, plenum (OFNP) rated, MPO male to MPO male, Method A Std IL with no pulling eye, Aqua, 126 ft | PC | 1 | 1 | 1 | 1 | 832.2
07498390904 | FXTRP6N6NANF127 | OM3,12-Fiber,PLEM,MPO/M-MPO/M,127ft | OM3 12 fiber, interconnect cable assembly, plenum (OFNP) rated, MPO male to MPO male, Method A Std IL with no pulling eye, Aqua, 127 ft | PC | 1 | 1 | 1 | 1 | 835.42
07498390905 | FXTRP6N6NANF128 | OM3,12-Fiber,PLEM,MPO/M-MPO/M,128ft | OM3 12 fiber, interconnect cable assembly, plenum (OFNP) rated, MPO male to MPO male, Method A Std IL with no pulling eye, Aqua, 128 ft | PC | 1 | 1 | 1 | 1 | 838.6
07498390907 | FXTRP6N6NANF129 | OM3,12-Fiber,PLEM,MPO/M-MPO/M,129ft | OM3 12 fiber, interconnect cable assembly, plenum (OFNP) rated, MPO male to MPO male, Method A Std IL with no pulling eye, Aqua, 129 ft | PC | 1 | 1 | 1 | 1 | 841.76
07498391303 | FXTRP6N6NANF130 | OM3,12-Fiber,PLEM,MPO/M-MPO/M,130ft | OM3 12 fiber, interconnect cable assembly, plenum (OFNP) rated, MPO male to MPO male, Method A Std IL with no pulling eye, Aqua, 130 ft | PC | 1 | 1 | 1 | 1 | 844.94
07498391306 | FXTRP6N6NANF131 | OM3,12-Fiber,PLEM,MPO/M-MPO/M,131ft | OM3 12 fiber, interconnect cable assembly, plenum (OFNP) rated, MPO male to MPO male, Method A Std IL with no pulling eye, Aqua, 131 ft | PC | 1 | 1 | 1 | 1 | 848.12
07498391310 | FXTRP6N6NANF132 | OM3,12-Fiber,PLEM,MPO/M-MPO/M,132ft | OM3 12 fiber, interconnect cable assembly, plenum (OFNP) rated, MPO male to MPO male, Method A Std IL with no pulling eye, Aqua, 132 ft | PC | 1 | 1 | 1 | 1 | 851.3
07498391312 | FXTRP6N6NANF133 | OM3,12-Fiber,PLEM,MPO/M-MPO/M,133ft | OM3 12 fiber, interconnect cable assembly, plenum (OFNP) rated, MPO male to MPO male, Method A Std IL with no pulling eye, Aqua, 133 ft | PC | 1 | 1 | 1 | 1 | 854.48
07498391315 | FXTRP6N6NANF134 | OM3,12-Fiber,PLEM,MPO/M-MPO/M,134ft | OM3 12 fiber, interconnect cable assembly, plenum (OFNP) rated, MPO male to MPO male, Method A Std IL with no pulling eye, Aqua, 134 ft | PC | 1 | 1 | 1 | 1 | 857.66
07498391317 | FXTRP6N6NANF135 | OM3,12-Fiber,PLEM,MPO/M-MPO/M,135ft | OM3 12 fiber, interconnect cable assembly, plenum (OFNP) rated, MPO male to MPO male, Method A Std IL with no pulling eye, Aqua, 135 ft | PC | 1 | 1 | 1 | 1 | 860.84
07498391321 | FXTRP6N6NANF136 | OM3,12-Fiber,PLEM,MPO/M-MPO/M,136ft | OM3 12 fiber, interconnect cable assembly, plenum (OFNP) rated, MPO male to MPO male, Method A Std IL with no pulling eye, Aqua, 136 ft | PC | 1 | 1 | 1 | 1 | 864.02
07498391332 | FXTRP6N6NANF137 | OM3,12-Fiber,PLEM,MPO/M-MPO/M,137ft | OM3 12 fiber, interconnect cable assembly, plenum (OFNP) rated, MPO male to MPO male, Method A Std IL with no pulling eye, Aqua, 137 ft | PC | 1 | 1 | 1 | 1 | 867.2
07498391360 | FXTRP6N6NANF138 | OM3,12-Fiber,PLEM,MPO/M-MPO/M,138ft | OM3 12 fiber, interconnect cable assembly, plenum (OFNP) rated, MPO male to MPO male, Method A Std IL with no pulling eye, Aqua, 138 ft | PC | 1 | 1 | 1 | 1 | 870.4
07498391361 | FXTRP6N6NANF139 | OM3,12-Fiber,PLEM,MPO/M-MPO/M,139ft | OM3 12 fiber, interconnect cable assembly, plenum (OFNP) rated, MPO male to MPO male, Method A Std IL with no pulling eye, Aqua, 139 ft | PC | 1 | 1 | 1 | 1 | 873.56
07498391362 | FXTRP6N6NANF140 | OM3,12-Fiber,PLEM,MPO/M-MPO/M,140ft | OM3 12 fiber, interconnect cable assembly, plenum (OFNP) rated, MPO male to MPO male, Method A Std IL with no pulling eye, Aqua, 140 ft | PC | 1 | 1 | 1 | 1 | 876.74
07498391363 | FXTRP6N6NANF141 | OM3,12-Fiber,PLEM,MPO/M-MPO/M,141ft | OM3 12 fiber, interconnect cable assembly, plenum (OFNP) rated, MPO male to MPO male, Method A Std IL with no pulling eye, Aqua, 141 ft | PC | 1 | 1 | 1 | 1 | 879.9
07498391364 | FXTRP6N6NANF142 | OM3,12-Fiber,PLEM,MPO/M-MPO/M,142ft | OM3 12 fiber, interconnect cable assembly, plenum (OFNP) rated, MPO male to MPO male, Method A Std IL with no pulling eye, Aqua, 142 ft | PC | 1 | 1 | 1 | 1 | 883.1
07498391365 | FXTRP6N6NANF143 | OM3,12-Fiber,PLEM,MPO/M-MPO/M,143ft | OM3 12 fiber, interconnect cable assembly, plenum (OFNP) rated, MPO male to MPO male, Method A Std IL with no pulling eye, Aqua, 143 ft | PC | 1 | 1 | 1 | 1 | 886.28
07498391366 | FXTRP6N6NANF144 | OM3,12-Fiber,PLEM,MPO/M-MPO/M,144ft | OM3 12 fiber, interconnect cable assembly, plenum (OFNP) rated, MPO male to MPO male, Method A Std IL with no pulling eye, Aqua, 144 ft | PC | 1 | 1 | 1 | 1 | 889.44
07498391375 | FXTRP6N6NANF145 | OM3,12-Fiber,PLEM,MPO/M-MPO/M,145ft | OM3 12 fiber, interconnect cable assembly, plenum (OFNP) rated, MPO male to MPO male, Method A Std IL with no pulling eye, Aqua, 145 ft | PC | 1 | 1 | 1 | 1 | 892.66
07498391376 | FXTRP6N6NANF146 | OM3,12-Fiber,PLEM,MPO/M-MPO/M,146ft | OM3 12 fiber, interconnect cable assembly, plenum (OFNP) rated, MPO male to MPO male, Method A Std IL with no pulling eye, Aqua, 146 ft | PC | 1 | 1 | 1 | 1 | 895.82
07498391377 | FXTRP6N6NANF147 | OM3,12-Fiber,PLEM,MPO/M-MPO/M,147ft | OM3 12 fiber, interconnect cable assembly, plenum (OFNP) rated, MPO male to MPO male, Method A Std IL with no pulling eye, Aqua, 147 ft | PC | 1 | 1 | 1 | 1 | 899
07498391378 | FXTRP6N6NANF148 | OM3,12-Fiber,PLEM,MPO/M-MPO/M,148ft | OM3 12 fiber, interconnect cable assembly, plenum (OFNP) rated, MPO male to MPO male, Method A Std IL with no pulling eye, Aqua, 148 ft | PC | 1 | 1 | 1 | 1 | 902.18
07498391379 | FXTRP6N6NANF149 | OM3,12-Fiber,PLEM,MPO/M-MPO/M,149ft | OM3 12 fiber, interconnect cable assembly, plenum (OFNP) rated, MPO male to MPO male, Method A Std IL with no pulling eye, Aqua, 149 ft | PC | 1 | 1 | 1 | 1 | 905.36
07498391380 | FXTRP6N6NANF150 | OM3,12-Fiber,PLEM,MPO/M-MPO/M,150ft | OM3 12 fiber, interconnect cable assembly, plenum (OFNP) rated, MPO male to MPO male, Method A Std IL with no pulling eye, Aqua, 150 ft | PC | 1 | 1 | 1 | 1 | 908.54
07498356687 | FXTRP7N7NANF001 | OM3,12-Fiber,PLEM,PMPOf-PMPOf,1ft,EA | OM3 12 fiber, PanMPO interconnect cable assembly, plenum rated (OFNP), PanMPO Female To PanMPO Female, Method A, Std IL with no pulling eye, Aqua, 1 ft | PC | 1 | 1 | 1 | 1 | 434.74
07498356738 | FXTRP7N7NANF002 | OM3,12-Fiber,PLEM,PMPOf-PMPOf,2ft,EA | OM3 12 fiber, PanMPO interconnect cable assembly, plenum rated (OFNP), PanMPO Female To PanMPO Female, Method A, Std IL with no pulling eye, Aqua, 2 ft | PC | 1 | 1 | 1 | 1 | 437.92
07498356778 | FXTRP7N7NANF003 | OM3,12-Fiber,PLEM,PMPOf-PMPOf,3ft,EA | OM3 12 fiber, PanMPO interconnect cable assembly, plenum rated (OFNP), PanMPO Female To PanMPO Female, Method A, Std IL with no pulling eye, Aqua, 3 ft | PC | 1 | 1 | 1 | 1 | 441.1
07498356803 | FXTRP7N7NANF004 | OM3,12-Fiber,PLEM,PMPOf-PMPOf,4ft,EA | OM3 12 fiber, PanMPO interconnect cable assembly, plenum rated (OFNP), PanMPO Female To PanMPO Female, Method A, Std IL with no pulling eye, Aqua, 4 ft | PC | 1 | 1 | 1 | 1 | 444.26
07498356811 | FXTRP7N7NANF005 | OM3,12-Fiber,PLEM,PMPOf-PMPOf,5ft,EA | OM3 12 fiber, PanMPO interconnect cable assembly, plenum rated (OFNP), PanMPO Female To PanMPO Female, Method A, Std IL with no pulling eye, Aqua, 5 ft | PC | 1 | 1 | 1 | 1 | 447.44
07498356831 | FXTRP7N7NANF006 | OM3,12-Fiber,PLEM,PMPOf-PMPOf,6ft,EA | OM3 12 fiber, PanMPO interconnect cable assembly, plenum rated (OFNP), PanMPO Female To PanMPO Female, Method A, Std IL with no pulling eye, Aqua, 6 ft | PC | 1 | 1 | 1 | 1 | 450.66
07498356833 | FXTRP7N7NANF007 | OM3,12-Fiber,PLEM,PMPOf-PMPOf,7ft,EA | OM3 12 fiber, PanMPO interconnect cable assembly, plenum rated (OFNP), PanMPO Female To PanMPO Female, Method A, Std IL with no pulling eye, Aqua, 7 ft | PC | 1 | 1 | 1 | 1 | 453.82
07498356835 | FXTRP7N7NANF008 | OM3,12-Fiber,PLEM,PMPOf-PMPOf,8ft,EA | OM3 12 fiber, PanMPO interconnect cable assembly, plenum rated (OFNP), PanMPO Female To PanMPO Female, Method A, Std IL with no pulling eye, Aqua, 8 ft | PC | 1 | 1 | 1 | 1 | 457
07498356836 | FXTRP7N7NANF009 | OM3,12-Fiber,PLEM,PMPOf-PMPOf,9ft,EA | OM3 12 fiber, PanMPO interconnect cable assembly, plenum rated (OFNP), PanMPO Female To PanMPO Female, Method A, Std IL with no pulling eye, Aqua, 9 ft | PC | 1 | 1 | 1 | 1 | 460.18
07498356837 | FXTRP7N7NANF010 | OM3,12-Fiber,PLEM,PMPOf-PMPOf,10ft,EA | OM3 12 fiber, PanMPO interconnect cable assembly, plenum rated (OFNP), PanMPO Female To PanMPO Female, Method A, Std IL with no pulling eye, Aqua, 10 ft | PC | 1 | 1 | 1 | 1 | 463.36
07498356845 | FXTRP7N7NANF011 | OM3,12-Fiber,PLEM,PMPOf-PMPOf,11ft,EA | OM3 12 fiber, PanMPO interconnect cable assembly, plenum rated (OFNP), PanMPO Female To PanMPO Female, Method A, Std IL with no pulling eye, Aqua, 11 ft | PC | 1 | 1 | 1 | 1 | 466.54
07498356858 | FXTRP7N7NANF012 | OM3,12-Fiber,PLEM,PMPOf-PMPOf,12ft,EA | OM3 12 fiber, PanMPO interconnect cable assembly, plenum rated (OFNP), PanMPO Female To PanMPO Female, Method A, Std IL with no pulling eye, Aqua, 12 ft | PC | 1 | 1 | 1 | 1 | 469.7
07498356860 | FXTRP7N7NANF013 | OM3,12-Fiber,PLEM,PMPOf-PMPOf,13ft,EA | OM3 12 fiber, PanMPO interconnect cable assembly, plenum rated (OFNP), PanMPO Female To PanMPO Female, Method A, Std IL with no pulling eye, Aqua, 13 ft | PC | 1 | 1 | 1 | 1 | 472.9
07498356865 | FXTRP7N7NANF014 | OM3,12-Fiber,PLEM,PMPOf-PMPOf,14ft,EA | OM3 12 fiber, PanMPO interconnect cable assembly, plenum rated (OFNP), PanMPO Female To PanMPO Female, Method A, Std IL with no pulling eye, Aqua, 14 ft | PC | 1 | 1 | 1 | 1 | 476.08
07498356877 | FXTRP7N7NANF015 | OM3,12-Fiber,PLEM,PMPOf-PMPOf,15ft,EA | OM3 12 fiber, PanMPO interconnect cable assembly, plenum rated (OFNP), PanMPO Female To PanMPO Female, Method A, Std IL with no pulling eye, Aqua, 15 ft | PC | 1 | 1 | 1 | 1 | 479.26
07498356909 | FXTRP7N7NANF016 | OM3,12-Fiber,PLEM,PMPOf-PMPOf,16ft,EA | OM3 12 fiber, PanMPO interconnect cable assembly, plenum rated (OFNP), PanMPO Female To PanMPO Female, Method A, Std IL with no pulling eye, Aqua, 16 ft | PC | 1 | 1 | 1 | 1 | 482.46
07498356910 | FXTRP7N7NANF017 | OM3,12-Fiber,PLEM,PMPOf-PMPOf,17ft,EA | OM3 12 fiber, PanMPO interconnect cable assembly, plenum rated (OFNP), PanMPO Female To PanMPO Female, Method A, Std IL with no pulling eye, Aqua, 17 ft | PC | 1 | 1 | 1 | 1 | 485.62
07498356917 | FXTRP7N7NANF018 | OM3,12-Fiber,PLEM,PMPOf-PMPOf,18ft,EA | OM3 12 fiber, PanMPO interconnect cable assembly, plenum rated (OFNP), PanMPO Female To PanMPO Female, Method A, Std IL with no pulling eye, Aqua, 18 ft | PC | 1 | 1 | 1 | 1 | 488.8
07498356921 | FXTRP7N7NANF019 | OM3,12-Fiber,PLEM,PMPOf-PMPOf,19ft,EA | OM3 12 fiber, PanMPO interconnect cable assembly, plenum rated (OFNP), PanMPO Female To PanMPO Female, Method A, Std IL with no pulling eye, Aqua, 19 ft | PC | 1 | 1 | 1 | 1 | 491.96
07498356923 | FXTRP7N7NANF020 | OM3,12-Fiber,PLEM,PMPOf-PMPOf,20ft,EA | OM3 12 fiber, PanMPO interconnect cable assembly, plenum rated (OFNP), PanMPO Female To PanMPO Female, Method A, Std IL with no pulling eye, Aqua, 20 ft | PC | 1 | 1 | 1 | 1 | 495.16
07498356924 | FXTRP7N7NANF021 | OM3,12-Fiber,PLEM,PMPOf-PMPOf,21ft,EA | OM3 12 fiber, PanMPO interconnect cable assembly, plenum rated (OFNP), PanMPO Female To PanMPO Female, Method A, Std IL with no pulling eye, Aqua, 21 ft | PC | 1 | 1 | 1 | 1 | 498.34
07498356925 | FXTRP7N7NANF022 | OM3,12-Fiber,PLEM,PMPOf-PMPOf,22ft,EA | OM3 12 fiber, PanMPO interconnect cable assembly, plenum rated (OFNP), PanMPO Female To PanMPO Female, Method A, Std IL with no pulling eye, Aqua, 22 ft | PC | 1 | 1 | 1 | 1 | 501.5
07498356928 | FXTRP7N7NANF023 | OM3,12-Fiber,PLEM,PMPOf-PMPOf,23ft,EA | OM3 12 fiber, PanMPO interconnect cable assembly, plenum rated (OFNP), PanMPO Female To PanMPO Female, Method A, Std IL with no pulling eye, Aqua, 23 ft | PC | 1 | 1 | 1 | 1 | 504.7
07498356938 | FXTRP7N7NANF024 | OM3,12-Fiber,PLEM,PMPOf-PMPOf,24ft,EA | OM3 12 fiber, PanMPO interconnect cable assembly, plenum rated (OFNP), PanMPO Female To PanMPO Female, Method A, Std IL with no pulling eye, Aqua, 24 ft | PC | 1 | 1 | 1 | 1 | 507.88
07498356948 | FXTRP7N7NANF025 | OM3,12-Fiber,PLEM,PMPOf-PMPOf,25ft,EA | OM3 12 fiber, PanMPO interconnect cable assembly, plenum rated (OFNP), PanMPO Female To PanMPO Female, Method A, Std IL with no pulling eye, Aqua, 25 ft | PC | 1 | 1 | 1 | 1 | 511.06
07498356955 | FXTRP7N7NANF026 | OM3,12-Fiber,PLEM,PMPOf-PMPOf,26ft,EA | OM3 12 fiber, PanMPO interconnect cable assembly, plenum rated (OFNP), PanMPO Female To PanMPO Female, Method A, Std IL with no pulling eye, Aqua, 26 ft | PC | 1 | 1 | 1 | 1 | 514.24
07498356957 | FXTRP7N7NANF027 | OM3,12-Fiber,PLEM,PMPOf-PMPOf,27ft,EA | OM3 12 fiber, PanMPO interconnect cable assembly, plenum rated (OFNP), PanMPO Female To PanMPO Female, Method A, Std IL with no pulling eye, Aqua, 27 ft | PC | 1 | 1 | 1 | 1 | 517.42
07498356958 | FXTRP7N7NANF028 | OM3,12-Fiber,PLEM,PMPOf-PMPOf,28ft,EA | OM3 12 fiber, PanMPO interconnect cable assembly, plenum rated (OFNP), PanMPO Female To PanMPO Female, Method A, Std IL with no pulling eye, Aqua, 28 ft | PC | 1 | 1 | 1 | 1 | 520.6
07498356963 | FXTRP7N7NANF029 | OM3,12-Fiber,PLEM,PMPOf-PMPOf,29ft,EA | OM3 12 fiber, PanMPO interconnect cable assembly, plenum rated (OFNP), PanMPO Female To PanMPO Female, Method A, Std IL with no pulling eye, Aqua, 29 ft | PC | 1 | 1 | 1 | 1 | 523.76
07498356969 | FXTRP7N7NANF030 | OM3,12-Fiber,PLEM,PMPOf-PMPOf,30ft,EA | OM3 12 fiber, PanMPO interconnect cable assembly, plenum rated (OFNP), PanMPO Female To PanMPO Female, Method A, Std IL with no pulling eye, Aqua, 30 ft | PC | 1 | 1 | 1 | 1 | 526.94
07498356975 | FXTRP7N7NANF031 | OM3,12-Fiber,PLEM,PMPOf-PMPOf,31ft,EA | OM3 12 fiber, PanMPO interconnect cable assembly, plenum rated (OFNP), PanMPO Female To PanMPO Female, Method A, Std IL with no pulling eye, Aqua, 31 ft | PC | 1 | 1 | 1 | 1 | 530.16
07498356991 | FXTRP7N7NANF033 | OM3,12-Fiber,PLEM,PMPOf-PMPOf,33ft,EA | OM3 12 fiber, PanMPO interconnect cable assembly, plenum rated (OFNP), PanMPO Female To PanMPO Female, Method A, Std IL with no pulling eye, Aqua, 33 ft | PC | 1 | 1 | 1 | 1 | 536.5
07498357011 | FXTRP7N7NANF034 | OM3,12-Fiber,PLEM,PMPOf-PMPOf,34ft,EA | OM3 12 fiber, PanMPO interconnect cable assembly, plenum rated (OFNP), PanMPO Female To PanMPO Female, Method A, Std IL with no pulling eye, Aqua, 34 ft | PC | 1 | 1 | 1 | 1 | 539.68
07498357015 | FXTRP7N7NANF035 | OM3,12-Fiber,PLEM,PMPOf-PMPOf,35ft,EA | OM3 12 fiber, PanMPO interconnect cable assembly, plenum rated (OFNP), PanMPO Female To PanMPO Female, Method A, Std IL with no pulling eye, Aqua, 35 ft | PC | 1 | 1 | 1 | 1 | 542.86
07498357025 | FXTRP7N7NANF036 | OM3,12-Fiber,PLEM,PMPOf-PMPOf,36ft,EA | OM3 12 fiber, PanMPO interconnect cable assembly, plenum rated (OFNP), PanMPO Female To PanMPO Female, Method A, Std IL with no pulling eye, Aqua, 36 ft | PC | 1 | 1 | 1 | 1 | 546.02
07498357029 | FXTRP7N7NANF037 | OM3,12-Fiber,PLEM,PMPOf-PMPOf,37ft,EA | OM3 12 fiber, PanMPO interconnect cable assembly, plenum rated (OFNP), PanMPO Female To PanMPO Female, Method A, Std IL with no pulling eye, Aqua, 37 ft | PC | 1 | 1 | 1 | 1 | 549.2
07498357033 | FXTRP7N7NANF038 | OM3,12-Fiber,PLEM,PMPOf-PMPOf,38ft,EA | OM3 12 fiber, PanMPO interconnect cable assembly, plenum rated (OFNP), PanMPO Female To PanMPO Female, Method A, Std IL with no pulling eye, Aqua, 38 ft | PC | 1 | 1 | 1 | 1 | 552.4
07498357037 | FXTRP7N7NANF039 | OM3,12-Fiber,PLEM,PMPOf-PMPOf,39ft,EA | OM3 12 fiber, PanMPO interconnect cable assembly, plenum rated (OFNP), PanMPO Female To PanMPO Female, Method A, Std IL with no pulling eye, Aqua, 39 ft | PC | 1 | 1 | 1 | 1 | 555.56
07498357038 | FXTRP7N7NANF040 | OM3,12-Fiber,PLEM,PMPOf-PMPOf,40ft,EA | OM3 12 fiber, PanMPO interconnect cable assembly, plenum rated (OFNP), PanMPO Female To PanMPO Female, Method A, Std IL with no pulling eye, Aqua, 40 ft | PC | 1 | 1 | 1 | 1 | 558.76
07498357039 | FXTRP7N7NANF041 | OM3,12-Fiber,PLEM,PMPOf-PMPOf,41ft,EA | OM3 12 fiber, PanMPO interconnect cable assembly, plenum rated (OFNP), PanMPO Female To PanMPO Female, Method A, Std IL with no pulling eye, Aqua, 41 ft | PC | 1 | 1 | 1 | 1 | 561.96
07498357040 | FXTRP7N7NANF042 | OM3,12-Fiber,PLEM,PMPOf-PMPOf,42ft,EA | OM3 12 fiber, PanMPO interconnect cable assembly, plenum rated (OFNP), PanMPO Female To PanMPO Female, Method A, Std IL with no pulling eye, Aqua, 42 ft | PC | 1 | 1 | 1 | 1 | 565.12
07498357044 | FXTRP7N7NANF045 | OM3,12-Fiber,PLEM,PMPOf-PMPOf,45ft,EA | OM3 12 fiber, PanMPO interconnect cable assembly, plenum rated (OFNP), PanMPO Female To PanMPO Female, Method A, Std IL with no pulling eye, Aqua, 45 ft | PC | 1 | 1 | 1 | 1 | 574.66
07498357045 | FXTRP7N7NANF046 | OM3,12-Fiber,PLEM,PMPOf-PMPOf,46ft,EA | OM3 12 fiber, PanMPO interconnect cable assembly, plenum rated (OFNP), PanMPO Female To PanMPO Female, Method A, Std IL with no pulling eye, Aqua, 46 ft | PC | 1 | 1 | 1 | 1 | 577.82
07498357046 | FXTRP7N7NANF047 | OM3,12-Fiber,PLEM,PMPOf-PMPOf,47ft,EA | OM3 12 fiber, PanMPO interconnect cable assembly, plenum rated (OFNP), PanMPO Female To PanMPO Female, Method A, Std IL with no pulling eye, Aqua, 47 ft | PC | 1 | 1 | 1 | 1 | 581
07498357047 | FXTRP7N7NANF048 | OM3,12-Fiber,PLEM,PMPOf-PMPOf,48ft,EA | OM3 12 fiber, PanMPO interconnect cable assembly, plenum rated (OFNP), PanMPO Female To PanMPO Female, Method A, Std IL with no pulling eye, Aqua, 48 ft | PC | 1 | 1 | 1 | 1 | 584.18
07498357049 | FXTRP7N7NANF049 | OM3,12-Fiber,PLEM,PMPOf-PMPOf,49ft,EA | OM3 12 fiber, PanMPO interconnect cable assembly, plenum rated (OFNP), PanMPO Female To PanMPO Female, Method A, Std IL with no pulling eye, Aqua, 49 ft | PC | 1 | 1 | 1 | 1 | 587.38
07498357051 | FXTRP7N7NANF050 | OM3,12-Fiber,PLEM,PMPOf-PMPOf,50ft,EA | OM3 12 fiber, PanMPO interconnect cable assembly, plenum rated (OFNP), PanMPO Female To PanMPO Female, Method A, Std IL with no pulling eye, Aqua, 50 ft | PC | 1 | 1 | 1 | 1 | 590.56
07498357052 | FXTRP7N7NANF051 | OM3,12-Fiber,PLEM,PMPOf-PMPOf,51ft,EA | OM3 12 fiber, PanMPO interconnect cable assembly, plenum rated (OFNP), PanMPO Female To PanMPO Female, Method A, Std IL with no pulling eye, Aqua, 51 ft | PC | 1 | 1 | 1 | 1 | 593.74
07498357053 | FXTRP7N7NANF052 | OM3,12-Fiber,PLEM,PMPOf-PMPOf,52ft,EA | OM3 12 fiber, PanMPO interconnect cable assembly, plenum rated (OFNP), PanMPO Female To PanMPO Female, Method A, Std IL with no pulling eye, Aqua, 52 ft | PC | 1 | 1 | 1 | 1 | 596.92
07498357054 | FXTRP7N7NANF053 | OM3,12-Fiber,PLEM,PMPOf-PMPOf,53ft,EA | OM3 12 fiber, PanMPO interconnect cable assembly, plenum rated (OFNP), PanMPO Female To PanMPO Female, Method A, Std IL with no pulling eye, Aqua, 53 ft | PC | 1 | 1 | 1 | 1 | 600.1
07498357055 | FXTRP7N7NANF054 | OM3,12-Fiber,PLEM,PMPOf-PMPOf,54ft,EA | OM3 12 fiber, PanMPO interconnect cable assembly, plenum rated (OFNP), PanMPO Female To PanMPO Female, Method A, Std IL with no pulling eye, Aqua, 54 ft | PC | 1 | 1 | 1 | 1 | 603.26
07498357057 | FXTRP7N7NANF055 | OM3,12-Fiber,PLEM,PMPOf-PMPOf,55ft,EA | OM3 12 fiber, PanMPO interconnect cable assembly, plenum rated (OFNP), PanMPO Female To PanMPO Female, Method A, Std IL with no pulling eye, Aqua, 55 ft | PC | 1 | 1 | 1 | 1 | 606.44
07498357058 | FXTRP7N7NANF056 | OM3,12-Fiber,PLEM,PMPOf-PMPOf,56ft,EA | OM3 12 fiber, PanMPO interconnect cable assembly, plenum rated (OFNP), PanMPO Female To PanMPO Female, Method A, Std IL with no pulling eye, Aqua, 56 ft | PC | 1 | 1 | 1 | 1 | 609.62
07498357059 | FXTRP7N7NANF057 | OM3,12-Fiber,PLEM,PMPOf-PMPOf,57ft,EA | OM3 12 fiber, PanMPO interconnect cable assembly, plenum rated (OFNP), PanMPO Female To PanMPO Female, Method A, Std IL with no pulling eye, Aqua, 57 ft | PC | 1 | 1 | 1 | 1 | 612.8
07498357060 | FXTRP7N7NANF058 | OM3,12-Fiber,PLEM,PMPOf-PMPOf,58ft,EA | OM3 12 fiber, PanMPO interconnect cable assembly, plenum rated (OFNP), PanMPO Female To PanMPO Female, Method A, Std IL with no pulling eye, Aqua, 58 ft | PC | 1 | 1 | 1 | 1 | 616
07498357061 | FXTRP7N7NANF059 | OM3,12-Fiber,PLEM,PMPOf-PMPOf,59ft,EA | OM3 12 fiber, PanMPO interconnect cable assembly, plenum rated (OFNP), PanMPO Female To PanMPO Female, Method A, Std IL with no pulling eye, Aqua, 59 ft | PC | 1 | 1 | 1 | 1 | 619.18
07498357062 | FXTRP7N7NANF060 | OM3,12-Fiber,PLEM,PMPOf-PMPOf,60ft,EA | OM3 12 fiber, PanMPO interconnect cable assembly, plenum rated (OFNP), PanMPO Female To PanMPO Female, Method A, Std IL with no pulling eye, Aqua, 60 ft | PC | 1 | 1 | 1 | 1 | 622.36
07498357063 | FXTRP7N7NANF061 | OM3,12-Fiber,PLEM,PMPOf-PMPOf,61ft,EA | OM3 12 fiber, PanMPO interconnect cable assembly, plenum rated (OFNP), PanMPO Female To PanMPO Female, Method A, Std IL with no pulling eye, Aqua, 61 ft | PC | 1 | 1 | 1 | 1 | 625.52
07498357064 | FXTRP7N7NANF062 | OM3,12-Fiber,PLEM,PMPOf-PMPOf,62ft,EA | OM3 12 fiber, PanMPO interconnect cable assembly, plenum rated (OFNP), PanMPO Female To PanMPO Female, Method A, Std IL with no pulling eye, Aqua, 62 ft | PC | 1 | 1 | 1 | 1 | 628.7
07498357065 | FXTRP7N7NANF063 | OM3,12-Fiber,PLEM,PMPOf-PMPOf,63ft,EA | OM3 12 fiber, PanMPO interconnect cable assembly, plenum rated (OFNP), PanMPO Female To PanMPO Female, Method A, Std IL with no pulling eye, Aqua, 63 ft | PC | 1 | 1 | 1 | 1 | 631.9
07498357066 | FXTRP7N7NANF064 | OM3,12-Fiber,PLEM,PMPOf-PMPOf,64ft,EA | OM3 12 fiber, PanMPO interconnect cable assembly, plenum rated (OFNP), PanMPO Female To PanMPO Female, Method A, Std IL with no pulling eye, Aqua, 64 ft | PC | 1 | 1 | 1 | 1 | 635.06
07498357072 | FXTRP7N7NANF065 | OM3,12-Fiber,PLEM,PMPOf-PMPOf,65ft,EA | OM3 12 fiber, PanMPO interconnect cable assembly, plenum rated (OFNP), PanMPO Female To PanMPO Female, Method A, Std IL with no pulling eye, Aqua, 65 ft | PC | 1 | 1 | 1 | 1 | 638.24
07498357077 | FXTRP7N7NANF066 | OM3,12-Fiber,PLEM,PMPOf-PMPOf,66ft,EA | OM3 12 fiber, PanMPO interconnect cable assembly, plenum rated (OFNP), PanMPO Female To PanMPO Female, Method A, Std IL with no pulling eye, Aqua, 66 ft | PC | 1 | 1 | 1 | 1 | 641.4
07498357078 | FXTRP7N7NANF067 | OM3,12-Fiber,PLEM,PMPOf-PMPOf,67ft,EA | OM3 12 fiber, PanMPO interconnect cable assembly, plenum rated (OFNP), PanMPO Female To PanMPO Female, Method A, Std IL with no pulling eye, Aqua, 67 ft | PC | 1 | 1 | 1 | 1 | 644.62
07498357080 | FXTRP7N7NANF068 | OM3,12-Fiber,PLEM,PMPOf-PMPOf,68ft,EA | OM3 12 fiber, PanMPO interconnect cable assembly, plenum rated (OFNP), PanMPO Female To PanMPO Female, Method A, Std IL with no pulling eye, Aqua, 68 ft | PC | 1 | 1 | 1 | 1 | 647.8
07498357108 | FXTRP7N7NANF069 | OM3,12-Fiber,PLEM,PMPOf-PMPOf,69ft,EA | OM3 12 fiber, PanMPO interconnect cable assembly, plenum rated (OFNP), PanMPO Female To PanMPO Female, Method A, Std IL with no pulling eye, Aqua, 69 ft | PC | 1 | 1 | 1 | 1 | 650.96
07498357109 | FXTRP7N7NANF070 | OM3,12-Fiber,PLEM,PMPOf-PMPOf,70ft,EA | OM3 12 fiber, PanMPO interconnect cable assembly, plenum rated (OFNP), PanMPO Female To PanMPO Female, Method A, Std IL with no pulling eye, Aqua, 70 ft | PC | 1 | 1 | 1 | 1 | 654.16
07498357110 | FXTRP7N7NANF071 | OM3,12-Fiber,PLEM,PMPOf-PMPOf,71ft,EA | OM3 12 fiber, PanMPO interconnect cable assembly, plenum rated (OFNP), PanMPO Female To PanMPO Female, Method A, Std IL with no pulling eye, Aqua, 71 ft | PC | 1 | 1 | 1 | 1 | 657.32
07498357111 | FXTRP7N7NANF072 | OM3,12-Fiber,PLEM,PMPOf-PMPOf,72ft,EA | OM3 12 fiber, PanMPO interconnect cable assembly, plenum rated (OFNP), PanMPO Female To PanMPO Female, Method A, Std IL with no pulling eye, Aqua, 72 ft | PC | 1 | 1 | 1 | 1 | 660.5
07498357116 | FXTRP7N7NANF073 | OM3,12-Fiber,PLEM,PMPOf-PMPOf,73ft,EA | OM3 12 fiber, PanMPO interconnect cable assembly, plenum rated (OFNP), PanMPO Female To PanMPO Female, Method A, Std IL with no pulling eye, Aqua, 73 ft | PC | 1 | 1 | 1 | 1 | 663.68
07498357117 | FXTRP7N7NANF074 | OM3,12-Fiber,PLEM,PMPOf-PMPOf,74ft,EA | OM3 12 fiber, PanMPO interconnect cable assembly, plenum rated (OFNP), PanMPO Female To PanMPO Female, Method A, Std IL with no pulling eye, Aqua, 74 ft | PC | 1 | 1 | 1 | 1 | 666.86
07498357128 | FXTRP7N7NANF075 | OM3,12-Fiber,PLEM,PMPOf-PMPOf,75ft,EA | OM3 12 fiber, PanMPO interconnect cable assembly, plenum rated (OFNP), PanMPO Female To PanMPO Female, Method A, Std IL with no pulling eye, Aqua, 75 ft | PC | 1 | 1 | 1 | 1 | 670.06
07498357131 | FXTRP7N7NANF076 | OM3,12-Fiber,PLEM,PMPOf-PMPOf,76ft,EA | OM3 12 fiber, PanMPO interconnect cable assembly, plenum rated (OFNP), PanMPO Female To PanMPO Female, Method A, Std IL with no pulling eye, Aqua, 76 ft | PC | 1 | 1 | 1 | 1 | 673.22
07498357132 | FXTRP7N7NANF077 | OM3,12-Fiber,PLEM,PMPOf-PMPOf,77ft,EA | OM3 12 fiber, PanMPO interconnect cable assembly, plenum rated (OFNP), PanMPO Female To PanMPO Female, Method A, Std IL with no pulling eye, Aqua, 77 ft | PC | 1 | 1 | 1 | 1 | 676.42
07498357148 | FXTRP7N7NANF078 | OM3,12-Fiber,PLEM,PMPOf-PMPOf,78ft,EA | OM3 12 fiber, PanMPO interconnect cable assembly, plenum rated (OFNP), PanMPO Female To PanMPO Female, Method A, Std IL with no pulling eye, Aqua, 78 ft | PC | 1 | 1 | 1 | 1 | 679.6
07498357152 | FXTRP7N7NANF079 | OM3,12-Fiber,PLEM,PMPOf-PMPOf,79ft,EA | OM3 12 fiber, PanMPO interconnect cable assembly, plenum rated (OFNP), PanMPO Female To PanMPO Female, Method A, Std IL with no pulling eye, Aqua, 79 ft | PC | 1 | 1 | 1 | 1 | 682.76
07498357154 | FXTRP7N7NANF080 | OM3,12-Fiber,PLEM,PMPOf-PMPOf,80ft,EA | OM3 12 fiber, PanMPO interconnect cable assembly, plenum rated (OFNP), PanMPO Female To PanMPO Female, Method A, Std IL with no pulling eye, Aqua, 80 ft | PC | 1 | 1 | 1 | 1 | 685.94
07498357156 | FXTRP7N7NANF081 | OM3,12-Fiber,PLEM,PMPOf-PMPOf,81ft,EA | OM3 12 fiber, PanMPO interconnect cable assembly, plenum rated (OFNP), PanMPO Female To PanMPO Female, Method A, Std IL with no pulling eye, Aqua, 81 ft | PC | 1 | 1 | 1 | 1 | 689.12
07498357157 | FXTRP7N7NANF082 | OM3,12-Fiber,PLEM,PMPOf-PMPOf,82ft,EA | OM3 12 fiber, PanMPO interconnect cable assembly, plenum rated (OFNP), PanMPO Female To PanMPO Female, Method A, Std IL with no pulling eye, Aqua, 82 ft | PC | 1 | 1 | 1 | 1 | 692.3
07498357158 | FXTRP7N7NANF083 | OM3,12-Fiber,PLEM,PMPOf-PMPOf,83ft,EA | OM3 12 fiber, PanMPO interconnect cable assembly, plenum rated (OFNP), PanMPO Female To PanMPO Female, Method A, Std IL with no pulling eye, Aqua, 83 ft | PC | 1 | 1 | 1 | 1 | 695.48
07498357159 | FXTRP7N7NANF084 | OM3,12-Fiber,PLEM,PMPOf-PMPOf,84ft,EA | OM3 12 fiber, PanMPO interconnect cable assembly, plenum rated (OFNP), PanMPO Female To PanMPO Female, Method A, Std IL with no pulling eye, Aqua, 84 ft | PC | 1 | 1 | 1 | 1 | 698.68
07498357160 | FXTRP7N7NANF085 | OM3,12-Fiber,PLEM,PMPOf-PMPOf,85ft,EA | OM3 12 fiber, PanMPO interconnect cable assembly, plenum rated (OFNP), PanMPO Female To PanMPO Female, Method A, Std IL with no pulling eye, Aqua, 85 ft | PC | 1 | 1 | 1 | 1 | 701.86
07498357161 | FXTRP7N7NANF086 | OM3,12-Fiber,PLEM,PMPOf-PMPOf,86ft,EA | OM3 12 fiber, PanMPO interconnect cable assembly, plenum rated (OFNP), PanMPO Female To PanMPO Female, Method A, Std IL with no pulling eye, Aqua, 86 ft | PC | 1 | 1 | 1 | 1 | 705.02
07498357162 | FXTRP7N7NANF087 | OM3,12-Fiber,PLEM,PMPOf-PMPOf,87ft,EA | OM3 12 fiber, PanMPO interconnect cable assembly, plenum rated (OFNP), PanMPO Female To PanMPO Female, Method A, Std IL with no pulling eye, Aqua, 87 ft | PC | 1 | 1 | 1 | 1 | 708.2
07498357186 | FXTRP7N7NANF089 | OM3,12-Fiber,PLEM,PMPOf-PMPOf,89ft,EA | OM3 12 fiber, PanMPO interconnect cable assembly, plenum rated (OFNP), PanMPO Female To PanMPO Female, Method A, Std IL with no pulling eye, Aqua, 89 ft | PC | 1 | 1 | 1 | 1 | 714.56
07498357187 | FXTRP7N7NANF090 | OM3,12-Fiber,PLEM,PMPOf-PMPOf,90ft,EA | OM3 12 fiber, PanMPO interconnect cable assembly, plenum rated (OFNP), PanMPO Female To PanMPO Female, Method A, Std IL with no pulling eye, Aqua, 90 ft | PC | 1 | 1 | 1 | 1 | 717.74
07498357189 | FXTRP7N7NANF091 | OM3,12-Fiber,PLEM,PMPOf-PMPOf,91ft,EA | OM3 12 fiber, PanMPO interconnect cable assembly, plenum rated (OFNP), PanMPO Female To PanMPO Female, Method A, Std IL with no pulling eye, Aqua, 91 ft | PC | 1 | 1 | 1 | 1 | 720.9
07498357190 | FXTRP7N7NANF092 | OM3,12-Fiber,PLEM,PMPOf-PMPOf,92ft,EA | OM3 12 fiber, PanMPO interconnect cable assembly, plenum rated (OFNP), PanMPO Female To PanMPO Female, Method A, Std IL with no pulling eye, Aqua, 92 ft | PC | 1 | 1 | 1 | 1 | 724.12
07498357194 | FXTRP7N7NANF093 | OM3,12-Fiber,PLEM,PMPOf-PMPOf,93ft,EA | OM3 12 fiber, PanMPO interconnect cable assembly, plenum rated (OFNP), PanMPO Female To PanMPO Female, Method A, Std IL with no pulling eye, Aqua, 93 ft | PC | 1 | 1 | 1 | 1 | 727.3
07498357196 | FXTRP7N7NANF094 | OM3,12-Fiber,PLEM,PMPOf-PMPOf,94ft,EA | OM3 12 fiber, PanMPO interconnect cable assembly, plenum rated (OFNP), PanMPO Female To PanMPO Female, Method A, Std IL with no pulling eye, Aqua, 94 ft | PC | 1 | 1 | 1 | 1 | 730.46
07498357198 | FXTRP7N7NANF095 | OM3,12-Fiber,PLEM,PMPOf-PMPOf,95ft,EA | OM3 12 fiber, PanMPO interconnect cable assembly, plenum rated (OFNP), PanMPO Female To PanMPO Female, Method A, Std IL with no pulling eye, Aqua, 95 ft | PC | 1 | 1 | 1 | 1 | 733.66
07498357200 | FXTRP7N7NANF096 | OM3,12-Fiber,PLEM,PMPOf-PMPOf,96ft,EA | OM3 12 fiber, PanMPO interconnect cable assembly, plenum rated (OFNP), PanMPO Female To PanMPO Female, Method A, Std IL with no pulling eye, Aqua, 96 ft | PC | 1 | 1 | 1 | 1 | 736.82
07498357201 | FXTRP7N7NANF097 | OM3,12-Fiber,PLEM,PMPOf-PMPOf,97ft,EA | OM3 12 fiber, PanMPO interconnect cable assembly, plenum rated (OFNP), PanMPO Female To PanMPO Female, Method A, Std IL with no pulling eye, Aqua, 97 ft | PC | 1 | 1 | 1 | 1 | 740
07498357202 | FXTRP7N7NANF098 | OM3,12-Fiber,PLEM,PMPOf-PMPOf,98ft,EA | OM3 12 fiber, PanMPO interconnect cable assembly, plenum rated (OFNP), PanMPO Female To PanMPO Female, Method A, Std IL with no pulling eye, Aqua, 98 ft | PC | 1 | 1 | 1 | 1 | 743.18
07498357204 | FXTRP7N7NANF099 | OM3,12-Fiber,PLEM,PMPOf-PMPOf,99ft,EA | OM3 12 fiber, PanMPO interconnect cable assembly, plenum rated (OFNP), PanMPO Female To PanMPO Female, Method A, Std IL with no pulling eye, Aqua, 99 ft | PC | 1 | 1 | 1 | 1 | 746.36
07498357188 | FXTRP7N7NANF100 | OM3,12-Fiber,PLEM,PMPOf-PMPOf,100ft,EA | OM3 12 fiber, PanMPO interconnect cable assembly, plenum rated (OFNP), PanMPO Female To PanMPO Female, Method A, Std IL with no pulling eye, Aqua, 100 ft | PC | 1 | 1 | 1 | 1 | 749.54
07498394989 | FXTRP7N7NANF101 | 12-fiber OM3 Interconnect Plenum PanMPO | 12-fiber OM3 interconnect cable assembly, plenum (OFNP) rated, PanMPO female to PanMPO female, Method A Std IL., with no pulling eye. | PC | 1 | 1 | 1 | 1 | 752.72
07498394990 | FXTRP7N7NANF102 | 12-fiber OM3 Interconnect Plenum PanMPO | 12-fiber OM3 interconnect cable assembly, plenum (OFNP) rated, PanMPO female to PanMPO female, Method A Std IL., with no pulling eye. | PC | 1 | 1 | 1 | 1 | 755.92
07498394991 | FXTRP7N7NANF103 | 12-fiber OM3 Interconnect Plenum PanMPO | 12-fiber OM3 interconnect cable assembly, plenum (OFNP) rated, PanMPO female to PanMPO female, Method A Std IL., with no pulling eye. | PC | 1 | 1 | 1 | 1 | 759.1
07498394992 | FXTRP7N7NANF104 | 12-fiber OM3 Interconnect Plenum PanMPO | 12-fiber OM3 interconnect cable assembly, plenum (OFNP) rated, PanMPO female to PanMPO female, Method A Std IL., with no pulling eye. | PC | 1 | 1 | 1 | 1 | 762.26
07498394993 | FXTRP7N7NANF105 | 12-fiber OM3 Interconnect Plenum PanMPO | 12-fiber OM3 interconnect cable assembly, plenum (OFNP) rated, PanMPO female to PanMPO female, Method A Std IL., with no pulling eye. | PC | 1 | 1 | 1 | 1 | 765.44
07498394994 | FXTRP7N7NANF106 | 12-fiber OM3 Interconnect Plenum PanMPO | 12-fiber OM3 interconnect cable assembly, plenum (OFNP) rated, PanMPO female to PanMPO female, Method A Std IL., with no pulling eye. | PC | 1 | 1 | 1 | 1 | 768.62
07498394995 | FXTRP7N7NANF107 | 12-fiber OM3 Interconnect Plenum PanMPO | 12-fiber OM3 interconnect cable assembly, plenum (OFNP) rated, PanMPO female to PanMPO female, Method A Std IL., with no pulling eye. | PC | 1 | 1 | 1 | 1 | 771.8
07498394996 | FXTRP7N7NANF108 | 12-fiber OM3 Interconnect Plenum PanMPO | 12-fiber OM3 interconnect cable assembly, plenum (OFNP) rated, PanMPO female to PanMPO female, Method A Std IL., with no pulling eye. | PC | 1 | 1 | 1 | 1 | 774.98
07498394997 | FXTRP7N7NANF109 | 12-fiber OM3 Interconnect Plenum PanMPO | 12-fiber OM3 interconnect cable assembly, plenum (OFNP) rated, PanMPO female to PanMPO female, Method A Std IL., with no pulling eye. | PC | 1 | 1 | 1 | 1 | 778.16
07498394999 | FXTRP7N7NANF110 | 12-fiber OM3 Interconnect Plenum PanMPO | 12-fiber OM3 interconnect cable assembly, plenum (OFNP) rated, PanMPO female to PanMPO female, Method A Std IL., with no pulling eye. | PC | 1 | 1 | 1 | 1 | 781.36
07498395000 | FXTRP7N7NANF111 | 12-fiber OM3 Interconnect Plenum PanMPO | 12-fiber OM3 interconnect cable assembly, plenum (OFNP) rated, PanMPO female to PanMPO female, Method A Std IL., with no pulling eye. | PC | 1 | 1 | 1 | 1 | 784.52
07498395002 | FXTRP7N7NANF112 | 12-fiber OM3 Interconnect Plenum PanMPO | 12-fiber OM3 interconnect cable assembly, plenum (OFNP) rated, PanMPO female to PanMPO female, Method A Std IL., with no pulling eye. | PC | 1 | 1 | 1 | 1 | 787.7
07498395003 | FXTRP7N7NANF113 | 12-fiber OM3 Interconnect Plenum PanMPO | 12-fiber OM3 interconnect cable assembly, plenum (OFNP) rated, PanMPO female to PanMPO female, Method A Std IL., with no pulling eye. | PC | 1 | 1 | 1 | 1 | 790.9
07498395004 | FXTRP7N7NANF114 | 12-fiber OM3 Interconnect Plenum PanMPO | 12-fiber OM3 interconnect cable assembly, plenum (OFNP) rated, PanMPO female to PanMPO female, Method A Std IL., with no pulling eye. | PC | 1 | 1 | 1 | 1 | 794.06
07498395005 | FXTRP7N7NANF115 | 12-fiber OM3 Interconnect Plenum PanMPO | 12-fiber OM3 interconnect cable assembly, plenum (OFNP) rated, PanMPO female to PanMPO female, Method A Std IL., with no pulling eye. | PC | 1 | 1 | 1 | 1 | 797.24
07498395006 | FXTRP7N7NANF116 | 12-fiber OM3 Interconnect Plenum PanMPO | 12-fiber OM3 interconnect cable assembly, plenum (OFNP) rated, PanMPO female to PanMPO female, Method A Std IL., with no pulling eye. | PC | 1 | 1 | 1 | 1 | 800.4
07498395007 | FXTRP7N7NANF117 | 12-fiber OM3 Interconnect Plenum PanMPO | 12-fiber OM3 interconnect cable assembly, plenum (OFNP) rated, PanMPO female to PanMPO female, Method A Std IL., with no pulling eye. | PC | 1 | 1 | 1 | 1 | 803.6
07498395208 | FXTRP7N7NANF118 | 12-fiber OM3 Interconnect Plenum PanMPO | 12-fiber OM3 interconnect cable assembly, plenum (OFNP) rated, PanMPO female to PanMPO female, Method A Std IL., with no pulling eye. | PC | 1 | 1 | 1 | 1 | 806.8
07498395310 | FXTRP7N7NANF119 | 12-fiber OM3 Interconnect Plenum PanMPO | 12-fiber OM3 interconnect cable assembly, plenum (OFNP) rated, PanMPO female to PanMPO female, Method A Std IL., with no pulling eye. | PC | 1 | 1 | 1 | 1 | 809.96
07498395344 | FXTRP7N7NANF120 | OM3 12 Fiber Interconnect Plenum Pan MPO |  | PC | 1 | 1 | 1 | 1 | 813.16
07498395311 | FXTRP7N7NANF121 | 12-fiber OM3 Interconnect Plenum PanMPO | 12-fiber OM3 interconnect cable assembly, plenum (OFNP) rated, PanMPO female to PanMPO female, Method A Std IL., with no pulling eye. | PC | 1 | 1 | 1 | 1 | 816.32
07498395312 | FXTRP7N7NANF122 | 12-fiber OM3 Interconnect Plenum PanMPO | 12-fiber OM3 interconnect cable assembly, plenum (OFNP) rated, PanMPO female to PanMPO female, Method A Std IL., with no pulling eye. | PC | 1 | 1 | 1 | 1 | 819.5
07498395313 | FXTRP7N7NANF123 | 12-fiber OM3 Interconnect Plenum PanMPO | 12-fiber OM3 interconnect cable assembly, plenum (OFNP) rated, PanMPO female to PanMPO female, Method A Std IL., with no pulling eye. | PC | 1 | 1 | 1 | 1 | 822.68
07498395314 | FXTRP7N7NANF124 | 12-fiber OM3 Interconnect Plenum PanMPO | 12-fiber OM3 interconnect cable assembly, plenum (OFNP) rated, PanMPO female to PanMPO female, Method A Std IL., with no pulling eye. | PC | 1 | 1 | 1 | 1 | 825.86
07498395315 | FXTRP7N7NANF125 | 12-fiber OM3 Interconnect Plenum PanMPO | 12-fiber OM3 interconnect cable assembly, plenum (OFNP) rated, PanMPO female to PanMPO female, Method A Std IL., with no pulling eye. | PC | 1 | 1 | 1 | 1 | 829.04
07498395316 | FXTRP7N7NANF126 | 12-fiber OM3 Interconnect Plenum PanMPO | 12-fiber OM3 interconnect cable assembly, plenum (OFNP) rated, PanMPO female to PanMPO female, Method A Std IL., with no pulling eye. | PC | 1 | 1 | 1 | 1 | 832.2
07498395317 | FXTRP7N7NANF127 | 12-fiber OM3 Interconnect Plenum PanMPO | 12-fiber OM3 interconnect cable assembly, plenum (OFNP) rated, PanMPO female to PanMPO female, Method A Std IL., with no pulling eye. | PC | 1 | 1 | 1 | 1 | 835.42
07498395318 | FXTRP7N7NANF128 | 12-fiber OM3 Interconnect Plenum PanMPO | 12-fiber OM3 interconnect cable assembly, plenum (OFNP) rated, PanMPO female to PanMPO female, Method A Std IL., with no pulling eye. | PC | 1 | 1 | 1 | 1 | 838.6
07498395319 | FXTRP7N7NANF129 | 12-fiber OM3 Interconnect Plenum PanMPO | 12-fiber OM3 interconnect cable assembly, plenum (OFNP) rated, PanMPO female to PanMPO female, Method A Std IL., with no pulling eye. | PC | 1 | 1 | 1 | 1 | 841.76
07498395320 | FXTRP7N7NANF130 | 12-fiber OM3 Interconnect Plenum PanMPO | 12-fiber OM3 interconnect cable assembly, plenum (OFNP) rated, PanMPO female to PanMPO female, Method A Std IL., with no pulling eye. | PC | 1 | 1 | 1 | 1 | 844.94
07498395321 | FXTRP7N7NANF131 | 12-fiber OM3 Interconnect Plenum PanMPO | 12-fiber OM3 interconnect cable assembly, plenum (OFNP) rated, PanMPO female to PanMPO female, Method A Std IL., with no pulling eye. | PC | 1 | 1 | 1 | 1 | 848.12
07498395322 | FXTRP7N7NANF132 | 12-fiber OM3 Interconnect Plenum PanMPO | 12-fiber OM3 interconnect cable assembly, plenum (OFNP) rated, PanMPO female to PanMPO female, Method A Std IL., with no pulling eye. | PC | 1 | 1 | 1 | 1 | 851.3
07498395323 | FXTRP7N7NANF133 | 12-fiber OM3 Interconnect Plenum PanMPO | 12-fiber OM3 interconnect cable assembly, plenum (OFNP) rated, PanMPO female to PanMPO female, Method A Std IL., with no pulling eye. | PC | 1 | 1 | 1 | 1 | 854.48
07498395324 | FXTRP7N7NANF134 | 12-fiber OM3 Interconnect Plenum PanMPO | 12-fiber OM3 interconnect cable assembly, plenum (OFNP) rated, PanMPO female to PanMPO female, Method A Std IL., with no pulling eye. | PC | 1 | 1 | 1 | 1 | 857.66
07498395325 | FXTRP7N7NANF135 | 12-fiber OM3 Interconnect Plenum PanMPO | 12-fiber OM3 interconnect cable assembly, plenum (OFNP) rated, PanMPO female to PanMPO female, Method A Std IL., with no pulling eye. | PC | 1 | 1 | 1 | 1 | 860.84
07498395326 | FXTRP7N7NANF136 | 12-fiber OM3 Interconnect Plenum PanMPO | 12-fiber OM3 interconnect cable assembly, plenum (OFNP) rated, PanMPO female to PanMPO female, Method A Std IL., with no pulling eye. | PC | 1 | 1 | 1 | 1 | 864.02
07498395327 | FXTRP7N7NANF137 | 12-fiber OM3 Interconnect Plenum PanMPO | 12-fiber OM3 interconnect cable assembly, plenum (OFNP) rated, PanMPO female to PanMPO female, Method A Std IL., with no pulling eye. | PC | 1 | 1 | 1 | 1 | 867.2
07498395328 | FXTRP7N7NANF138 | 12-fiber OM3 Interconnect Plenum PanMPO | 12-fiber OM3 interconnect cable assembly, plenum (OFNP) rated, PanMPO female to PanMPO female, Method A Std IL., with no pulling eye. | PC | 1 | 1 | 1 | 1 | 870.4
07498395329 | FXTRP7N7NANF139 | 12-fiber OM3 Interconnect Plenum PanMPO | 12-fiber OM3 interconnect cable assembly, plenum (OFNP) rated, PanMPO female to PanMPO female, Method A Std IL., with no pulling eye. | PC | 1 | 1 | 1 | 1 | 873.56
07498395330 | FXTRP7N7NANF140 | 12-fiber OM3 Interconnect Plenum PanMPO | 12-fiber OM3 interconnect cable assembly, plenum (OFNP) rated, PanMPO female to PanMPO female, Method A Std IL., with no pulling eye. | PC | 1 | 1 | 1 | 1 | 876.74
07498395331 | FXTRP7N7NANF141 | 12-fiber OM3 Interconnect Plenum PanMPO | 12-fiber OM3 interconnect cable assembly, plenum (OFNP) rated, PanMPO female to PanMPO female, Method A Std IL., with no pulling eye. | PC | 1 | 1 | 1 | 1 | 879.9
07498395332 | FXTRP7N7NANF142 | 12-fiber OM3 Interconnect Plenum PanMPO | 12-fiber OM3 interconnect cable assembly, plenum (OFNP) rated, PanMPO female to PanMPO female, Method A Std IL., with no pulling eye. | PC | 1 | 1 | 1 | 1 | 883.1
07498395333 | FXTRP7N7NANF143 | 12-fiber OM3 Interconnect Plenum PanMPO | 12-fiber OM3 interconnect cable assembly, plenum (OFNP) rated, PanMPO female to PanMPO female, Method A Std IL., with no pulling eye. | PC | 1 | 1 | 1 | 1 | 886.28
07498395334 | FXTRP7N7NANF144 | 12-fiber OM3 Interconnect Plenum PanMPO | 12-fiber OM3 interconnect cable assembly, plenum (OFNP) rated, PanMPO female to PanMPO female, Method A Std IL., with no pulling eye. | PC | 1 | 1 | 1 | 1 | 889.44
07498395335 | FXTRP7N7NANF145 | 12-fiber OM3 Interconnect Plenum PanMPO | 12-fiber OM3 interconnect cable assembly, plenum (OFNP) rated, PanMPO female to PanMPO female, Method A Std IL., with no pulling eye. | PC | 1 | 1 | 1 | 1 | 892.66
07498395336 | FXTRP7N7NANF146 | 12-fiber OM3 Interconnect Plenum PanMPO | 12-fiber OM3 interconnect cable assembly, plenum (OFNP) rated, PanMPO female to PanMPO female, Method A Std IL., with no pulling eye. | PC | 1 | 1 | 1 | 1 | 895.82
07498395337 | FXTRP7N7NANF147 | 12-fiber OM3 Interconnect Plenum PanMPO | 12-fiber OM3 interconnect cable assembly, plenum (OFNP) rated, PanMPO female to PanMPO female, Method A Std IL., with no pulling eye. | PC | 1 | 1 | 1 | 1 | 899
07498395338 | FXTRP7N7NANF148 | 12-fiber OM3 Interconnect Plenum PanMPO | 12-fiber OM3 interconnect cable assembly, plenum (OFNP) rated, PanMPO female to PanMPO female, Method A Std IL., with no pulling eye. | PC | 1 | 1 | 1 | 1 | 902.18
07498395339 | FXTRP7N7NANF149 | 12-fiber OM3 Interconnect Plenum PanMPO | 12-fiber OM3 interconnect cable assembly, plenum (OFNP) rated, PanMPO female to PanMPO female, Method A Std IL., with no pulling eye. | PC | 1 | 1 | 1 | 1 | 905.36
07498395340 | FXTRP7N7NANF150 | 12-fiber OM3 Interconnect Plenum PanMPO | 12-fiber OM3 interconnect cable assembly, plenum (OFNP) rated, PanMPO female to PanMPO female, Method A Std IL., with no pulling eye. | PC | 1 | 1 | 1 | 1 | 908.54
07498360978 | FXTRP7N7NANM001 | OM3,12-Fiber,PLEM,PMPOf-PMPOf,StdIL,1M | OM3 12 fiber, PanMPO interconnect cable assembly, plenum rated (OFNP), PanMPO Female To PanMPO Female, Method A, Std IL, with no pulling eye, Aqua, 1 meter | PC | 1 | 1 | 1 | 1 | 441.98
07498360979 | FXTRP7N7NANM002 | OM3,12-Fiber,PLEM,PMPOf-PMPOf,StdIL,2M | OM3 12 fiber, PanMPO interconnect cable assembly, plenum rated (OFNP), PanMPO Female To PanMPO Female, Method A, Std IL, with no pulling eye, Aqua, 2 meters | PC | 1 | 1 | 1 | 1 | 452.42
07498360982 | FXTRP7N7NANM003 | OM3,12-Fiber,PLEM,PMPOf-PMPOf,StdIL,3M | OM3 12 fiber, PanMPO interconnect cable assembly, plenum rated (OFNP), PanMPO Female To PanMPO Female, Method A, Std IL, with no pulling eye, Aqua, 3 meters | PC | 1 | 1 | 1 | 1 | 462.84
07498360983 | FXTRP7N7NANM004 | OM3,12-Fiber,PLEM,PMPOf-PMPOf,StdIL,4M | OM3 12 fiber, PanMPO interconnect cable assembly, plenum rated (OFNP), PanMPO Female To PanMPO Female, Method A, Std IL, with no pulling eye, Aqua, 4 meters | PC | 1 | 1 | 1 | 1 | 473.24
07498360984 | FXTRP7N7NANM005 | OM3,12-Fiber,PLEM,PMPOf-PMPOf,StdIL,5M | OM3 12 fiber, PanMPO interconnect cable assembly, plenum rated (OFNP), PanMPO Female To PanMPO Female, Method A, Std IL, with no pulling eye, Aqua, 5 meters | PC | 1 | 1 | 1 | 1 | 483.68
07498360985 | FXTRP7N7NANM006 | OM3,12-Fiber,PLEM,PMPOf-PMPOf,StdIL,6M | OM3 12 fiber, PanMPO interconnect cable assembly, plenum rated (OFNP), PanMPO Female To PanMPO Female, Method A, Std IL, with no pulling eye, Aqua, 6 meters | PC | 1 | 1 | 1 | 1 | 494.1
07498360986 | FXTRP7N7NANM007 | OM3,12-Fiber,PLEM,PMPOf-PMPOf,StdIL,7M | OM3 12 fiber, PanMPO interconnect cable assembly, plenum rated (OFNP), PanMPO Female To PanMPO Female, Method A, Std IL, with no pulling eye, Aqua, 7 meters | PC | 1 | 1 | 1 | 1 | 504.52
07498360987 | FXTRP7N7NANM008 | OM3,12-Fiber,PLEM,PMPOf-PMPOf,StdIL,8M | OM3 12 fiber, PanMPO interconnect cable assembly, plenum rated (OFNP), PanMPO Female To PanMPO Female, Method A, Std IL, with no pulling eye, Aqua, 8 meters | PC | 1 | 1 | 1 | 1 | 514.96
07498360988 | FXTRP7N7NANM009 | OM3,12-Fiber,PLEM,PMPOf-PMPOf,StdIL,9M | OM3 12 fiber, PanMPO interconnect cable assembly, plenum rated (OFNP), PanMPO Female To PanMPO Female, Method A, Std IL, with no pulling eye, Aqua, 9 meters | PC | 1 | 1 | 1 | 1 | 525.38
07498361162 | FXTRP7N7NANM010 | OM3,12-Fiber,PLEM,PMPOf-PMPOf,StdIL,10M | OM3 12 fiber, PanMPO interconnect cable assembly, plenum rated (OFNP), PanMPO Female To PanMPO Female, Method A, Std IL, with no pulling eye, Aqua, 10 meters | PC | 1 | 1 | 1 | 1 | 535.82
07498360989 | FXTRP7N7NANM011 | OM3,12-Fiber,PLEM,PMPOf-PMPOf,StdIL,11M | OM3 12 fiber, PanMPO interconnect cable assembly, plenum rated (OFNP), PanMPO Female To PanMPO Female, Method A, Std IL, with no pulling eye, Aqua, 11 meters | PC | 1 | 1 | 1 | 1 | 546.24
07498360990 | FXTRP7N7NANM012 | OM3,12-Fiber,PLEM,PMPOf-PMPOf,StdIL,12M | OM3 12 fiber, PanMPO interconnect cable assembly, plenum rated (OFNP), PanMPO Female To PanMPO Female, Method A, Std IL, with no pulling eye, Aqua, 12 meters | PC | 1 | 1 | 1 | 1 | 556.64
07498360991 | FXTRP7N7NANM013 | OM3,12-Fiber,PLEM,PMPOf-PMPOf,StdIL,13M | OM3 12 fiber, PanMPO interconnect cable assembly, plenum rated (OFNP), PanMPO Female To PanMPO Female, Method A, Std IL, with no pulling eye, Aqua, 13 meters | PC | 1 | 1 | 1 | 1 | 567.1
07498360992 | FXTRP7N7NANM014 | OM3,12-Fiber,PLEM,PMPOf-PMPOf,StdIL,14M | OM3 12 fiber, PanMPO interconnect cable assembly, plenum rated (OFNP), PanMPO Female To PanMPO Female, Method A, Std IL, with no pulling eye, Aqua, 14 meters | PC | 1 | 1 | 1 | 1 | 577.52
07498360993 | FXTRP7N7NANM015 | OM3,12-Fiber,PLEM,PMPOf-PMPOf,StdIL,15M | OM3 12 fiber, PanMPO interconnect cable assembly, plenum rated (OFNP), PanMPO Female To PanMPO Female, Method A, Std IL, with no pulling eye, Aqua, 15 meters | PC | 1 | 1 | 1 | 1 | 587.94
07498360994 | FXTRP7N7NANM016 | OM3,12-Fiber,PLEM,PMPOf-PMPOf,StdIL,16M | OM3 12 fiber, PanMPO interconnect cable assembly, plenum rated (OFNP), PanMPO Female To PanMPO Female, Method A, Std IL, with no pulling eye, Aqua, 16 meters | PC | 1 | 1 | 1 | 1 | 598.38
07498360995 | FXTRP7N7NANM017 | OM3,12-Fiber,PLEM,PMPOf-PMPOf,StdIL,17M | OM3 12 fiber, PanMPO interconnect cable assembly, plenum rated (OFNP), PanMPO Female To PanMPO Female, Method A, Std IL, with no pulling eye, Aqua, 17 meters | PC | 1 | 1 | 1 | 1 | 608.8
07498360996 | FXTRP7N7NANM018 | OM3,12-Fiber,PLEM,PMPOf-PMPOf,StdIL,18M | OM3 12 fiber, PanMPO interconnect cable assembly, plenum rated (OFNP), PanMPO Female To PanMPO Female, Method A, Std IL, with no pulling eye, Aqua, 18 meters | PC | 1 | 1 | 1 | 1 | 619.22
07498360997 | FXTRP7N7NANM019 | OM3,12-Fiber,PLEM,PMPOf-PMPOf,StdIL,19M | OM3 12 fiber, PanMPO interconnect cable assembly, plenum rated (OFNP), PanMPO Female To PanMPO Female, Method A, Std IL, with no pulling eye, Aqua, 19 meters | PC | 1 | 1 | 1 | 1 | 629.66
07498360998 | FXTRP7N7NANM020 | OM3,12-Fiber,PLEM,PMPOf-PMPOf,StdIL,20M | OM3 12 fiber, PanMPO interconnect cable assembly, plenum rated (OFNP), PanMPO Female To PanMPO Female, Method A, Std IL, with no pulling eye, Aqua, 20 meters | PC | 1 | 1 | 1 | 1 | 640.06
07498360999 | FXTRP7N7NANM021 | OM3,12-Fiber,PLEM,PMPOf-PMPOf,StdIL,21M | OM3 12 fiber, PanMPO interconnect cable assembly, plenum rated (OFNP), PanMPO Female To PanMPO Female, Method A, Std IL, with no pulling eye, Aqua, 21 meters | PC | 1 | 1 | 1 | 1 | 650.48
07498361000 | FXTRP7N7NANM022 | OM3,12-Fiber,PLEM,PMPOf-PMPOf,StdIL,22M | OM3 12 fiber, PanMPO interconnect cable assembly, plenum rated (OFNP), PanMPO Female To PanMPO Female, Method A, Std IL, with no pulling eye, Aqua, 22 meters | PC | 1 | 1 | 1 | 1 | 660.92
07498361001 | FXTRP7N7NANM023 | OM3,12-Fiber,PLEM,PMPOf-PMPOf,StdIL,23M | OM3 12 fiber, PanMPO interconnect cable assembly, plenum rated (OFNP), PanMPO Female To PanMPO Female, Method A, Std IL, with no pulling eye, Aqua, 23 meters | PC | 1 | 1 | 1 | 1 | 671.34
07498361002 | FXTRP7N7NANM024 | OM3,12-Fiber,PLEM,PMPOf-PMPOf,StdIL,24M | OM3 12 fiber, PanMPO interconnect cable assembly, plenum rated (OFNP), PanMPO Female To PanMPO Female, Method A, Std IL, with no pulling eye, Aqua, 24 meters | PC | 1 | 1 | 1 | 1 | 681.78
07498361003 | FXTRP7N7NANM025 | OM3,12-Fiber,PLEM,PMPOf-PMPOf,StdIL,25M | OM3 12 fiber, PanMPO interconnect cable assembly, plenum rated (OFNP), PanMPO Female To PanMPO Female, Method A, Std IL, with no pulling eye, Aqua, 25 meters | PC | 1 | 1 | 1 | 1 | 692.2
07498361004 | FXTRP7N7NANM026 | OM3,12-Fiber,PLEM,PMPOf-PMPOf,StdIL,26M | OM3 12 fiber, PanMPO interconnect cable assembly, plenum rated (OFNP), PanMPO Female To PanMPO Female, Method A, Std IL, with no pulling eye, Aqua, 26 meters | PC | 1 | 1 | 1 | 1 | 702.62
07498361005 | FXTRP7N7NANM027 | OM3,12-Fiber,PLEM,PMPOf-PMPOf,StdIL,27M | OM3 12 fiber, PanMPO interconnect cable assembly, plenum rated (OFNP), PanMPO Female To PanMPO Female, Method A, Std IL, with no pulling eye, Aqua, 27 meters | PC | 1 | 1 | 1 | 1 | 713.04
07498361006 | FXTRP7N7NANM028 | OM3,12-Fiber,PLEM,PMPOf-PMPOf,StdIL,28M | OM3 12 fiber, PanMPO interconnect cable assembly, plenum rated (OFNP), PanMPO Female To PanMPO Female, Method A, Std IL, with no pulling eye, Aqua, 28 meters | PC | 1 | 1 | 1 | 1 | 723.46
07498361007 | FXTRP7N7NANM029 | OM3,12-Fiber,PLEM,PMPOf-PMPOf,StdIL,29M | OM3 12 fiber, PanMPO interconnect cable assembly, plenum rated (OFNP), PanMPO Female To PanMPO Female, Method A, Std IL, with no pulling eye, Aqua, 29 meters | PC | 1 | 1 | 1 | 1 | 733.88
07498361008 | FXTRP7N7NANM030 | OM3,12-Fiber,PLEM,PMPOf-PMPOf,StdIL,30M | OM3 12 fiber, PanMPO interconnect cable assembly, plenum rated (OFNP), PanMPO Female To PanMPO Female, Method A, Std IL, with no pulling eye, Aqua, 30 meters | PC | 1 | 1 | 1 | 1 | 744.32
07498394742 | FXTRP7N7NANM031 | OM3 12-fiber interconnect, plenum PanMPO | OM3 12-fiber interconnect cable assembly, plenum (OFNP) rated, PanMPO female to PanMPO female, Method A, Std IL., with no pulling eye. | PC | 1 | 1 | 1 | 1 | 754.74
07498394743 | FXTRP7N7NANM032 | OM3 12-fiber interconnect, plenum PanMPO | OM3 12-fiber interconnect cable assembly, plenum (OFNP) rated, PanMPO female to PanMPO female, Method A, Std IL., with no pulling eye. | PC | 1 | 1 | 1 | 1 | 765.16
07498394744 | FXTRP7N7NANM033 | OM3 12-fiber interconnect, plenum PanMPO | OM3 12-fiber interconnect cable assembly, plenum (OFNP) rated, PanMPO female to PanMPO female, Method A, Std IL., with no pulling eye. | PC | 1 | 1 | 1 | 1 | 775.62
07498394745 | FXTRP7N7NANM034 | OM3 12-fiber interconnect, plenum PanMPO | OM3 12-fiber interconnect cable assembly, plenum (OFNP) rated, PanMPO female to PanMPO female, Method A, Std IL., with no pulling eye. | PC | 1 | 1 | 1 | 1 | 786.04
07498394549 | FXTRP7N7NANM035 | OM3 12-Fiber Interconnect Plenum PanMPO |  | PC | 1 | 1 | 1 | 1 | 796.44
07498394746 | FXTRP7N7NANM036 | OM3 12-fiber interconnect, plenum PanMPO | OM3 12-fiber interconnect cable assembly, plenum (OFNP) rated, PanMPO female to PanMPO female, Method A, Std IL., with no pulling eye. | PC | 1 | 1 | 1 | 1 | 806.88
07498394747 | FXTRP7N7NANM037 | OM3 12-fiber interconnect, plenum PanMPO | OM3 12-fiber interconnect cable assembly, plenum (OFNP) rated, PanMPO female to PanMPO female, Method A, Std IL., with no pulling eye. | PC | 1 | 1 | 1 | 1 | 817.3
07498394748 | FXTRP7N7NANM038 | OM3 12-fiber interconnect, plenum PanMPO | OM3 12-fiber interconnect cable assembly, plenum (OFNP) rated, PanMPO female to PanMPO female, Method A, Std IL., with no pulling eye. | PC | 1 | 1 | 1 | 1 | 827.74
07498394756 | FXTRP7N7NANM039 | OM3 12-fiber interconnect, plenum PanMPO | OM3 12-fiber interconnect cable assembly, plenum (OFNP) rated, PanMPO female to PanMPO female, Method A, Std IL., with no pulling eye. | PC | 1 | 1 | 1 | 1 | 838.16
07498394550 | FXTRP7N7NANM040 | OM3 12-Fiber Interconnect Plenum PanMPO |  | PC | 1 | 1 | 1 | 1 | 848.58
07498394749 | FXTRP7N7NANM041 | OM3 12-fiber interconnect, plenum PanMPO | OM3 12-fiber interconnect cable assembly, plenum (OFNP) rated, PanMPO female to PanMPO female, Method A, Std IL., with no pulling eye. | PC | 1 | 1 | 1 | 1 | 859.02
07498394750 | FXTRP7N7NANM042 | OM3 12-fiber interconnect, plenum PanMPO | OM3 12-fiber interconnect cable assembly, plenum (OFNP) rated, PanMPO female to PanMPO female, Method A, Std IL., with no pulling eye. | PC | 1 | 1 | 1 | 1 | 869.42
07498394751 | FXTRP7N7NANM043 | OM3 12-fiber interconnect, plenum PanMPO | OM3 12-fiber interconnect cable assembly, plenum (OFNP) rated, PanMPO female to PanMPO female, Method A, Std IL., with no pulling eye. | PC | 1 | 1 | 1 | 1 | 879.84
07498394752 | FXTRP7N7NANM044 | OM3 12-fiber interconnect, plenum PanMPO | OM3 12-fiber interconnect cable assembly, plenum (OFNP) rated, PanMPO female to PanMPO female, Method A, Std IL., with no pulling eye. | PC | 1 | 1 | 1 | 1 | 890.28
07498394551 | FXTRP7N7NANM045 | OM3 12-Fiber Interconnect Plenum PanMPO |  | PC | 1 | 1 | 1 | 1 | 900.7
07498394757 | FXTRP7N7NANM046 | OM3 12-fiber interconnect, plenum PanMPO | OM3 12-fiber interconnect cable assembly, plenum (OFNP) rated, PanMPO female to PanMPO female, Method A, Std IL., with no pulling eye. | PC | 1 | 1 | 1 | 1 | 911.12
07498394753 | FXTRP7N7NANM047 | OM3 12-fiber interconnect, plenum PanMPO | OM3 12-fiber interconnect cable assembly, plenum (OFNP) rated, PanMPO female to PanMPO female, Method A, Std IL., with no pulling eye. | PC | 1 | 1 | 1 | 1 | 921.56
07498394754 | FXTRP7N7NANM048 | OM3 12-fiber interconnect, plenum PanMPO | OM3 12-fiber interconnect cable assembly, plenum (OFNP) rated, PanMPO female to PanMPO female, Method A, Std IL., with no pulling eye. | PC | 1 | 1 | 1 | 1 | 931.98
07498394755 | FXTRP7N7NANM049 | OM3 12-fiber interconnect, plenum PanMPO | OM3 12-fiber interconnect cable assembly, plenum (OFNP) rated, PanMPO female to PanMPO female, Method A, Std IL., with no pulling eye. | PC | 1 | 1 | 1 | 1 | 942.4
07498394681 | FXTRP7N7NANM050 | OM3 12-Fiber Interconnect Plenum PanMPO |  | PC | 1 | 1 | 1 | 1 | 952.82
61305636593 | FXTRP7N7NBNF001 | OM3 12f Interconnect OFNP PanMPO F/PanMP |  | PC | 1 | 1 | 1 | 1 | 434.76
61305636594 | FXTRP7N7NBNF002 | OM3 12f Interconnect OFNP PanMPO F/PanMP |  | PC | 1 | 1 | 1 | 1 | 437.94
61305629694 | FXTRP7N7NBNF004 | OM3 12 Fiber Interconnect Plenum PanMPO |  | PC | 1 | 1 | 1 | 1 | 443.64
61305600447 | FXTRP7N7NBNF005 | OM3 12 Fiber Interconnect Plenum PanMPO | OM3 12 Fiber Interconnect Plenum PanMPO Female To PanMPO Female Method B Std. IL with no Pulling Eye - 5 Feet | PC | 1 | 1 | 1 | 1 | 447.44
61305600450 | FXTRP7N7NBNF006 | OM3 12 Fiber Interconnect Plenum PanMPO | OM3 12 Fiber Interconnect Plenum PanMPO Female To PanMPO Female Method B Std. IL with no Pulling Eye - 6 Feet | PC | 1 | 1 | 1 | 1 | 450.66
61305632547 | FXTRP7N7NBNF007 | OM3 12f Interconnect OFNP PanMPO F/PanMP |  | PC | 1 | 1 | 1 | 1 | 453.8
61305600451 | FXTRP7N7NBNF008 | OM3 12 Fiber Interconnect Plenum PanMPO | OM3 12 Fiber Interconnect Plenum PanMPO Female To PanMPO Female Method B Std. IL with no Pulling Eye - 8 Feet | PC | 1 | 1 | 1 | 1 | 457
61305632548 | FXTRP7N7NBNF009 | OM3 12f Interconnect OFNP PanMPO F/PanMP |  | PC | 1 | 1 | 1 | 1 | 460.14
61305632549 | FXTRP7N7NBNF010 | OM3 12f Interconnect OFNP PanMPO F/PanMP |  | PC | 1 | 1 | 1 | 1 | 463.34
61305632550 | FXTRP7N7NBNF011 | OM3 12f Interconnect OFNP PanMPO F/PanMP |  | PC | 1 | 1 | 1 | 1 | 466.52
61305600452 | FXTRP7N7NBNF012 | OM3 12 Fiber Interconnect Plenum PanMPO | OM3 12 Fiber Interconnect Plenum PanMPO Female To PanMPO Female Method B Std. IL with no Pulling Eye - 12 Feet | PC | 1 | 1 | 1 | 1 | 469.7
61305629693 | FXTRP7N7NBNF013 | OM3 12 Fiber Interconnect Plenum PanMPO |  | PC | 1 | 1 | 1 | 1 | 470.72
61305629692 | FXTRP7N7NBNF015 | OM3 12 Fiber Interconnect Plenum PanMPO |  | PC | 1 | 1 | 1 | 1 | 476.72
61305629691 | FXTRP7N7NBNF016 | OM3 12 Fiber Interconnect Plenum PanMPO |  | PC | 1 | 1 | 1 | 1 | 479.74
61305600453 | FXTRP7N7NBNF017 | OM3 12 Fiber Interconnect Plenum PanMPO | OM3 12 Fiber Interconnect Plenum PanMPO Female To PanMPO Female Method B Std. IL with no Pulling Eye - 17 Feet | PC | 1 | 1 | 1 | 1 | 485.62
61305629690 | FXTRP7N7NBNF018 | OM3 12 Fiber Interconnect Plenum PanMPO |  | PC | 1 | 1 | 1 | 1 | 485.74
61305600454 | FXTRP7N7NBNF019 | OM3 12 Fiber Interconnect Plenum PanMPO | OM3 12 Fiber Interconnect Plenum PanMPO Female To PanMPO Female Method B Std. IL with no Pulling Eye - 19 Feet | PC | 1 | 1 | 1 | 1 | 491.96
61305600455 | FXTRP7N7NBNF020 | OM3 12 Fiber Interconnect Plenum PanMPO | OM3 12 Fiber Interconnect Plenum PanMPO Female To PanMPO Female Method B Std. IL with no Pulling Eye - 20 Feet | PC | 1 | 1 | 1 | 1 | 495.16
61305600456 | FXTRP7N7NBNF021 | OM3 12 Fiber Interconnect Plenum PanMPO | OM3 12 Fiber Interconnect Plenum PanMPO Female To PanMPO Female Method B Std. IL with no Pulling Eye - 21 Feet | PC | 1 | 1 | 1 | 1 | 498.34
61305626186 | FXTRP7N7NBNF022 | OM3 12 Fiber Interconnect Plenum PanMPO |  | PC | 1 | 1 | 1 | 1 | 501.5
61305600457 | FXTRP7N7NBNF023 | OM3 12 Fiber Interconnect Plenum PanMPO | OM3 12 Fiber Interconnect Plenum PanMPO Female To PanMPO Female Method B Std. IL with no Pulling Eye - 23 Feet | PC | 1 | 1 | 1 | 1 | 504.7
61305600458 | FXTRP7N7NBNF024 | OM3 12 Fiber Interconnect Plenum PanMPO | OM3 12 Fiber Interconnect Plenum PanMPO Female To PanMPO Female Method B Std. IL with no Pulling Eye - 24 Feet | PC | 1 | 1 | 1 | 1 | 507.88
61305600459 | FXTRP7N7NBNF025 | OM3 12 Fiber Interconnect Plenum PanMPO | OM3 12 Fiber Interconnect Plenum PanMPO Female To PanMPO Female Method B Std. IL with no Pulling Eye - 25 Feet | PC | 1 | 1 | 1 | 1 | 511.06
61305600460 | FXTRP7N7NBNF026 | OM3 12-Fiber Interconnect Plenum PanMPO | OM3 12-Fiber Interconnect Plenum PanMPO Female To PanMPO Female Method B Std. IL with no Pulling eye - 26 Feet | PC | 1 | 1 | 1 | 1 | 514.24
61305600461 | FXTRP7N7NBNF027 | OM3 12 Fiber Interconnect Plenum PanMPO | OM3 12 Fiber Interconnect Plenum PanMPO Female To PanMPO Female Method B Std. IL with no Pulling Eye - 27 Feet | PC | 1 | 1 | 1 | 1 | 517.42
61305600462 | FXTRP7N7NBNF028 | OM3 12 Fiber Interconnect Plenum PanMPO | OM3 12 Fiber Interconnect Plenum PanMPO Female To PanMPO Female Method B Std. IL with no Pulling Eye - 28 Feet | PC | 1 | 1 | 1 | 1 | 520.6
61305600463 | FXTRP7N7NBNF029 | OM3 12 Fiber Interconnect Plenum PanMPO | OM3 12 Fiber Interconnect Plenum PanMPO Female To PanMPO Female Method B Std. IL with no Pulling Eye - 29 Feet | PC | 1 | 1 | 1 | 1 | 523.76
61305600464 | FXTRP7N7NBNF030 | OM3 12 Fiber Interconnect Plenum PanMPO | OM3 12 Fiber Interconnect Plenum PanMPO Female To PanMPO Female Method B Std. IL with no Pulling Eye - 30 Feet | PC | 1 | 1 | 1 | 1 | 526.94
61305600465 | FXTRP7N7NBNF031 | OM3 12 Fiber Interconnect Plenum PanMPO | OM3 12 Fiber Interconnect Plenum PanMPO Female To PanMPO Female Method B Std. IL with no Pulling Eye - 31 Feet | PC | 1 | 1 | 1 | 1 | 530.16
61305600466 | FXTRP7N7NBNF032 | OM3 12 Fiber Interconnect Plenum PanMPO | OM3 12 Fiber Interconnect Plenum PanMPO Female To PanMPO Female Method B Std. IL with no Pulling Eye - 32 Feet | PC | 1 | 1 | 1 | 1 | 533.32
61305600467 | FXTRP7N7NBNF033 | OM3 12 Fiber Interconnect Plenum PanMPO | OM3 12 Fiber Interconnect Plenum PanMPO Female To PanMPO Female Method B Std. IL with no Pulling Eye - 33 Feet | PC | 1 | 1 | 1 | 1 | 536.5
61305601233 | FXTRP7N7NBNF034 | OM3 12 Fiber Interconnect Plenum PanMPO |  | PC | 1 | 1 | 1 | 1 | 539.68
61305601234 | FXTRP7N7NBNF035 | OM3 12 Fiber Interconnect Plenum PanMPO |  | PC | 1 | 1 | 1 | 1 | 542.86
61305601235 | FXTRP7N7NBNF036 | OM3 12 Fiber Interconnect Plenum PanMPO |  | PC | 1 | 1 | 1 | 1 | 546.02
61305601236 | FXTRP7N7NBNF037 | OM3 12 Fiber Interconnect Plenum PanMPO |  | PC | 1 | 1 | 1 | 1 | 549.2
61305600468 | FXTRP7N7NBNF038 | OM3 12 Fiber Interconnect Plenum PanMPO | OM3 12 Fiber Interconnect Plenum PanMPO Female To PanMPO Female Method B Std. IL with no Pulling Eye - 38 Feet | PC | 1 | 1 | 1 | 1 | 552.4
61305601237 | FXTRP7N7NBNF039 | OM3 12 Fiber Interconnect Plenum PanMPO |  | PC | 1 | 1 | 1 | 1 | 555.56
61305600469 | FXTRP7N7NBNF040 | OM3 12 Fiber Interconnect Plenum PanMPO | OM3 12 Fiber Interconnect Plenum PanMPO Female To PanMPO Female Method B Std. IL with no Pulling Eye - 40 Feet | PC | 1 | 1 | 1 | 1 | 558.76
61305601238 | FXTRP7N7NBNF041 | OM3 12 Fiber Interconnect Plenum PanMPO |  | PC | 1 | 1 | 1 | 1 | 561.96
61305600470 | FXTRP7N7NBNF042 | OM3 12 Fiber Interconnect Plenum PanMPO | OM3 12 Fiber Interconnect Plenum PanMPO Female To PanMPO Female Method B Std. IL with no Pulling Eye - 42 Feet | PC | 1 | 1 | 1 | 1 | 565.12
61305600471 | FXTRP7N7NBNF043 | OM3 12 Fiber Interconnect Plenum PanMPO | OM3 12 Fiber Interconnect Plenum PanMPO Female To PanMPO Female Method B Std. IL with no Pulling Eye - 43 Feet | PC | 1 | 1 | 1 | 1 | 568.3
61305600472 | FXTRP7N7NBNF044 | OM3 12 Fiber Interconnect Plenum PanMPO | OM3 12 Fiber Interconnect Plenum PanMPO Female To PanMPO Female Method B Std. IL with no Pulling Eye - 44 Feet | PC | 1 | 1 | 1 | 1 | 571.46
61305600473 | FXTRP7N7NBNF045 | OM3 12 Fiber Interconnect Plenum PanMPO | OM3 12 Fiber Interconnect Plenum PanMPO Female To PanMPO Female Method B Std. IL with no Pulling Eye - 45 Feet | PC | 1 | 1 | 1 | 1 | 574.66
61305600474 | FXTRP7N7NBNF046 | OM3 12 Fiber Interconnect Plenum PanMPO | OM3 12 Fiber Interconnect Plenum PanMPO Female To PanMPO Female Method B Std. IL with no Pulling Eye - 46 Feet | PC | 1 | 1 | 1 | 1 | 577.82
61305600475 | FXTRP7N7NBNF047 | OM3 12 Fiber Interconnect Plenum PanMPO | OM3 12 Fiber Interconnect Plenum PanMPO Female To PanMPO Female Method B Std. IL with no Pulling Eye - 47 Feet | PC | 1 | 1 | 1 | 1 | 581
61305600476 | FXTRP7N7NBNF048 | OM3 12 Fiber Interconnect Plenum PanMPO | OM3 12 Fiber Interconnect Plenum PanMPO Female To PanMPO Female Method B Std. IL with no Pulling Eye - 48 Feet | PC | 1 | 1 | 1 | 1 | 584.18
61305600477 | FXTRP7N7NBNF049 | OM3 12 Fiber Interconnect Plenum PanMPO | OM3 12 Fiber Interconnect Plenum PanMPO Female To PanMPO Female Method B Std. IL with no Pulling Eye - 49 Feet | PC | 1 | 1 | 1 | 1 | 587.38
61305600478 | FXTRP7N7NBNF050 | OM3 12 Fiber Interconnect Plenum PanMPO | OM3 12 Fiber Interconnect Plenum PanMPO Female To PanMPO Female Method B Std. IL with no Pulling Eye - 50 Feet | PC | 1 | 1 | 1 | 1 | 590.56
61305600479 | FXTRP7N7NBNF051 | OM3 12 Fiber Interconnect Plenum PanMPO | OM3 12 Fiber Interconnect Plenum PanMPO Female To PanMPO Female Method B Std. IL with no Pulling Eye - 51 Feet | PC | 1 | 1 | 1 | 1 | 593.74
61305600480 | FXTRP7N7NBNF052 | OM3 12 Fiber Interconnect Plenum PanMPO | OM3 12 Fiber Interconnect Plenum PanMPO Female To PanMPO Female Method B Std. IL with no Pulling Eye - 52 Feet | PC | 1 | 1 | 1 | 1 | 596.92
61305600481 | FXTRP7N7NBNF053 | OM3 12 Fiber Interconnect Plenum PanMPO | OM3 12 Fiber Interconnect Plenum PanMPO Female To PanMPO Female Method B Std. IL with no Pulling Eye - 53 Feet | PC | 1 | 1 | 1 | 1 | 600.1
61305600482 | FXTRP7N7NBNF054 | OM3 12 Fiber Interconnect Plenum PanMPO | OM3 12 Fiber Interconnect Plenum PanMPO Female To PanMPO Female Method B Std. IL with no Pulling Eye - 54 Feet | PC | 1 | 1 | 1 | 1 | 603.26
61305600483 | FXTRP7N7NBNF055 | OM3 12 Fiber Interconnect Plenum PanMPO | OM3 12 Fiber Interconnect Plenum PanMPO Female To PanMPO Female Method B Std. IL with no Pulling Eye - 55 Feet | PC | 1 | 1 | 1 | 1 | 606.44
61305600484 | FXTRP7N7NBNF056 | OM3 12 Fiber Interconnect Plenum PanMPO | OM3 12 Fiber Interconnect Plenum PanMPO Female To PanMPO Female Method B Std. IL with no Pulling Eye - 56 Feet | PC | 1 | 1 | 1 | 1 | 609.62
61305600485 | FXTRP7N7NBNF057 | OM3 12 Fiber Interconnect Plenum PanMPO | OM3 12 Fiber Interconnect Plenum PanMPO Female To PanMPO Female Method B Std. IL with no Pulling Eye - 57 Feet | PC | 1 | 1 | 1 | 1 | 612.8
61305600486 | FXTRP7N7NBNF058 | OM3 12 Fiber Interconnect Plenum PanMPO | OM3 12 Fiber Interconnect Plenum PanMPO Female To PanMPO Female Method B Std. IL with no Pulling Eye - 58 Feet | PC | 1 | 1 | 1 | 1 | 616
61305600487 | FXTRP7N7NBNF059 | OM3 12 Fiber Interconnect Plenum PanMPO | OM3 12 Fiber Interconnect Plenum PanMPO Female To PanMPO Female Method B Std. IL with no Pulling Eye - 59 Feet | PC | 1 | 1 | 1 | 1 | 619.18
61305600709 | FXTRP7N7NBNF060 | OM3 12 Fiber Interconnect Plenum PanMPO | OM3 12 Fiber Interconnect Plenum PanMPO Female To PanMPO Female Method B Std. IL with no Pulling Eye - 60 Feet | PC | 1 | 1 | 1 | 1 | 622.36
61305600488 | FXTRP7N7NBNF061 | OM3 12 Fiber Interconnect Plenum PanMPO | OM3 12 Fiber Interconnect Plenum PanMPO Female To PanMPO Female Method B Std. IL with no Pulling Eye - 61 Feet | PC | 1 | 1 | 1 | 1 | 625.52
61305600489 | FXTRP7N7NBNF062 | OM3 12 Fiber Interconnect Plenum PanMPO | OM3 12 Fiber Interconnect Plenum PanMPO Female To PanMPO Female Method B Std. IL with no Pulling Eye - 62 Feet | PC | 1 | 1 | 1 | 1 | 628.7
61305600490 | FXTRP7N7NBNF063 | OM3 12 Fiber Interconnect Plenum PanMPO | OM3 12 Fiber Interconnect Plenum PanMPO Female To PanMPO Female Method B Std. IL with no Pulling Eye - 63 Feet | PC | 1 | 1 | 1 | 1 | 631.9
61305600491 | FXTRP7N7NBNF064 | OM3 12 Fiber Interconnect Plenum PanMPO | OM3 12 Fiber Interconnect Plenum PanMPO Female To PanMPO Female Method B Std. IL with no Pulling Eye - 64 Feet | PC | 1 | 1 | 1 | 1 | 635.06
61305600492 | FXTRP7N7NBNF065 | OM3 12 Fiber Interconnect Plenum PanMPO | OM3 12 Fiber Interconnect Plenum PanMPO Female To PanMPO Female Method B Std. IL with no Pulling Eye - 65 Feet | PC | 1 | 1 | 1 | 1 | 638.24
61305600493 | FXTRP7N7NBNF066 | OM3 12 Fiber Interconnect Plenum PanMPO | OM3 12 Fiber Interconnect Plenum PanMPO Female To PanMPO Female Method B Std. IL with no Pulling Eye - 66 Feet | PC | 1 | 1 | 1 | 1 | 641.4
61305600494 | FXTRP7N7NBNF067 | OM3 12 Fiber Interconnect Plenum PanMPO | OM3 12 Fiber Interconnect Plenum PanMPO Female To PanMPO Female Method B Std. IL with no Pulling Eye - 67 Feet | PC | 1 | 1 | 1 | 1 | 644.62
61305600495 | FXTRP7N7NBNF068 | OM3 12 Fiber Interconnect Plenum PanMPO | OM3 12 Fiber Interconnect Plenum PanMPO Female To PanMPO Female Method B Std. IL with no Pulling Eye - 68 Feet | PC | 1 | 1 | 1 | 1 | 647.8
61305600496 | FXTRP7N7NBNF069 | OM3 12 Fiber Interconnect Plenum PanMPO | OM3 12 Fiber Interconnect Plenum PanMPO Female To PanMPO Female Method B Std. IL with no Pulling Eye - 69 Feet | PC | 1 | 1 | 1 | 1 | 650.96
61305600497 | FXTRP7N7NBNF070 | OM3 12 Fiber Interconnect Plenum PanMPO | OM3 12 Fiber Interconnect Plenum PanMPO Female To PanMPO Female Method B Std. IL with no Pulling Eye - 70 Feet | PC | 1 | 1 | 1 | 1 | 654.16
61305629689 | FXTRP7N7NBNF071 | OM3 12 Fiber Interconnect Plenum PanMPO |  | PC | 1 | 1 | 1 | 1 | 645.2
61305629688 | FXTRP7N7NBNF072 | OM3 12 Fiber Interconnect Plenum PanMPO |  | PC | 1 | 1 | 1 | 1 | 648.22
61305629687 | FXTRP7N7NBNF073 | OM3 12 Fiber Interconnect Plenum PanMPO |  | PC | 1 | 1 | 1 | 1 | 651.22
61305600498 | FXTRP7N7NBNF074 | OM3 12 Fiber Interconnect Plenum PanMPO | OM3 12 Fiber Interconnect Plenum PanMPO Female To PanMPO Female Method B Std. IL with no Pulling Eye - 74 Feet | PC | 1 | 1 | 1 | 1 | 666.86
61305600499 | FXTRP7N7NBNF075 | OM3 12 Fiber Interconnect Plenum PanMPO | OM3 12 Fiber Interconnect Plenum PanMPO Female To PanMPO Female Method B Std. IL with no Pulling Eye - 75 Feet | PC | 1 | 1 | 1 | 1 | 670.06
61305629686 | FXTRP7N7NBNF076 | OM3 12 Fiber Interconnect Plenum PanMPO |  | PC | 1 | 1 | 1 | 1 | 660.26
61305629685 | FXTRP7N7NBNF077 | OM3 12 Fiber Interconnect Plenum PanMPO |  | PC | 1 | 1 | 1 | 1 | 663.24
61305629684 | FXTRP7N7NBNF078 | OM3 12 Fiber Interconnect Plenum PanMPO |  | PC | 1 | 1 | 1 | 1 | 666.26
61305629683 | FXTRP7N7NBNF079 | OM3 12 Fiber Interconnect Plenum PanMPO |  | PC | 1 | 1 | 1 | 1 | 669.26
61305629682 | FXTRP7N7NBNF080 | OM3 12 Fiber Interconnect Plenum PanMPO |  | PC | 1 | 1 | 1 | 1 | 672.28
61305634119 | FXTRP7N7NBNF081 | OM3 12 Fiber Interconnect Plenum PanMPO |  | PC | 1 | 1 | 1 | 1 | 688.1
61305600500 | FXTRP7N7NBNF082 | OM3 12 Fiber Interconnect Plenum PanMPO | OM3 12 Fiber Interconnect Plenum PanMPO Female To PanMPO Female Method B Std. IL with no Pulling Eye - 82 Feet | PC | 1 | 1 | 1 | 1 | 692.3
61305634120 | FXTRP7N7NBNF083 | OM3 12 Fiber Interconnect Plenum PanMPO |  | PC | 1 | 1 | 1 | 1 | 694.44
61305634121 | FXTRP7N7NBNF084 | OM3 12 Fiber Interconnect Plenum PanMPO |  | PC | 1 | 1 | 1 | 1 | 697.62
61305600501 | FXTRP7N7NBNF085 | OM3 12 Fiber Interconnect Plenum PanMPO | OM3 12 Fiber Interconnect Plenum PanMPO Female To PanMPO Female Method B Std. IL with no Pulling Eye - 85 Feet | PC | 1 | 1 | 1 | 1 | 701.86
61305600502 | FXTRP7N7NBNF086 | OM3 12 Fiber Interconnect Plenum PanMPO | OM3 12 Fiber Interconnect Plenum PanMPO Female To PanMPO Female Method B Std. IL with no Pulling Eye - 86 Feet | PC | 1 | 1 | 1 | 1 | 705.02
61305632493 | FXTRP7N7NBNF087 | OM3 12f Interconnect OFNP PanMPO F/PanMP |  | PC | 1 | 1 | 1 | 1 | 708.04
61305634122 | FXTRP7N7NBNF088 | OM3 12 Fiber Interconnect Plenum PanMPO |  | PC | 1 | 1 | 1 | 1 | 710.28
61305634123 | FXTRP7N7NBNF089 | OM3 12 Fiber Interconnect Plenum PanMPO |  | PC | 1 | 1 | 1 | 1 | 713.44
61305600503 | FXTRP7N7NBNF090 | OM3 12 Fiber Interconnect Plenum PanMPO | OM3 12 Fiber Interconnect Plenum PanMPO Female To PanMPO Female Method B Std. IL with no Pulling Eye - 90 Feet | PC | 1 | 1 | 1 | 1 | 717.74
61305634124 | FXTRP7N7NBNF091 | OM3 12 Fiber Interconnect Plenum PanMPO |  | PC | 1 | 1 | 1 | 1 | 719.78
61305634125 | FXTRP7N7NBNF092 | OM3 12 Fiber Interconnect Plenum PanMPO |  | PC | 1 | 1 | 1 | 1 | 722.94
61305632551 | FXTRP7N7NBNF093 | OM3 12f Interconnect OFNP PanMPO F/PanMP |  | PC | 1 | 1 | 1 | 1 | 727.1
61305634126 | FXTRP7N7NBNF094 | OM3 12 Fiber Interconnect Plenum PanMPO |  | PC | 1 | 1 | 1 | 1 | 729.28
61305632552 | FXTRP7N7NBNF095 | OM3 12f Interconnect OFNP PanMPO F/PanMP |  | PC | 1 | 1 | 1 | 1 | 733.44
61305632553 | FXTRP7N7NBNF096 | OM3 12f Interconnect OFNP PanMPO F/PanMP |  | PC | 1 | 1 | 1 | 1 | 736.62
61305634127 | FXTRP7N7NBNF097 | OM3 12 Fiber Interconnect Plenum PanMPO |  | PC | 1 | 1 | 1 | 1 | 738.78
61305632554 | FXTRP7N7NBNF098 | OM3 12f Interconnect OFNP PanMPO F/PanMP |  | PC | 1 | 1 | 1 | 1 | 742.98
61305632555 | FXTRP7N7NBNF099 | OM3 12f Interconnect OFNP PanMPO F/PanMP |  | PC | 1 | 1 | 1 | 1 | 746.16
61305632556 | FXTRP7N7NBNF100 | OM3 12f Interconnect OFNP PanMPO F/PanMP |  | PC | 1 | 1 | 1 | 1 | 749.34
61305632557 | FXTRP7N7NBNF101 | OM3 12f Interconnect OFNP PanMPO F/PanMP |  | PC | 1 | 1 | 1 | 1 | 752.52
61305632558 | FXTRP7N7NBNF102 | OM3 12f Interconnect OFNP PanMPO F/PanMP |  | PC | 1 | 1 | 1 | 1 | 755.68
61305632559 | FXTRP7N7NBNF103 | OM3 12f Interconnect OFNP PanMPO F/PanMP |  | PC | 1 | 1 | 1 | 1 | 758.86
61305632560 | FXTRP7N7NBNF104 | OM3 12f Interconnect OFNP PanMPO F/PanMP |  | PC | 1 | 1 | 1 | 1 | 762.04
61305600504 | FXTRP7N7NBNF105 | OM3 12 Fiber Interconnect Plenum PanMPO | OM3 12 Fiber Interconnect Plenum PanMPO Female To PanMPO Female Method B Std. IL with no Pulling Eye - 105 Feet | PC | 1 | 1 | 1 | 1 | 765.44
61305632561 | FXTRP7N7NBNF106 | OM3 12f Interconnect OFNP PanMPO F/PanMP |  | PC | 1 | 1 | 1 | 1 | 768.4
61305632562 | FXTRP7N7NBNF107 | OM3 12f Interconnect OFNP PanMPO F/PanMP |  | PC | 1 | 1 | 1 | 1 | 771.58
61305632563 | FXTRP7N7NBNF108 | OM3 12f Interconnect OFNP PanMPO F/PanMP |  | PC | 1 | 1 | 1 | 1 | 774.76
61305632564 | FXTRP7N7NBNF109 | OM3 12f Interconnect OFNP PanMPO F/PanMP |  | PC | 1 | 1 | 1 | 1 | 777.92
61305632565 | FXTRP7N7NBNF110 | OM3 12f Interconnect OFNP PanMPO F/PanMP |  | PC | 1 | 1 | 1 | 1 | 781.1
61305632566 | FXTRP7N7NBNF111 | OM3 12f Interconnect OFNP PanMPO F/PanMP |  | PC | 1 | 1 | 1 | 1 | 784.28
61305632567 | FXTRP7N7NBNF112 | OM3 12f Interconnect OFNP PanMPO F/PanMP |  | PC | 1 | 1 | 1 | 1 | 787.46
61305632568 | FXTRP7N7NBNF113 | OM3 12f Interconnect OFNP PanMPO F/PanMP |  | PC | 1 | 1 | 1 | 1 | 790.62
61305632569 | FXTRP7N7NBNF114 | OM3 12f Interconnect OFNP PanMPO F/PanMP |  | PC | 1 | 1 | 1 | 1 | 793.82
61305632570 | FXTRP7N7NBNF115 | OM3 12f Interconnect OFNP PanMPO F/PanMP |  | PC | 1 | 1 | 1 | 1 | 797
61305634128 | FXTRP7N7NBNF116 | OM3 12F Interconect OFNP PanMPO F/PanMPO |  | PC | 1 | 1 | 1 | 1 | 798.94
61305632571 | FXTRP7N7NBNF117 | OM3 12f Interconnect OFNP PanMPO F/PanMP |  | PC | 1 | 1 | 1 | 1 | 803.36
61305632572 | FXTRP7N7NBNF118 | OM3 12f Interconnect OFNP PanMPO F/PanMP |  | PC | 1 | 1 | 1 | 1 | 806.52
61305632573 | FXTRP7N7NBNF119 | OM3 12f Interconnect OFNP PanMPO F/PanMP |  | PC | 1 | 1 | 1 | 1 | 809.7
61305629621 | FXTRP7N7NBNF120 | OM3 12 Fiber Interconnect Plenum PanMPO |  | PC | 1 | 1 | 1 | 1 | 792.62
61305632574 | FXTRP7N7NBNF121 | OM3 12f Interconnect OFNP PanMPO F/PanMP |  | PC | 1 | 1 | 1 | 1 | 816.04
61305632575 | FXTRP7N7NBNF122 | OM3 12f Interconnect OFNP PanMPO F/PanMP |  | PC | 1 | 1 | 1 | 1 | 819.24
61305632576 | FXTRP7N7NBNF123 | OM3 12f Interconnect OFNP PanMPO F/PanMP |  | PC | 1 | 1 | 1 | 1 | 822.42
61305632577 | FXTRP7N7NBNF124 | OM3 12f Interconnect OFNP PanMPO F/PanMP |  | PC | 1 | 1 | 1 | 1 | 825.6
61305629619 | FXTRP7N7NBNF125 | OM3 12 Fiber Interconnect Plenum PanMPO |  | PC | 1 | 1 | 1 | 1 | 807.66
61305632578 | FXTRP7N7NBNF126 | OM3 12f Interconnect OFNP PanMPO F/PanMP |  | PC | 1 | 1 | 1 | 1 | 831.96
61305632579 | FXTRP7N7NBNF127 | OM3 12f Interconnect OFNP PanMPO F/PanMP |  | PC | 1 | 1 | 1 | 1 | 835.12
61305632580 | FXTRP7N7NBNF128 | OM3 12f Interconnect OFNP PanMPO F/PanMP |  | PC | 1 | 1 | 1 | 1 | 838.3
61305632581 | FXTRP7N7NBNF129 | OM3 12f Interconnect OFNP PanMPO F/PanMP |  | PC | 1 | 1 | 1 | 1 | 841.46
61305632582 | FXTRP7N7NBNF130 | OM3 12f Interconnect OFNP PanMPO F/PanMP |  | PC | 1 | 1 | 1 | 1 | 844.66
61305632583 | FXTRP7N7NBNF131 | OM3 12f Interconnect OFNP PanMPO F/PanMP |  | PC | 1 | 1 | 1 | 1 | 847.84
61305632584 | FXTRP7N7NBNF132 | OM3 12f Interconnect OFNP PanMPO F/PanMP |  | PC | 1 | 1 | 1 | 1 | 851.02
61305632585 | FXTRP7N7NBNF133 | OM3 12f Interconnect OFNP PanMPO F/PanMP |  | PC | 1 | 1 | 1 | 1 | 854.2
61305632586 | FXTRP7N7NBNF134 | OM3 12f Interconnect OFNP PanMPO F/PanMP |  | PC | 1 | 1 | 1 | 1 | 857.38
61305632587 | FXTRP7N7NBNF135 | OM3 12f Interconnect OFNP PanMPO F/PanMP |  | PC | 1 | 1 | 1 | 1 | 860.54
61305632588 | FXTRP7N7NBNF136 | OM3 12f Interconnect OFNP PanMPO F/PanMP |  | PC | 1 | 1 | 1 | 1 | 863.72
61305632589 | FXTRP7N7NBNF137 | OM3 12f Interconnect OFNP PanMPO F/PanMP |  | PC | 1 | 1 | 1 | 1 | 866.9
61305632590 | FXTRP7N7NBNF138 | OM3 12f Interconnect OFNP PanMPO F/PanMP |  | PC | 1 | 1 | 1 | 1 | 870.08
61305632591 | FXTRP7N7NBNF139 | OM3 12f Interconnect OFNP PanMPO F/PanMP |  | PC | 1 | 1 | 1 | 1 | 873.26
61305632592 | FXTRP7N7NBNF140 | OM3 12f Interconnect OFNP PanMPO F/PanMP |  | PC | 1 | 1 | 1 | 1 | 876.44
61305632593 | FXTRP7N7NBNF141 | OM3 12f Interconnect OFNP PanMPO F/PanMP |  | PC | 1 | 1 | 1 | 1 | 879.62
61305632594 | FXTRP7N7NBNF142 | OM3 12f Interconnect OFNP PanMPO F/PanMP |  | PC | 1 | 1 | 1 | 1 | 882.8
61305632595 | FXTRP7N7NBNF143 | OM3 12f Interconnect OFNP PanMPO F/PanMP |  | PC | 1 | 1 | 1 | 1 | 885.96
61305632596 | FXTRP7N7NBNF144 | OM3 12f Interconnect OFNP PanMPO F/PanMP |  | PC | 1 | 1 | 1 | 1 | 889.16
61305632597 | FXTRP7N7NBNF145 | OM3 12f Interconnect OFNP PanMPO F/PanMP |  | PC | 1 | 1 | 1 | 1 | 892.34
61305632598 | FXTRP7N7NBNF146 | OM3 12f Interconnect OFNP PanMPO F/PanMP |  | PC | 1 | 1 | 1 | 1 | 895.5
61305632599 | FXTRP7N7NBNF147 | OM3 12f Interconnect OFNP PanMPO F/PanMP |  | PC | 1 | 1 | 1 | 1 | 898.68
61305632600 | FXTRP7N7NBNF148 | OM3 12f Interconnect OFNP PanMPO F/PanMP |  | PC | 1 | 1 | 1 | 1 | 901.86
61305632601 | FXTRP7N7NBNF149 | OM3 12f Interconnect OFNP PanMPO F/PanMP |  | PC | 1 | 1 | 1 | 1 | 905.02
61305632602 | FXTRP7N7NBNF150 | OM3 12f Interconnect OFNP PanMPO F/PanMP |  | PC | 1 | 1 | 1 | 1 | 908.22
07498387114 | FXTRP7N7NBNM001 | OM3 12-fiber interconnect plenum, PanMPO | OM3 12-fiber interconnect cable assembly, plenum (OFNP) rated, PanMPO female to PanMPO female, Method B Std.IL, with no pulling eye. | PC | 1 | 1 | 1 | 1 | 441.98
07498387116 | FXTRP7N7NBNM002 | OM3 12-fiber interconnect plenum, PanMPO | OM3 12-fiber interconnect cable assembly, plenum (OFNP) rated, PanMPO female to PanMPO female, Method B Std.IL, with no pulling eye. | PC | 1 | 1 | 1 | 1 | 452.42
07498387370 | FXTRP7N7NBNM003 | OM3 12-fiber interconnect plenum, PanMPO | OM3 12-fiber interconnect cable assembly, plenum (OFNP) rated, PanMPO female to PanMPO female, Method B Std.IL, with no pulling eye. | PC | 1 | 1 | 1 | 1 | 462.84
07498387117 | FXTRP7N7NBNM004 | OM3 12-fiber interconnect plenum, PanMPO | OM3 12-fiber interconnect cable assembly, plenum (OFNP) rated, PanMPO female to PanMPO female, Method B Std.IL, with no pulling eye. | PC | 1 | 1 | 1 | 1 | 473.24
07498387125 | FXTRP7N7NBNM005 | OM3 12-fiber interconnect plenum, PanMPO | OM3 12-fiber interconnect cable assembly, plenum (OFNP) rated, PanMPO female to PanMPO female, Method B Std.IL, with no pulling eye. | PC | 1 | 1 | 1 | 1 | 483.68
07498387126 | FXTRP7N7NBNM006 | OM3 12-fiber interconnect plenum, PanMPO | OM3 12-fiber interconnect cable assembly, plenum (OFNP) rated, PanMPO female to PanMPO female, Method B Std.IL, with no pulling eye. | PC | 1 | 1 | 1 | 1 | 494.1
07498387127 | FXTRP7N7NBNM007 | OM3 12-fiber interconnect plenum, PanMPO | OM3 12-fiber interconnect cable assembly, plenum (OFNP) rated, PanMPO female to PanMPO female, Method B Std.IL, with no pulling eye. | PC | 1 | 1 | 1 | 1 | 504.52
07498387128 | FXTRP7N7NBNM008 | OM3 12-fiber interconnect plenum, PanMPO | OM3 12-fiber interconnect cable assembly, plenum (OFNP) rated, PanMPO female to PanMPO female, Method B Std.IL, with no pulling eye. | PC | 1 | 1 | 1 | 1 | 514.96
07498387129 | FXTRP7N7NBNM009 | OM3 12-fiber interconnect plenum, PanMPO | OM3 12-fiber interconnect cable assembly, plenum (OFNP) rated, PanMPO female to PanMPO female, Method B Std.IL, with no pulling eye. | PC | 1 | 1 | 1 | 1 | 525.38
07498387130 | FXTRP7N7NBNM010 | OM3 12-fiber interconnect plenum, PanMPO | OM3 12-fiber interconnect cable assembly, plenum (OFNP) rated, PanMPO female to PanMPO female, Method B Std.IL, with no pulling eye. | PC | 1 | 1 | 1 | 1 | 535.82
07498387137 | FXTRP7N7NBNM011 | OM3 12-fiber interconnect plenum, PanMPO | OM3 12-fiber interconnect cable assembly, plenum (OFNP) rated, PanMPO female to PanMPO female, Method B Std.IL, with no pulling eye. | PC | 1 | 1 | 1 | 1 | 546.24
07498387138 | FXTRP7N7NBNM012 | OM3 12-fiber interconnect plenum, PanMPO | OM3 12-fiber interconnect cable assembly, plenum (OFNP) rated, PanMPO female to PanMPO female, Method B Std.IL, with no pulling eye. | PC | 1 | 1 | 1 | 1 | 556.64
07498387140 | FXTRP7N7NBNM013 | OM3 12-fiber interconnect plenum, PanMPO | OM3 12-fiber interconnect cable assembly, plenum (OFNP) rated, PanMPO female to PanMPO female, Method B Std.IL, with no pulling eye. | PC | 1 | 1 | 1 | 1 | 567.1
07498387142 | FXTRP7N7NBNM014 | OM3 12-fiber interconnect plenum, PanMPO | OM3 12-fiber interconnect cable assembly, plenum (OFNP) rated, PanMPO female to PanMPO female, Method B Std.IL, with no pulling eye. | PC | 1 | 1 | 1 | 1 | 577.52
07498387145 | FXTRP7N7NBNM015 | OM3 12-fiber interconnect plenum, PanMPO | OM3 12-fiber interconnect cable assembly, plenum (OFNP) rated, PanMPO female to PanMPO female, Method B Std.IL, with no pulling eye. | PC | 1 | 1 | 1 | 1 | 587.94
07498387194 | FXTRP7N7NBNM016 | OM3 12-fiber interconnect plenum, PanMPO | OM3 12-fiber interconnect cable assembly, plenum (OFNP) rated, PanMPO female to PanMPO female, Method B Std.IL, with no pulling eye. | PC | 1 | 1 | 1 | 1 | 598.38
07498387271 | FXTRP7N7NBNM017 | OM3 12-fiber interconnect plenum, PanMPO | OM3 12-fiber interconnect cable assembly, plenum (OFNP) rated, PanMPO female to PanMPO female, Method B Std.IL, with no pulling eye. | PC | 1 | 1 | 1 | 1 | 608.8
07498387273 | FXTRP7N7NBNM018 | OM3 12-fiber interconnect plenum, PanMPO | OM3 12-fiber interconnect cable assembly, plenum (OFNP) rated, PanMPO female to PanMPO female, Method B Std.IL, with no pulling eye. | PC | 1 | 1 | 1 | 1 | 619.22
07498387274 | FXTRP7N7NBNM019 | OM3 12-fiber interconnect plenum, PanMPO | OM3 12-fiber interconnect cable assembly, plenum (OFNP) rated, PanMPO female to PanMPO female, Method B Std.IL, with no pulling eye. | PC | 1 | 1 | 1 | 1 | 629.66
07498387276 | FXTRP7N7NBNM020 | OM3 12-fiber interconnect plenum, PanMPO | OM3 12-fiber interconnect cable assembly, plenum (OFNP) rated, PanMPO female to PanMPO female, Method B Std.IL, with no pulling eye. | PC | 1 | 1 | 1 | 1 | 640.06
07498387278 | FXTRP7N7NBNM021 | OM3 12-fiber interconnect plenum, PanMPO | OM3 12-fiber interconnect cable assembly, plenum (OFNP) rated, PanMPO female to PanMPO female, Method B Std.IL, with no pulling eye. | PC | 1 | 1 | 1 | 1 | 650.48
07498387280 | FXTRP7N7NBNM022 | OM3 12-fiber interconnect plenum, PanMPO | OM3 12-fiber interconnect cable assembly, plenum (OFNP) rated, PanMPO female to PanMPO female, Method B Std.IL, with no pulling eye. | PC | 1 | 1 | 1 | 1 | 660.92
07498387281 | FXTRP7N7NBNM023 | OM3 12-fiber interconnect plenum, PanMPO | OM3 12-fiber interconnect cable assembly, plenum (OFNP) rated, PanMPO female to PanMPO female, Method B Std.IL, with no pulling eye. | PC | 1 | 1 | 1 | 1 | 671.34
07498387283 | FXTRP7N7NBNM024 | OM3 12-fiber interconnect plenum, PanMPO | OM3 12-fiber interconnect cable assembly, plenum (OFNP) rated, PanMPO female to PanMPO female, Method B Std.IL, with no pulling eye. | PC | 1 | 1 | 1 | 1 | 681.78
07498387285 | FXTRP7N7NBNM025 | OM3 12-fiber interconnect plenum, PanMPO | OM3 12-fiber interconnect cable assembly, plenum (OFNP) rated, PanMPO female to PanMPO female, Method B Std.IL, with no pulling eye. | PC | 1 | 1 | 1 | 1 | 692.2
07498387287 | FXTRP7N7NBNM026 | OM3 12-fiber interconnect plenum, PanMPO | OM3 12-fiber interconnect cable assembly, plenum (OFNP) rated, PanMPO female to PanMPO female, Method B Std.IL, with no pulling eye. | PC | 1 | 1 | 1 | 1 | 702.62
07498387289 | FXTRP7N7NBNM027 | OM3 12-fiber interconnect plenum, PanMPO | OM3 12-fiber interconnect cable assembly, plenum (OFNP) rated, PanMPO female to PanMPO female, Method B Std.IL, with no pulling eye. | PC | 1 | 1 | 1 | 1 | 713.04
07498387292 | FXTRP7N7NBNM028 | OM3 12-fiber interconnect plenum, PanMPO | OM3 12-fiber interconnect cable assembly, plenum (OFNP) rated, PanMPO female to PanMPO female, Method B Std.IL, with no pulling eye. | PC | 1 | 1 | 1 | 1 | 723.46
07498387294 | FXTRP7N7NBNM029 | OM3 12-fiber interconnect plenum, PanMPO | OM3 12-fiber interconnect cable assembly, plenum (OFNP) rated, PanMPO female to PanMPO female, Method B Std.IL, with no pulling eye. | PC | 1 | 1 | 1 | 1 | 733.88
07498386663 | FXTRP7N7NBNM030 | OM3 12-fiber interconnect plenum, PanMPO | OM3 12-fiber interconnect cable assembly, plenum (OFNP) rated, PanMPO female to PanMPO female, Method B Std.IL, with no pulling eye. | PC | 1 | 1 | 1 | 1 | 744.32
61305633711 | FXTRP7N7NBNM031 | OM3 12f Interconnect OFNP PanMPO F/PanMP |  | PC | 1 | 1 | 1 | 1 | 754.66
61305633712 | FXTRP7N7NBNM032 | OM3 12f Interconnect OFNP PanMPO F/PanMP |  | PC | 1 | 1 | 1 | 1 | 765.1
61305633713 | FXTRP7N7NBNM033 | OM3 12f Interconnect OFNP PanMPO F/PanMP |  | PC | 1 | 1 | 1 | 1 | 775.5
61305634213 | FXTRP7N7NBNM034 | OM3 12f Interconnect OFNP PanMPO F/PanMP |  | PC | 1 | 1 | 1 | 1 | 785.92
61305629618 | FXTRP7N7NBNM035 | OM3 12 Fiber Interconnect Plenum PanMPO |  | PC | 1 | 1 | 1 | 1 | 776.98
61305629616 | FXTRP7N7NBNM036 | OM3 12 Fiber Interconnect Plenum PanMPO |  | PC | 1 | 1 | 1 | 1 | 786.84
61305633714 | FXTRP7N7NBNM037 | OM3 12f Interconnect OFNP PanMPO F/PanMP |  | PC | 1 | 1 | 1 | 1 | 817.22
61305633715 | FXTRP7N7NBNM038 | OM3 12f Interconnect OFNP PanMPO F/PanMP |  | PC | 1 | 1 | 1 | 1 | 827.64
61305633716 | FXTRP7N7NBNM039 | OM3 12f Interconnect OFNP PanMPO F/PanMP |  | PC | 1 | 1 | 1 | 1 | 838.06
61305629614 | FXTRP7N7NBNM040 | OM3 12 Fiber Interconnect Plenum PanMPO |  | PC | 1 | 1 | 1 | 1 | 826.32
61305633717 | FXTRP7N7NBNM041 | OM3 12f Interconnect OFNP PanMPO F/PanMP |  | PC | 1 | 1 | 1 | 1 | 858.9
61305633718 | FXTRP7N7NBNM042 | OM3 12f Interconnect OFNP PanMPO F/PanMP |  | PC | 1 | 1 | 1 | 1 | 869.32
61305633719 | FXTRP7N7NBNM043 | OM3 12f Interconnect OFNP PanMPO F/PanMP |  | PC | 1 | 1 | 1 | 1 | 879.74
61305633720 | FXTRP7N7NBNM044 | OM3 12f Interconnect OFNP PanMPO F/PanMP |  | PC | 1 | 1 | 1 | 1 | 890.18
61305633721 | FXTRP7N7NBNM045 | OM3 12f Interconnect OFNP PanMPO F/PanMP |  | PC | 1 | 1 | 1 | 1 | 900.6
61305633722 | FXTRP7N7NBNM046 | OM3 12f Interconnect OFNP PanMPO F/PanMP |  | PC | 1 | 1 | 1 | 1 | 911.02
61305633723 | FXTRP7N7NBNM047 | OM3 12f Interconnect OFNP PanMPO F/PanMP |  | PC | 1 | 1 | 1 | 1 | 921.44
61305633724 | FXTRP7N7NBNM048 | OM3 12f Interconnect OFNP PanMPO F/PanMP |  | PC | 1 | 1 | 1 | 1 | 931.86
61305633725 | FXTRP7N7NBNM049 | OM3 12f Interconnect OFNP PanMPO F/PanMP |  | PC | 1 | 1 | 1 | 1 | 942.28
61305633726 | FXTRP7N7NBNM050 | OM3 12f Interconnect OFNP PanMPO F/PanMP |  | PC | 1 | 1 | 1 | 1 | 952.7
61305636595 | FXTRP7N7NXNF001 | OM3 12f Interconnect OFNP PanMPO F/PanMP |  | PC | 1 | 1 | 1 | 1 | 456.36
61305636577 | FXTRP7N7NXNF002 | OM3 12f Interconnect OFNP PanMPO F/PanMP |  | PC | 1 | 1 | 1 | 1 | 459.52
61305632491 | FXTRP7N7NXNF003 | OM3 12f Interconnect OFNP PanMPO F/PanMP |  | PC | 1 | 1 | 1 | 1 | 462.68
61305632494 | FXTRP7N7NXNF004 | OM3 12f Interconnect OFNP PanMPO F/PanMP |  | PC | 1 | 1 | 1 | 1 | 465.86
61305632495 | FXTRP7N7NXNF005 | OM3 12f Interconnect OFNP PanMPO F/PanMP |  | PC | 1 | 1 | 1 | 1 | 469.02
61305632496 | FXTRP7N7NXNF006 | OM3 12f Interconnect OFNP PanMPO F/PanMP |  | PC | 1 | 1 | 1 | 1 | 472.18
61305632497 | FXTRP7N7NXNF007 | OM3 12f Interconnect OFNP PanMPO F/PanMP |  | PC | 1 | 1 | 1 | 1 | 475.34
61305632498 | FXTRP7N7NXNF008 | OM3 12f Interconnect OFNP PanMPO F/PanMP |  | PC | 1 | 1 | 1 | 1 | 478.52
61305632499 | FXTRP7N7NXNF009 | OM3 12f Interconnect OFNP PanMPO F/PanMP |  | PC | 1 | 1 | 1 | 1 | 481.68
61305632500 | FXTRP7N7NXNF010 | OM3 12f Interconnect OFNP PanMPO F/PanMP |  | PC | 1 | 1 | 1 | 1 | 484.84
61305632501 | FXTRP7N7NXNF011 | OM3 12f Interconnect OFNP PanMPO F/PanMP |  | PC | 1 | 1 | 1 | 1 | 488
61305629681 | FXTRP7N7NXNF012 | OM3 12 Fiber Interconnect Plenum PanMPO |  | PC | 1 | 1 | 1 | 1 | 491.2
61305632502 | FXTRP7N7NXNF013 | OM3 12f Interconnect OFNP PanMPO F/PanMP |  | PC | 1 | 1 | 1 | 1 | 494.36
61305629680 | FXTRP7N7NXNF014 | OM3 12 Fiber Interconnect Plenum PanMPO |  | PC | 1 | 1 | 1 | 1 | 497.52
61305632503 | FXTRP7N7NXNF015 | OM3 12f Interconnect OFNP PanMPO F/PanMP |  | PC | 1 | 1 | 1 | 1 | 500.68
61305629679 | FXTRP7N7NXNF016 | OM3 12 Fiber Interconnect Plenum PanMPO |  | PC | 1 | 1 | 1 | 1 | 503.86
61305632504 | FXTRP7N7NXNF017 | OM3 12f Interconnect OFNP PanMPO F/PanMP |  | PC | 1 | 1 | 1 | 1 | 507.02
61305629678 | FXTRP7N7NXNF018 | OM3 12 Fiber Interconnect Plenum PanMPO |  | PC | 1 | 1 | 1 | 1 | 510.18
61305632505 | FXTRP7N7NXNF019 | OM3 12f Interconnect OFNP PanMPO F/PanMP |  | PC | 1 | 1 | 1 | 1 | 513.34
61305629677 | FXTRP7N7NXNF020 | OM3 12 Fiber Interconnect Plenum PanMPO |  | PC | 1 | 1 | 1 | 1 | 516.52
61305632506 | FXTRP7N7NXNF021 | OM3 12f Interconnect OFNP PanMPO F/PanMP |  | PC | 1 | 1 | 1 | 1 | 519.68
61305629676 | FXTRP7N7NXNF022 | OM3 12 Fiber Interconnect Plenum PanMPO |  | PC | 1 | 1 | 1 | 1 | 522.84
61305632507 | FXTRP7N7NXNF023 | OM3 12f Interconnect OFNP PanMPO F/PanMP |  | PC | 1 | 1 | 1 | 1 | 526.02
61305629675 | FXTRP7N7NXNF024 | OM3 12 Fiber Interconnect Plenum PanMPO |  | PC | 1 | 1 | 1 | 1 | 529.2
61305629674 | FXTRP7N7NXNF025 | OM3 12 Fiber Interconnect Plenum PanMPO |  | PC | 1 | 1 | 1 | 1 | 532.36
61305629673 | FXTRP7N7NXNF026 | OM3 12 Fiber Interconnect Plenum PanMPO |  | PC | 1 | 1 | 1 | 1 | 535.52
61305632508 | FXTRP7N7NXNF027 | OM3 12f Interconnect OFNP PanMPO F/PanMP |  | PC | 1 | 1 | 1 | 1 | 538.68
61305629672 | FXTRP7N7NXNF028 | OM3 12 Fiber Interconnect Plenum PanMPO |  | PC | 1 | 1 | 1 | 1 | 541.86
61305632509 | FXTRP7N7NXNF029 | OM3 12f Interconnect OFNP PanMPO F/PanMP |  | PC | 1 | 1 | 1 | 1 | 545.02
61305629669 | FXTRP7N7NXNF030 | OM3 12-Fiber Interconnect, Plenum, PanMP |  | PC | 1 | 1 | 1 | 1 | 548.18
61305629668 | FXTRP7N7NXNF031 | OM3 12 Fiber Interconnect Plenum PanMPO |  | PC | 1 | 1 | 1 | 1 | 551.34
61305629667 | FXTRP7N7NXNF032 | OM3 12 Fiber Interconnect Plenum PanMPO |  | PC | 1 | 1 | 1 | 1 | 554.52
61305629666 | FXTRP7N7NXNF033 | OM3 12 Fiber Interconnect Plenum PanMPO |  | PC | 1 | 1 | 1 | 1 | 557.68
61305629665 | FXTRP7N7NXNF034 | OM3 12 Fiber Interconnect Plenum PanMPO |  | PC | 1 | 1 | 1 | 1 | 560.86
61305634070 | FXTRP7N7NXNF035 | OM3 12 Fiber Interconnect Plenum PanMPO |  | PC | 1 | 1 | 1 | 1 | 564.02
61305629664 | FXTRP7N7NXNF036 | OM3 12 Fiber Interconnect Plenum PanMPO |  | PC | 1 | 1 | 1 | 1 | 567.2
61305634071 | FXTRP7N7NXNF037 | OM3 12 Fiber Interconnect Plenum PanMPO |  | PC | 1 | 1 | 1 | 1 | 570.36
61305629663 | FXTRP7N7NXNF038 | OM3 12 Fiber Interconnect Plenum PanMPO |  | PC | 1 | 1 | 1 | 1 | 573.52
61305634072 | FXTRP7N7NXNF039 | OM3 12 Fiber Interconnect Plenum PanMPO |  | PC | 1 | 1 | 1 | 1 | 576.68
61305629662 | FXTRP7N7NXNF040 | OM3 12 Fiber Interconnect Plenum PanMPO |  | PC | 1 | 1 | 1 | 1 | 579.86
61305629661 | FXTRP7N7NXNF041 | OM3 12 Fiber Interconnect Plenum PanMPO |  | PC | 1 | 1 | 1 | 1 | 583.02
61305629660 | FXTRP7N7NXNF042 | OM3 12 Fiber Interconnect Plenum PanMPO |  | PC | 1 | 1 | 1 | 1 | 586.18
61305629659 | FXTRP7N7NXNF043 | OM3 12 Fiber Interconnect Plenum PanMPO |  | PC | 1 | 1 | 1 | 1 | 589.34
61305629658 | FXTRP7N7NXNF044 | OM3 12 Fiber Interconnect Plenum PanMPO |  | PC | 1 | 1 | 1 | 1 | 592.52
61305634073 | FXTRP7N7NXNF045 | OM3 12 Fiber Interconnect Plenum PanMPO |  | PC | 1 | 1 | 1 | 1 | 595.7
61305629657 | FXTRP7N7NXNF046 | OM3 12 Fiber Interconnect Plenum PanMPO |  | PC | 1 | 1 | 1 | 1 | 598.86
61305629656 | FXTRP7N7NXNF047 | OM3 12 Fiber Interconnect Plenum PanMPO |  | PC | 1 | 1 | 1 | 1 | 602.02
61305629655 | FXTRP7N7NXNF048 | OM3 12 Fiber Interconnect Plenum PanMPO |  | PC | 1 | 1 | 1 | 1 | 605.2
61305634074 | FXTRP7N7NXNF049 | OM3 12 Fiber Interconnect Plenum PanMPO |  | PC | 1 | 1 | 1 | 1 | 608.36
61305629654 | FXTRP7N7NXNF050 | OM3 12 Fiber Interconnect Plenum PanMPO |  | PC | 1 | 1 | 1 | 1 | 611.52
61305634075 | FXTRP7N7NXNF051 | OM3 12 Fiber Interconnect Plenum PanMPO |  | PC | 1 | 1 | 1 | 1 | 614.68
61305629653 | FXTRP7N7NXNF052 | OM3 12 Fiber Interconnect Plenum PanMPO |  | PC | 1 | 1 | 1 | 1 | 617.86
61305634076 | FXTRP7N7NXNF053 | OM3 12 Fiber Interconnect Plenum PanMPO |  | PC | 1 | 1 | 1 | 1 | 621.02
61305629652 | FXTRP7N7NXNF054 | OM3 12 Fiber Interconnect Plenum PanMPO |  | PC | 1 | 1 | 1 | 1 | 624.18
61305629651 | FXTRP7N7NXNF055 | OM3 12 Fiber Interconnect Plenum PanMPO |  | PC | 1 | 1 | 1 | 1 | 627.34
61305629650 | FXTRP7N7NXNF056 | OM3 12 Fiber Interconnect Plenum PanMPO |  | PC | 1 | 1 | 1 | 1 | 630.54
61305634077 | FXTRP7N7NXNF057 | OM3 12 Fiber Interconnect Plenum PanMPO |  | PC | 1 | 1 | 1 | 1 | 633.7
61305634078 | FXTRP7N7NXNF058 | OM3 12 Fiber Interconnect Plenum PanMPO |  | PC | 1 | 1 | 1 | 1 | 636.86
61305629649 | FXTRP7N7NXNF059 | OM3 12 Fiber Interconnect Plenum PanMPO |  | PC | 1 | 1 | 1 | 1 | 640.02
61305634079 | FXTRP7N7NXNF060 | OM3 12 Fiber Interconnect Plenum PanMPO |  | PC | 1 | 1 | 1 | 1 | 643.2
61305634080 | FXTRP7N7NXNF061 | OM3 12 Fiber Interconnect Plenum PanMPO |  | PC | 1 | 1 | 1 | 1 | 646.36
61305629648 | FXTRP7N7NXNF062 | OM3 12 Fiber Interconnect Plenum PanMPO |  | PC | 1 | 1 | 1 | 1 | 649.52
61305634081 | FXTRP7N7NXNF063 | OM3 12 Fiber Interconnect Plenum PanMPO |  | PC | 1 | 1 | 1 | 1 | 652.68
61305629647 | FXTRP7N7NXNF064 | OM3 12 Fiber Interconnect Plenum PanMPO |  | PC | 1 | 1 | 1 | 1 | 655.86
61305634082 | FXTRP7N7NXNF065 | OM3 12 Fiber Interconnect Plenum PanMPO |  | PC | 1 | 1 | 1 | 1 | 659.02
61305629646 | FXTRP7N7NXNF066 | OM3 12 Fiber Interconnect Plenum PanMPO |  | PC | 1 | 1 | 1 | 1 | 662.18
61305629645 | FXTRP7N7NXNF067 | OM3 12 Fiber Interconnect Plenum PanMPO |  | PC | 1 | 1 | 1 | 1 | 665.36
61305629644 | FXTRP7N7NXNF068 | OM3 12 Fiber Interconnect Plenum PanMPO |  | PC | 1 | 1 | 1 | 1 | 668.54
61305634083 | FXTRP7N7NXNF069 | OM3 12 Fiber Interconnect Plenum PanMPO |  | PC | 1 | 1 | 1 | 1 | 671.7
61305629643 | FXTRP7N7NXNF070 | OM3 12 Fiber Interconnect Plenum PanMPO |  | PC | 1 | 1 | 1 | 1 | 674.86
61305629640 | FXTRP7N7NXNF071 | OM3 12 Fiber Interconnect Plenum PanMPO |  | PC | 1 | 1 | 1 | 1 | 678.02
61305634084 | FXTRP7N7NXNF072 | OM3 12 Fiber Interconnect Plenum PanMPO |  | PC | 1 | 1 | 1 | 1 | 681.2
61305634085 | FXTRP7N7NXNF073 | OM3 12 Fiber Interconnect Plenum PanMPO |  | PC | 1 | 1 | 1 | 1 | 684.36
61305629638 | FXTRP7N7NXNF074 | OM3 12 Fiber Interconnect Plenum PanMPO |  | PC | 1 | 1 | 1 | 1 | 687.52
61305629635 | FXTRP7N7NXNF075 | OM3 12 Fiber Interconnect Plenum PanMPO |  | PC | 1 | 1 | 1 | 1 | 690.68
61305634086 | FXTRP7N7NXNF076 | OM3 12 Fiber Interconnect Plenum PanMPO |  | PC | 1 | 1 | 1 | 1 | 693.86
61305634087 | FXTRP7N7NXNF077 | OM3 12 Fiber Interconnect Plenum PanMPO |  | PC | 1 | 1 | 1 | 1 | 697.02
61305634088 | FXTRP7N7NXNF078 | OM3 12 Fiber Interconnect Plenum PanMPO |  | PC | 1 | 1 | 1 | 1 | 700.2
61305634089 | FXTRP7N7NXNF079 | OM3 12 Fiber Interconnect Plenum PanMPO |  | PC | 1 | 1 | 1 | 1 | 703.36
61305629633 | FXTRP7N7NXNF080 | OM3 12 Fiber Interconnect Plenum PanMPO |  | PC | 1 | 1 | 1 | 1 | 706.54
61305634090 | FXTRP7N7NXNF081 | OM3 12 Fiber Interconnect Plenum PanMPO |  | PC | 1 | 1 | 1 | 1 | 709.7
61305634091 | FXTRP7N7NXNF082 | OM3 12 Fiber Interconnect Plenum PanMPO |  | PC | 1 | 1 | 1 | 1 | 712.86
61305634092 | FXTRP7N7NXNF083 | OM3 12 Fiber Interconnect Plenum PanMPO |  | PC | 1 | 1 | 1 | 1 | 716.02
61305634093 | FXTRP7N7NXNF084 | OM3 12 Fiber Interconnect Plenum PanMPO |  | PC | 1 | 1 | 1 | 1 | 719.2
61305634094 | FXTRP7N7NXNF085 | OM3 12 Fiber Interconnect Plenum PanMPO |  | PC | 1 | 1 | 1 | 1 | 722.36
61305634095 | FXTRP7N7NXNF086 | OM3 12 Fiber Interconnect Plenum PanMPO |  | PC | 1 | 1 | 1 | 1 | 725.52
61305634096 | FXTRP7N7NXNF087 | OM3 12 Fiber Interconnect Plenum PanMPO |  | PC | 1 | 1 | 1 | 1 | 728.68
61305634097 | FXTRP7N7NXNF088 | OM3 12 Fiber Interconnect Plenum PanMPO |  | PC | 1 | 1 | 1 | 1 | 731.86
61305634098 | FXTRP7N7NXNF089 | OM3 12 Fiber Interconnect Plenum PanMPO |  | PC | 1 | 1 | 1 | 1 | 735.04
61305634099 | FXTRP7N7NXNF090 | OM3 12 Fiber Interconnect Plenum PanMPO |  | PC | 1 | 1 | 1 | 1 | 738.2
61305634100 | FXTRP7N7NXNF091 | OM3 12 Fiber Interconnect Plenum PanMPO |  | PC | 1 | 1 | 1 | 1 | 741.36
61305634101 | FXTRP7N7NXNF092 | OM3 12 Fiber Interconnect Plenum PanMPO |  | PC | 1 | 1 | 1 | 1 | 744.54
61305634102 | FXTRP7N7NXNF093 | OM3 12 Fiber Interconnect Plenum PanMPO |  | PC | 1 | 1 | 1 | 1 | 747.7
61305634103 | FXTRP7N7NXNF094 | OM3 12 Fiber Interconnect Plenum PanMPO |  | PC | 1 | 1 | 1 | 1 | 750.86
61305634104 | FXTRP7N7NXNF095 | OM3 12 Fiber Interconnect Plenum PanMPO |  | PC | 1 | 1 | 1 | 1 | 754.02
61305634105 | FXTRP7N7NXNF096 | OM3 12 Fiber Interconnect Plenum PanMPO |  | PC | 1 | 1 | 1 | 1 | 757.2
61305634106 | FXTRP7N7NXNF097 | OM3 12 Fiber Interconnect Plenum PanMPO |  | PC | 1 | 1 | 1 | 1 | 760.36
61305634107 | FXTRP7N7NXNF098 | OM3 12 Fiber Interconnect Plenum PanMPO |  | PC | 1 | 1 | 1 | 1 | 763.52
61305629630 | FXTRP7N7NXNF099 | OM3 12-Fiber Interconnect, Plenum, PanMP |  | PC | 1 | 1 | 1 | 1 | 766.68
61305634108 | FXTRP7N7NXNF100 | OM3 12 Fiber Interconnect Plenum PanMPO |  | PC | 1 | 1 | 1 | 1 | 769.88
61305634109 | FXTRP7N7NXNF101 | OM3 12 Fiber Interconnect Plenum PanMPO |  | PC | 1 | 1 | 1 | 1 | 773.04
61305632492 | FXTRP7N7NXNF102 | OM3 12f Interconnect OFNP PanMPO F/PanMP |  | PC | 1 | 1 | 1 | 1 | 776.2
61305634110 | FXTRP7N7NXNF103 | OM3 12 Fiber Interconnect Plenum PanMPO |  | PC | 1 | 1 | 1 | 1 | 779.36
61305632510 | FXTRP7N7NXNF104 | OM3 12f Interconnect OFNP PanMPO F/PanMP |  | PC | 1 | 1 | 1 | 1 | 782.54
61305634111 | FXTRP7N7NXNF105 | OM3 12 Fiber Interconnect Plenum PanMPO |  | PC | 1 | 1 | 1 | 1 | 785.7
61305634112 | FXTRP7N7NXNF106 | OM3 12 Fiber Interconnect Plenum PanMPO |  | PC | 1 | 1 | 1 | 1 | 788.86
61305634113 | FXTRP7N7NXNF107 | OM3 12 Fiber Interconnect Plenum PanMPO |  | PC | 1 | 1 | 1 | 1 | 792.02
61305632511 | FXTRP7N7NXNF108 | OM3 12f Interconnect OFNP PanMPO F/PanMP |  | PC | 1 | 1 | 1 | 1 | 795.2
61305634114 | FXTRP7N7NXNF109 | OM3 12 Fiber Interconnect Plenum PanMPO |  | PC | 1 | 1 | 1 | 1 | 798.36
61305634115 | FXTRP7N7NXNF110 | OM3 12 Fiber Interconnect Plenum PanMPO |  | PC | 1 | 1 | 1 | 1 | 801.52
61305632512 | FXTRP7N7NXNF111 | OM3 12f Interconnect OFNP PanMPO F/PanMP |  | PC | 1 | 1 | 1 | 1 | 804.68
61305634116 | FXTRP7N7NXNF112 | OM3 12 Fiber Interconnect Plenum PanMPO |  | PC | 1 | 1 | 1 | 1 | 807.88
61305632513 | FXTRP7N7NXNF113 | OM3 12f Interconnect OFNP PanMPO F/PanMP |  | PC | 1 | 1 | 1 | 1 | 811.04
61305634117 | FXTRP7N7NXNF114 | OM3 12 Fiber Interconnect Plenum PanMPO |  | PC | 1 | 1 | 1 | 1 | 814.2
61305632514 | FXTRP7N7NXNF115 | OM3 12f Interconnect OFNP PanMPO F/PanMP |  | PC | 1 | 1 | 1 | 1 | 817.36
61305634118 | FXTRP7N7NXNF116 | OM3 12 Fiber Interconnect Plenum PanMPO |  | PC | 1 | 1 | 1 | 1 | 820.54
61305632515 | FXTRP7N7NXNF117 | OM3 12f Interconnect OFNP PanMPO F/PanMP |  | PC | 1 | 1 | 1 | 1 | 823.7
61305632516 | FXTRP7N7NXNF118 | OM3 12f Interconnect OFNP PanMPO F/PanMP |  | PC | 1 | 1 | 1 | 1 | 826.86
61305632517 | FXTRP7N7NXNF119 | OM3 12f Interconnect OFNP PanMPO F/PanMP |  | PC | 1 | 1 | 1 | 1 | 830.02
61305632518 | FXTRP7N7NXNF120 | OM3 12f Interconnect OFNP PanMPO F/PanMP |  | PC | 1 | 1 | 1 | 1 | 833.2
61305632519 | FXTRP7N7NXNF121 | OM3 12f Interconnect OFNP PanMPO F/PanMP |  | PC | 1 | 1 | 1 | 1 | 836.36
61305632520 | FXTRP7N7NXNF122 | OM3 12f Interconnect OFNP PanMPO F/PanMP |  | PC | 1 | 1 | 1 | 1 | 839.52
61305632521 | FXTRP7N7NXNF123 | OM3 12f Interconnect OFNP PanMPO F/PanMP |  | PC | 1 | 1 | 1 | 1 | 842.7
61305632522 | FXTRP7N7NXNF124 | OM3 12f Interconnect OFNP PanMPO F/PanMP |  | PC | 1 | 1 | 1 | 1 | 845.88
61305632523 | FXTRP7N7NXNF125 | OM3 12f Interconnect OFNP PanMPO F/PanMP |  | PC | 1 | 1 | 1 | 1 | 849.04
61305632524 | FXTRP7N7NXNF126 | OM3 12f Interconnect OFNP PanMPO F/PanMP |  | PC | 1 | 1 | 1 | 1 | 852.2
61305632525 | FXTRP7N7NXNF127 | OM3 12f Interconnect OFNP PanMPO F/PanMP |  | PC | 1 | 1 | 1 | 1 | 855.36
61305632526 | FXTRP7N7NXNF128 | OM3 12f Interconnect OFNP PanMPO F/PanMP |  | PC | 1 | 1 | 1 | 1 | 858.54
61305632527 | FXTRP7N7NXNF129 | OM3 12f Interconnect OFNP PanMPO F/PanMP |  | PC | 1 | 1 | 1 | 1 | 861.7
61305632528 | FXTRP7N7NXNF130 | OM3 12f Interconnect OFNP PanMPO F/PanMP |  | PC | 1 | 1 | 1 | 1 | 864.86
61305632529 | FXTRP7N7NXNF131 | OM3 12f Interconnect OFNP PanMPO F/PanMP |  | PC | 1 | 1 | 1 | 1 | 868.02
61305632530 | FXTRP7N7NXNF132 | OM3 12f Interconnect OFNP PanMPO F/PanMP |  | PC | 1 | 1 | 1 | 1 | 871.2
61305632531 | FXTRP7N7NXNF133 | OM3 12f Interconnect OFNP PanMPO F/PanMP |  | PC | 1 | 1 | 1 | 1 | 874.36
61305632532 | FXTRP7N7NXNF134 | OM3 12f Interconnect OFNP PanMPO F/PanMP |  | PC | 1 | 1 | 1 | 1 | 877.54
61305629613 | FXTRP7N7NXNF135 | OM3 12-Fiber Interconnect, Plenum, PanMP |  | PC | 1 | 1 | 1 | 1 | 880.7
61305632533 | FXTRP7N7NXNF136 | OM3 12f Interconnect OFNP PanMPO F/PanMP |  | PC | 1 | 1 | 1 | 1 | 883.88
61305632534 | FXTRP7N7NXNF137 | OM3 12f Interconnect OFNP PanMPO F/PanMP |  | PC | 1 | 1 | 1 | 1 | 887.04
61305632535 | FXTRP7N7NXNF138 | OM3 12f Interconnect OFNP PanMPO F/PanMP |  | PC | 1 | 1 | 1 | 1 | 890.2
61305632536 | FXTRP7N7NXNF139 | OM3 12f Interconnect OFNP PanMPO F/PanMP |  | PC | 1 | 1 | 1 | 1 | 893.36
61305629611 | FXTRP7N7NXNF140 | OM3 12-Fiber Interconnect, Plenum, PanMP |  | PC | 1 | 1 | 1 | 1 | 896.54
61305632537 | FXTRP7N7NXNF141 | OM3 12f Interconnect OFNP PanMPO F/PanMP |  | PC | 1 | 1 | 1 | 1 | 899.7
61305632538 | FXTRP7N7NXNF142 | OM3 12f Interconnect OFNP PanMPO F/PanMP |  | PC | 1 | 1 | 1 | 1 | 902.86
61305632539 | FXTRP7N7NXNF143 | OM3 12f Interconnect OFNP PanMPO F/PanMP |  | PC | 1 | 1 | 1 | 1 | 906.02
61305632540 | FXTRP7N7NXNF144 | OM3 12f Interconnect OFNP PanMPO F/PanMP |  | PC | 1 | 1 | 1 | 1 | 909.2
61305632541 | FXTRP7N7NXNF145 | OM3 12f Interconnect OFNP PanMPO F/PanMP |  | PC | 1 | 1 | 1 | 1 | 912.38
61305632542 | FXTRP7N7NXNF146 | OM3 12f Interconnect OFNP PanMPO F/PanMP |  | PC | 1 | 1 | 1 | 1 | 915.54
61305632543 | FXTRP7N7NXNF147 | OM3 12f Interconnect OFNP PanMPO F/PanMP |  | PC | 1 | 1 | 1 | 1 | 918.7
61305632544 | FXTRP7N7NXNF148 | OM3 12f Interconnect OFNP PanMPO F/PanMP |  | PC | 1 | 1 | 1 | 1 | 921.88
61305632545 | FXTRP7N7NXNF149 | OM3 12f Interconnect OFNP PanMPO F/PanMP |  | PC | 1 | 1 | 1 | 1 | 925.04
61305632546 | FXTRP7N7NXNF150 | OM3 12f Interconnect OFNP PanMPO F/PanMP |  | PC | 1 | 1 | 1 | 1 | 928.2
07498361061 | FXTRP7N7NXNM001 | OM3,12-Fiber,PLEM,PMPOf-PMPOf,1M | OM3 12 fiber, PanMPO interconnect cable assembly, plenum rated, PanMPO Female To PanMPO Female, Method A, Optimized IL, with no pulling eye, Aqua, 1 meter | PC | 1 | 1 | 1 | 1 | 463.54
07498361062 | FXTRP7N7NXNM002 | OM3,12-Fiber,PLEM,PMPOf-PMPOf,2M | OM3 12 fiber, PanMPO interconnect cable assembly, plenum rated, PanMPO Female To PanMPO Female, Method A, Optimized IL, with no pulling eye, Aqua, 2 meters | PC | 1 | 1 | 1 | 1 | 474
07498361063 | FXTRP7N7NXNM003 | OM3,12-Fiber,PLEM,PMPOf-PMPOf,3M | OM3 12 fiber, PanMPO interconnect cable assembly, plenum rated, PanMPO Female To PanMPO Female, Method A, Optimized IL, with no pulling eye, Aqua, 3 meters | PC | 1 | 1 | 1 | 1 | 484.42
07498361064 | FXTRP7N7NXNM004 | OM3,12-Fiber,PLEM,PMPOf-PMPOf,4M | OM3 12 fiber, PanMPO interconnect cable assembly, plenum rated, PanMPO Female To PanMPO Female, Method A, Optimized IL, with no pulling eye, Aqua, 4 meters | PC | 1 | 1 | 1 | 1 | 494.84
07498361065 | FXTRP7N7NXNM005 | OM3,12-Fiber,PLEM,PMPOf-PMPOf,5M | OM3 12 fiber, PanMPO interconnect cable assembly, plenum rated, PanMPO Female To PanMPO Female, Method A, Optimized IL, with no pulling eye, Aqua, 5 meters | PC | 1 | 1 | 1 | 1 | 505.28
07498361066 | FXTRP7N7NXNM006 | OM3,12-Fiber,PLEM,PMPOf-PMPOf,6M | OM3 12 fiber, PanMPO interconnect cable assembly, plenum rated, PanMPO Female To PanMPO Female, Method A, Optimized IL, with no pulling eye, Aqua, 6 meters | PC | 1 | 1 | 1 | 1 | 515.7
07498361067 | FXTRP7N7NXNM007 | OM3,12-Fiber,PLEM,PMPOf-PMPOf,7M | OM3 12 fiber, PanMPO interconnect cable assembly, plenum rated, PanMPO Female To PanMPO Female, Method A, Optimized IL, with no pulling eye, Aqua, 7 meters | PC | 1 | 1 | 1 | 1 | 526.1
07498361068 | FXTRP7N7NXNM008 | OM3,12-Fiber,PLEM,PMPOf-PMPOf,8M | OM3 12 fiber, PanMPO interconnect cable assembly, plenum rated, PanMPO Female To PanMPO Female, Method A, Optimized IL, with no pulling eye, Aqua, 8 meters | PC | 1 | 1 | 1 | 1 | 536.54
07498361069 | FXTRP7N7NXNM009 | OM3,12-Fiber,PLEM,PMPOf-PMPOf,9M | OM3 12 fiber, PanMPO interconnect cable assembly, plenum rated, PanMPO Female To PanMPO Female, Method A, Optimized IL, with no pulling eye, Aqua, 9 meters | PC | 1 | 1 | 1 | 1 | 546.96
07498361070 | FXTRP7N7NXNM010 | OM3,12-Fiber,PLEM,PMPOf-PMPOf,10M | OM3 12 fiber, PanMPO interconnect cable assembly, plenum rated, PanMPO Female To PanMPO Female, Method A, Optimized IL, with no pulling eye, Aqua, 10 meters | PC | 1 | 1 | 1 | 1 | 557.4
07498361071 | FXTRP7N7NXNM011 | OM3,12-Fiber,PLEM,PMPOf-PMPOf,11M | OM3 12 fiber, PanMPO interconnect cable assembly, plenum rated, PanMPO Female To PanMPO Female, Method A, Optimized IL, with no pulling eye, NCNR | PC | 1 | 1 | 1 | 1 | 567.82
07498361072 | FXTRP7N7NXNM012 | OM3,12-Fiber,PLEM,PMPOf-PMPOf,12M | OM3 12 fiber, PanMPO interconnect cable assembly, plenum rated, PanMPO Female To PanMPO Female, Method A, Optimized IL, with no pulling eye, Aqua, 12 meters | PC | 1 | 1 | 1 | 1 | 578.24
07498361073 | FXTRP7N7NXNM013 | OM3,12-Fiber,PLEM,PMPOf-PMPOf,13M | OM3 12 fiber, PanMPO interconnect cable assembly, plenum rated, PanMPO Female To PanMPO Female, Method A, Optimized IL, with no pulling eye, Aqua, 13 meters | PC | 1 | 1 | 1 | 1 | 588.68
07498361074 | FXTRP7N7NXNM014 | OM3,12-Fiber,PLEM,PMPOf-PMPOf,14M | OM3 12 fiber, PanMPO interconnect cable assembly, plenum rated, PanMPO Female To PanMPO Female, Method A, Optimized IL, with no pulling eye, Aqua, 14 meters | PC | 1 | 1 | 1 | 1 | 599.1
07498361075 | FXTRP7N7NXNM015 | OM3,12-Fiber,PLEM,PMPOf-PMPOf,15M | OM3 12 fiber, PanMPO interconnect cable assembly, plenum rated, PanMPO Female To PanMPO Female, Method A, Optimized IL, with no pulling eye, Aqua, 15 meters | PC | 1 | 1 | 1 | 1 | 609.5
07498361077 | FXTRP7N7NXNM016 | OM3,12-Fiber,PLEM,PMPOf-PMPOf,16M | OM3 12 fiber, PanMPO interconnect cable assembly, plenum rated, PanMPO Female To PanMPO Female, Method A, Optimized IL, with no pulling eye, Aqua, 16 meters | PC | 1 | 1 | 1 | 1 | 619.94
07498361082 | FXTRP7N7NXNM017 | OM3,12-Fiber,PLEM,PMPOf-PMPOf,17M | OM3 12 fiber, PanMPO interconnect cable assembly, plenum rated, PanMPO Female To PanMPO Female, Method A, Optimized IL, with no pulling eye, Aqua, 17 meters | PC | 1 | 1 | 1 | 1 | 630.36
07498361083 | FXTRP7N7NXNM018 | OM3,12-Fiber,PLEM,PMPOf-PMPOf,18M | OM3 12 fiber, PanMPO interconnect cable assembly, plenum rated, PanMPO Female To PanMPO Female, Method A, Optimized IL, with no pulling eye, Aqua, 18 meters | PC | 1 | 1 | 1 | 1 | 640.78
07498361087 | FXTRP7N7NXNM019 | OM3,12-Fiber,PLEM,PMPOf-PMPOf,19M | OM3 12 fiber, PanMPO interconnect cable assembly, plenum rated, PanMPO Female To PanMPO Female, Method A, Optimized IL, with no pulling eye, Aqua, 19 meters | PC | 1 | 1 | 1 | 1 | 651.22
07498361088 | FXTRP7N7NXNM020 | OM3,12-Fiber,PLEM,PMPOf-PMPOf,20M | OM3 12 fiber, PanMPO interconnect cable assembly, plenum rated, PanMPO Female To PanMPO Female, Method A, Optimized IL, with no pulling eye, Aqua, 20 meters | PC | 1 | 1 | 1 | 1 | 661.64
07498361089 | FXTRP7N7NXNM021 | OM3,12-Fiber,PLEM,PMPOf-PMPOf,21M | OM3 12 fiber, PanMPO interconnect cable assembly, plenum rated, PanMPO Female To PanMPO Female, Method A, Optimized IL, with no pulling eye, Aqua, 21 meters | PC | 1 | 1 | 1 | 1 | 672.06
07498361090 | FXTRP7N7NXNM022 | OM3,12-Fiber,PLEM,PMPOf-PMPOf,22M | OM3 12 fiber, PanMPO interconnect cable assembly, plenum rated, PanMPO Female To PanMPO Female, Method A, Optimized IL, with no pulling eye, Aqua, 22 meters | PC | 1 | 1 | 1 | 1 | 682.52
07498361091 | FXTRP7N7NXNM023 | OM3,12-Fiber,PLEM,PMPOf-PMPOf,23M | OM3 12 fiber, PanMPO interconnect cable assembly, plenum rated, PanMPO Female To PanMPO Female, Method A, Optimized IL, with no pulling eye, Aqua, 23 meters | PC | 1 | 1 | 1 | 1 | 692.92
07498361092 | FXTRP7N7NXNM024 | OM3,12-Fiber,PLEM,PMPOf-PMPOf,24M | OM3 12 fiber, PanMPO interconnect cable assembly, plenum rated, PanMPO Female To PanMPO Female, Method A, Optimized IL, with no pulling eye, Aqua, 24 meters | PC | 1 | 1 | 1 | 1 | 703.36
07498361093 | FXTRP7N7NXNM025 | OM3,12-Fiber,PLEM,PMPOf-PMPOf,25M | OM3 12 fiber, PanMPO interconnect cable assembly, plenum rated, PanMPO Female To PanMPO Female, Method A, Optimized IL, with no pulling eye, Aqua, 25 meters | PC | 1 | 1 | 1 | 1 | 713.78
07498361094 | FXTRP7N7NXNM026 | OM3,12-Fiber,PLEM,PMPOf-PMPOf,26M | OM3 12 fiber, PanMPO interconnect cable assembly, plenum rated, PanMPO Female To PanMPO Female, Method A, Optimized IL, with no pulling eye, Aqua, 26 meters | PC | 1 | 1 | 1 | 1 | 724.2
07498361096 | FXTRP7N7NXNM027 | OM3,12-Fiber,PLEM,PMPOf-PMPOf,27M | OM3 12 fiber, PanMPO interconnect cable assembly, plenum rated, PanMPO Female To PanMPO Female, Method A, Optimized IL, with no pulling eye, Aqua, 27 meters | PC | 1 | 1 | 1 | 1 | 734.64
07498361097 | FXTRP7N7NXNM028 | OM3,12-Fiber,PLEM,PMPOf-PMPOf,28M | OM3 12 fiber, PanMPO interconnect cable assembly, plenum rated, PanMPO Female To PanMPO Female, Method A, Optimized IL, with no pulling eye, Aqua, 28 meters | PC | 1 | 1 | 1 | 1 | 745.06
07498361098 | FXTRP7N7NXNM029 | OM3,12-Fiber,PLEM,PMPOf-PMPOf,29M | OM3 12 fiber, PanMPO interconnect cable assembly, plenum rated, PanMPO Female To PanMPO Female, Method A, Optimized IL, with no pulling eye, Aqua, 29 meters | PC | 1 | 1 | 1 | 1 | 755.48
07498361108 | FXTRP7N7NXNM030 | OM3,12-Fiber,PLEM,PMPOf-PMPOf,30M | OM3 12 fiber, PanMPO interconnect cable assembly, plenum rated, PanMPO Female To PanMPO Female, Method A, Optimized IL, with no pulling eye, Aqua, 30 meters | PC | 1 | 1 | 1 | 1 | 765.9
61305633693 | FXTRP7N7NXNM031 | OM3 12f Interconnect OFNP PanMPO F/PanMP |  | PC | 1 | 1 | 1 | 1 | 775.2
61305633694 | FXTRP7N7NXNM032 | OM3 12f Interconnect OFNP PanMPO F/PanMP |  | PC | 1 | 1 | 1 | 1 | 554.52
61305633695 | FXTRP7N7NXNM034 | OM3 12f Interconnect OFNP PanMPO F/PanMP |  | PC | 1 | 1 | 1 | 1 | 560.86
61305633696 | FXTRP7N7NXNM035 | OM3 12f Interconnect OFNP PanMPO F/PanMP |  | PC | 1 | 1 | 1 | 1 | 564.02
61305633697 | FXTRP7N7NXNM036 | OM3 12f Interconnect OFNP PanMPO F/PanMP |  | PC | 1 | 1 | 1 | 1 | 567.2
61305633698 | FXTRP7N7NXNM037 | OM3 12f Interconnect OFNP PanMPO F/PanMP |  | PC | 1 | 1 | 1 | 1 | 570.36
61305633699 | FXTRP7N7NXNM038 | OM3 12f Interconnect OFNP PanMPO F/PanMP |  | PC | 1 | 1 | 1 | 1 | 573.52
61305633700 | FXTRP7N7NXNM039 | OM3 12f Interconnect OFNP PanMPO F/PanMP |  | PC | 1 | 1 | 1 | 1 | 576.68
61305633701 | FXTRP7N7NXNM040 | OM3 12f Interconnect OFNP PanMPO F/PanMP |  | PC | 1 | 1 | 1 | 1 | 579.86
61305633702 | FXTRP7N7NXNM041 | OM3 12f Interconnect OFNP PanMPO F/PanMP |  | PC | 1 | 1 | 1 | 1 | 583.02
61305633703 | FXTRP7N7NXNM043 | OM3 12f Interconnect OFNP PanMPO F/PanMP |  | PC | 1 | 1 | 1 | 1 | 589.34
61305633704 | FXTRP7N7NXNM044 | OM3 12f Interconnect OFNP PanMPO F/PanMP |  | PC | 1 | 1 | 1 | 1 | 592.52
61305633705 | FXTRP7N7NXNM045 | OM3 12f Interconnect OFNP PanMPO F/PanMP |  | PC | 1 | 1 | 1 | 1 | 595.7
61305633706 | FXTRP7N7NXNM046 | OM3 12f Interconnect OFNP PanMPO F/PanMP |  | PC | 1 | 1 | 1 | 1 | 598.86
61305633707 | FXTRP7N7NXNM047 | OM3 12f Interconnect OFNP PanMPO F/PanMP |  | PC | 1 | 1 | 1 | 1 | 602.02
61305633708 | FXTRP7N7NXNM048 | OM3 12f Interconnect OFNP PanMPO F/PanMP |  | PC | 1 | 1 | 1 | 1 | 605.2
61305633709 | FXTRP7N7NXNM049 | OM3 12f Interconnect OFNP PanMPO F/PanMP |  | PC | 1 | 1 | 1 | 1 | 608.36
61305633710 | FXTRP7N7NXNM050 | OM3 12f Interconnect OFNP PanMPO F/PanMP |  | PC | 1 | 1 | 1 | 1 | 611.52
61305636596 | FXTRP7N7NYNF001 | OM3 12f Interconnect OFNP PanMPO F/PanMP |  | PC | 1 | 1 | 1 | 1 | 456.42
61305636597 | FXTRP7N7NYNF002 | OM3 12f Interconnect OFNP PanMPO F/PanMP |  | PC | 1 | 1 | 1 | 1 | 459.58
61305632090 | FXTRP7N7NYNF003 | OM3 12f Interconnect OFNP PanMPO F/PanMP |  | PC | 1 | 1 | 1 | 1 | 462.74
61305632603 | FXTRP7N7NYNF004 | OM3 12f Interconnect OFNP PanMPO F/PanMP |  | PC | 1 | 1 | 1 | 1 | 465.92
61305632604 | FXTRP7N7NYNF005 | OM3 12f Interconnect OFNP PanMPO F/PanMP |  | PC | 1 | 1 | 1 | 1 | 469.08
61305632605 | FXTRP7N7NYNF006 | OM3 12f Interconnect OFNP PanMPO F/PanMP |  | PC | 1 | 1 | 1 | 1 | 472.24
61305629627 | FXTRP7N7NYNF007 | OM3 12 Fiber Interconnect Plenum PanMPO |  | PC | 1 | 1 | 1 | 1 | 475.4
61305632606 | FXTRP7N7NYNF008 | OM3 12f Interconnect OFNP PanMPO F/PanMP |  | PC | 1 | 1 | 1 | 1 | 478.58
61305632607 | FXTRP7N7NYNF009 | OM3 12f Interconnect OFNP PanMPO F/PanMP |  | PC | 1 | 1 | 1 | 1 | 481.74
61305632091 | FXTRP7N7NYNF010 | OM3 12f Interconnect OFNP PanMPO F/PanMP |  | PC | 1 | 1 | 1 | 1 | 484.92
61305632608 | FXTRP7N7NYNF011 | OM3 12f Interconnect OFNP PanMPO F/PanMP |  | PC | 1 | 1 | 1 | 1 | 488.08
61305632609 | FXTRP7N7NYNF012 | OM3 12f Interconnect OFNP PanMPO F/PanMP |  | PC | 1 | 1 | 1 | 1 | 491.26
61305634129 | FXTRP7N7NYNF013 | OM3 12F Interconnect OFNP PanMPO F/PanMP |  | PC | 1 | 1 | 1 | 1 | 494.42
61305632610 | FXTRP7N7NYNF014 | OM3 12f Interconnect OFNP PanMPO F/PanMP |  | PC | 1 | 1 | 1 | 1 | 497.58
61305634130 | FXTRP7N7NYNF015 | OM3 12F Interconnect OFNP PanMPO F/PanMP |  | PC | 1 | 1 | 1 | 1 | 500.74
61305600505 | FXTRP7N7NYNF016 | OM3 12 Fiber Interconnect Plenum PanMPO | OM3 12 Fiber Interconnect Plenum PanMPO Female To PanMPO Female Method B Optimized IL with no Pulling Eye - 16 FEET | PC | 1 | 1 | 1 | 1 | 503.92
61305632092 | FXTRP7N7NYNF017 | OM3 12f Interconnect OFNP PanMPO F/PanMP |  | PC | 1 | 1 | 1 | 1 | 507.08
61305632611 | FXTRP7N7NYNF018 | OM3 12f Interconnect OFNP PanMPO F/PanMP |  | PC | 1 | 1 | 1 | 1 | 510.24
61305632613 | FXTRP7N7NYNF019 | OM3 12f Interconnect OFNP PanMPO F/PanMP |  | PC | 1 | 1 | 1 | 1 | 513.4
61305632614 | FXTRP7N7NYNF020 | OM3 12f Interconnect OFNP PanMPO F/PanMP |  | PC | 1 | 1 | 1 | 1 | 516.58
61305632093 | FXTRP7N7NYNF021 | OM3 12f Interconnect OFNP PanMPO F/PanMP |  | PC | 1 | 1 | 1 | 1 | 519.76
61305632615 | FXTRP7N7NYNF022 | OM3 12f Interconnect OFNP PanMPO F/PanMP |  | PC | 1 | 1 | 1 | 1 | 522.92
61305632094 | FXTRP7N7NYNF023 | OM3 12f Interconnect OFNP PanMPO F/PanMP |  | PC | 1 | 1 | 1 | 1 | 526.08
61305632616 | FXTRP7N7NYNF024 | OM3 12f Interconnect OFNP PanMPO F/PanMP |  | PC | 1 | 1 | 1 | 1 | 529.26
61305632617 | FXTRP7N7NYNF025 | OM3 12f Interconnect OFNP PanMPO F/PanMP |  | PC | 1 | 1 | 1 | 1 | 532.42
61305632618 | FXTRP7N7NYNF026 | OM3 12f Interconnect OFNP PanMPO F/PanMP |  | PC | 1 | 1 | 1 | 1 | 535.58
61305634131 | FXTRP7N7NYNF027 | OM3 12 Fiber Interconnect Plenum PanMPO |  | PC | 1 | 1 | 1 | 1 | 538.74
61305632619 | FXTRP7N7NYNF028 | OM3 12f Interconnect OFNP PanMPO F/PanMP |  | PC | 1 | 1 | 1 | 1 | 541.92
61305632095 | FXTRP7N7NYNF029 | OM3 12f Interconnect OFNP PanMPO F/PanMP |  | PC | 1 | 1 | 1 | 1 | 545.08
61305600506 | FXTRP7N7NYNF030 | OM3 12 Fiber Interconnect Plenum PanMPO | OM3 12 Fiber Interconnect Plenum PanMPO Female To PanMPO Female Method B Optimized IL with no Pulling Eye - 30 feet | PC | 1 | 1 | 1 | 1 | 548.24
61305632096 | FXTRP7N7NYNF031 | OM3 12f Interconnect OFNP PanMPO F/PanMP |  | PC | 1 | 1 | 1 | 1 | 551.4
61305600507 | FXTRP7N7NYNF032 | OM3 12 Fiber Interconnect Plenum PanMPO | OM3 12 Fiber Interconnect Plenum PanMPO Female To PanMPO Female Method B Optimized IL with no Pulling Eye - 32 Feet | PC | 1 | 1 | 1 | 1 | 554.6
61305632097 | FXTRP7N7NYNF033 | OM3 12f Interconnect OFNP PanMPO F/PanMP |  | PC | 1 | 1 | 1 | 1 | 557.76
61305600508 | FXTRP7N7NYNF034 | OM3 12 Fiber Interconnect Plenum PanMPO | OM3 12 Fiber Interconnect Plenum PanMPO Female To PanMPO Female Method B Optimized IL with no Pulling Eye - 34 Feet | PC | 1 | 1 | 1 | 1 | 560.92
61305600509 | FXTRP7N7NYNF035 | OM3 12 Fiber Interconnect Plenum PanMPO | OM3 12 Fiber Interconnect Plenum PanMPO Female To PanMPO Female Method B Optimized IL with no Pulling Eye - 35 feet | PC | 1 | 1 | 1 | 1 | 564.08
61305600510 | FXTRP7N7NYNF036 | OM3 12 Fiber Interconnect Plenum PanMPO | OM3 12 Fiber Interconnect Plenum PanMPO Female To PanMPO Female Method B Optimized IL with no Pulling Eye - 36 Feet | PC | 1 | 1 | 1 | 1 | 567.26
61305600511 | FXTRP7N7NYNF037 | OM3 12 Fiber Interconnect Plenum PanMPO | OM3 12 Fiber Interconnect Plenum PanMPO Female To PanMPO Female Method B Optimized IL with no Pulling Eye - 37 feet | PC | 1 | 1 | 1 | 1 | 570.42
61305632620 | FXTRP7N7NYNF038 | OM3 12f Interconnect OFNP PanMPO F/PanMP |  | PC | 1 | 1 | 1 | 1 | 573.58
61305600512 | FXTRP7N7NYNF039 | OM3 12 Fiber Interconnect Plenum PanMPO | OM3 12 Fiber Interconnect Plenum PanMPO Female To PanMPO Female Method B Optimized IL with no Pulling Eye - 39 Feet | PC | 1 | 1 | 1 | 1 | 576.76
61305600513 | FXTRP7N7NYNF040 | OM3 12 Fiber Interconnect Plenum PanMPO | OM3 12 Fiber Interconnect Plenum PanMPO Female To PanMPO Female Method B Optimized IL with no Pulling Eye - 40 feet | PC | 1 | 1 | 1 | 1 | 579.92
61305600514 | FXTRP7N7NYNF041 | OM3 12 Fiber Interconnect Plenum PanMPO | OM3 12 Fiber Interconnect Plenum PanMPO Female To PanMPO Female Method B Optimized IL with no Pulling Eye - 41 Feet | PC | 1 | 1 | 1 | 1 | 583.08
61305600515 | FXTRP7N7NYNF042 | OM3 12 Fiber Interconnect Plenum PanMPO | OM3 12 Fiber Interconnect Plenum PanMPO Female To PanMPO Female Method B Optimized IL with no Pulling Eye - 42 feet | PC | 1 | 1 | 1 | 1 | 586.24
61305600516 | FXTRP7N7NYNF043 | OM3 12 Fiber Interconnect Plenum PanMPO | OM3 12 Fiber Interconnect Plenum PanMPO Female To PanMPO Female Method B Optimized IL with no Pulling Eye - 43 feet | PC | 1 | 1 | 1 | 1 | 589.44
61305632621 | FXTRP7N7NYNF044 | OM3 12f Interconnect OFNP PanMPO F/PanMP |  | PC | 1 | 1 | 1 | 1 | 592.6
61305600517 | FXTRP7N7NYNF045 | OM3 12 Fiber Interconnect Plenum PanMPO | OM3 12 Fiber Interconnect Plenum PanMPO Female To PanMPO Female Method B Optimized IL with no Pulling Eye - 45 feet | PC | 1 | 1 | 1 | 1 | 595.76
61305632622 | FXTRP7N7NYNF046 | OM3 12f Interconnect OFNP PanMPO F/PanMP |  | PC | 1 | 1 | 1 | 1 | 598.92
61305632623 | FXTRP7N7NYNF047 | OM3 12f Interconnect OFNP PanMPO F/PanMP |  | PC | 1 | 1 | 1 | 1 | 602.1
61305632624 | FXTRP7N7NYNF048 | OM3 12f Interconnect OFNP PanMPO F/PanMP |  | PC | 1 | 1 | 1 | 1 | 605.26
61305632625 | FXTRP7N7NYNF049 | OM3 12f Interconnect OFNP PanMPO F/PanMP |  | PC | 1 | 1 | 1 | 1 | 608.42
61305600518 | FXTRP7N7NYNF050 | OM3 12 Fiber Interconnect Plenum PanMPO | OM3 12 Fiber Interconnect Plenum PanMPO Female To PanMPO Female Method B Optimized IL with no Pulling Eye - 50 feet | PC | 1 | 1 | 1 | 1 | 611.58
61305632626 | FXTRP7N7NYNF051 | OM3 12f Interconnect OFNP PanMPO F/PanMP |  | PC | 1 | 1 | 1 | 1 | 614.76
61305632627 | FXTRP7N7NYNF052 | OM3 12f Interconnect OFNP PanMPO F/PanMP |  | PC | 1 | 1 | 1 | 1 | 617.92
61305632628 | FXTRP7N7NYNF053 | OM3 12f Interconnect OFNP PanMPO F/PanMP |  | PC | 1 | 1 | 1 | 1 | 621.08
61305632629 | FXTRP7N7NYNF054 | OM3 12f Interconnect OFNP PanMPO F/PanMP |  | PC | 1 | 1 | 1 | 1 | 624.24
61305632630 | FXTRP7N7NYNF055 | OM3 12f Interconnect OFNP PanMPO F/PanMP |  | PC | 1 | 1 | 1 | 1 | 627.44
61305632631 | FXTRP7N7NYNF056 | OM3 12f Interconnect OFNP PanMPO F/PanMP |  | PC | 1 | 1 | 1 | 1 | 630.6
61305632632 | FXTRP7N7NYNF057 | OM3 12f Interconnect OFNP PanMPO F/PanMP |  | PC | 1 | 1 | 1 | 1 | 633.76
61305632633 | FXTRP7N7NYNF058 | OM3 12f Interconnect OFNP PanMPO F/PanMP |  | PC | 1 | 1 | 1 | 1 | 636.92
61305632634 | FXTRP7N7NYNF059 | OM3 12f Interconnect OFNP PanMPO F/PanMP |  | PC | 1 | 1 | 1 | 1 | 640.1
61305600519 | FXTRP7N7NYNF060 | OM3 12 Fiber Interconnect Plenum PanMPO | OM3 12 Fiber Interconnect Plenum PanMPO Female To PanMPO Female Method B Optimized IL with no Pulling Eye - 60 feet | PC | 1 | 1 | 1 | 1 | 643.26
61305632635 | FXTRP7N7NYNF061 | OM3 12f Interconnect OFNP PanMPO F/PanMP |  | PC | 1 | 1 | 1 | 1 | 646.42
61305632636 | FXTRP7N7NYNF062 | OM3 12f Interconnect OFNP PanMPO F/PanMP |  | PC | 1 | 1 | 1 | 1 | 649.58
61305632639 | FXTRP7N7NYNF063 | OM3 12f Interconnect OFNP PanMPO F/PanMP |  | PC | 1 | 1 | 1 | 1 | 652.76
61305632640 | FXTRP7N7NYNF064 | OM3 12f Interconnect OFNP PanMPO F/PanMP |  | PC | 1 | 1 | 1 | 1 | 655.92
61305632641 | FXTRP7N7NYNF065 | OM3 12f Interconnect OFNP PanMPO F/PanMP |  | PC | 1 | 1 | 1 | 1 | 659.08
61305632642 | FXTRP7N7NYNF066 | OM3 12f Interconnect OFNP PanMPO F/PanMP |  | PC | 1 | 1 | 1 | 1 | 662.26
61305632643 | FXTRP7N7NYNF067 | OM3 12f Interconnect OFNP PanMPO F/PanMP |  | PC | 1 | 1 | 1 | 1 | 665.44
61305632644 | FXTRP7N7NYNF068 | OM3 12f Interconnect OFNP PanMPO F/PanMP |  | PC | 1 | 1 | 1 | 1 | 668.6
61305632645 | FXTRP7N7NYNF069 | OM3 12f Interconnect OFNP PanMPO F/PanMP |  | PC | 1 | 1 | 1 | 1 | 671.76
61305632646 | FXTRP7N7NYNF070 | OM3 12f Interconnect OFNP PanMPO F/PanMP |  | PC | 1 | 1 | 1 | 1 | 674.92
61305632647 | FXTRP7N7NYNF071 | OM3 12f Interconnect OFNP PanMPO F/PanMP |  | PC | 1 | 1 | 1 | 1 | 678.1
61305632648 | FXTRP7N7NYNF072 | OM3 12f Interconnect OFNP PanMPO F/PanMP |  | PC | 1 | 1 | 1 | 1 | 681.26
61305632649 | FXTRP7N7NYNF073 | OM3 12f Interconnect OFNP PanMPO F/PanMP |  | PC | 1 | 1 | 1 | 1 | 684.42
61305632650 | FXTRP7N7NYNF074 | OM3 12f Interconnect OFNP PanMPO F/PanMP |  | PC | 1 | 1 | 1 | 1 | 687.58
61305632651 | FXTRP7N7NYNF075 | OM3 12f Interconnect OFNP PanMPO F/PanMP |  | PC | 1 | 1 | 1 | 1 | 690.76
61305632652 | FXTRP7N7NYNF076 | OM3 12f Interconnect OFNP PanMPO F/PanMP |  | PC | 1 | 1 | 1 | 1 | 693.92
61305632653 | FXTRP7N7NYNF077 | OM3 12f Interconnect OFNP PanMPO F/PanMP |  | PC | 1 | 1 | 1 | 1 | 697.1
61305632654 | FXTRP7N7NYNF078 | OM3 12f Interconnect OFNP PanMPO F/PanMP |  | PC | 1 | 1 | 1 | 1 | 700.26
61305632655 | FXTRP7N7NYNF079 | OM3 12f Interconnect OFNP PanMPO F/PanMP |  | PC | 1 | 1 | 1 | 1 | 703.44
61305632656 | FXTRP7N7NYNF080 | OM3 12f Interconnect OFNP PanMPO F/PanMP |  | PC | 1 | 1 | 1 | 1 | 706.6
61305632657 | FXTRP7N7NYNF081 | OM3 12f Interconnect OFNP PanMPO F/PanMP |  | PC | 1 | 1 | 1 | 1 | 709.76
61305632658 | FXTRP7N7NYNF082 | OM3 12f Interconnect OFNP PanMPO F/PanMP |  | PC | 1 | 1 | 1 | 1 | 712.92
61305632659 | FXTRP7N7NYNF083 | OM3 12f Interconnect OFNP PanMPO F/PanMP |  | PC | 1 | 1 | 1 | 1 | 716.1
61305632660 | FXTRP7N7NYNF084 | OM3 12f Interconnect OFNP PanMPO F/PanMP |  | PC | 1 | 1 | 1 | 1 | 719.26
61305632661 | FXTRP7N7NYNF085 | OM3 12f Interconnect OFNP PanMPO F/PanMP |  | PC | 1 | 1 | 1 | 1 | 722.42
61305632662 | FXTRP7N7NYNF086 | OM3 12f Interconnect OFNP PanMPO F/PanMP |  | PC | 1 | 1 | 1 | 1 | 725.58
61305632663 | FXTRP7N7NYNF087 | OM3 12f Interconnect OFNP PanMPO F/PanMP |  | PC | 1 | 1 | 1 | 1 | 728.76
61305632664 | FXTRP7N7NYNF088 | OM3 12f Interconnect OFNP PanMPO F/PanMP |  | PC | 1 | 1 | 1 | 1 | 731.94
61305632665 | FXTRP7N7NYNF089 | OM3 12f Interconnect OFNP PanMPO F/PanMP |  | PC | 1 | 1 | 1 | 1 | 735.1
61305632666 | FXTRP7N7NYNF090 | OM3 12f Interconnect OFNP PanMPO F/PanMP |  | PC | 1 | 1 | 1 | 1 | 738.26
61305632667 | FXTRP7N7NYNF091 | OM3 12f Interconnect OFNP PanMPO F/PanMP |  | PC | 1 | 1 | 1 | 1 | 741.44
61305632668 | FXTRP7N7NYNF092 | OM3 12f Interconnect OFNP PanMPO F/PanMP |  | PC | 1 | 1 | 1 | 1 | 744.6
61305632669 | FXTRP7N7NYNF093 | OM3 12f Interconnect OFNP PanMPO F/PanMP |  | PC | 1 | 1 | 1 | 1 | 747.76
61305632670 | FXTRP7N7NYNF094 | OM3 12f Interconnect OFNP PanMPO F/PanMP |  | PC | 1 | 1 | 1 | 1 | 750.92
61305632671 | FXTRP7N7NYNF095 | OM3 12f Interconnect OFNP PanMPO F/PanMP |  | PC | 1 | 1 | 1 | 1 | 754.1
61305632672 | FXTRP7N7NYNF096 | OM3 12f Interconnect OFNP PanMPO F/PanMP |  | PC | 1 | 1 | 1 | 1 | 757.26
61305632673 | FXTRP7N7NYNF097 | OM3 12f Interconnect OFNP PanMPO F/PanMP |  | PC | 1 | 1 | 1 | 1 | 760.42
61305632674 | FXTRP7N7NYNF098 | OM3 12f Interconnect OFNP PanMPO F/PanMP |  | PC | 1 | 1 | 1 | 1 | 763.58
61305632675 | FXTRP7N7NYNF099 | OM3 12f Interconnect OFNP PanMPO F/PanMP |  | PC | 1 | 1 | 1 | 1 | 766.78
61305632676 | FXTRP7N7NYNF100 | OM3 12f Interconnect OFNP PanMPO F/PanMP |  | PC | 1 | 1 | 1 | 1 | 769.94
61305632677 | FXTRP7N7NYNF101 | OM3 12f Interconnect OFNP PanMPO F/PanMP |  | PC | 1 | 1 | 1 | 1 | 773.1
61305632678 | FXTRP7N7NYNF102 | OM3 12f Interconnect OFNP PanMPO F/PanMP |  | PC | 1 | 1 | 1 | 1 | 776.28
61305632679 | FXTRP7N7NYNF103 | OM3 12f Interconnect OFNP PanMPO F/PanMP |  | PC | 1 | 1 | 1 | 1 | 779.44
61305632680 | FXTRP7N7NYNF104 | OM3 12f Interconnect OFNP PanMPO F/PanMP |  | PC | 1 | 1 | 1 | 1 | 782.6
61305632681 | FXTRP7N7NYNF105 | OM3 12f Interconnect OFNP PanMPO F/PanMP |  | PC | 1 | 1 | 1 | 1 | 785.76
61305632682 | FXTRP7N7NYNF106 | OM3 12f Interconnect OFNP PanMPO F/PanMP |  | PC | 1 | 1 | 1 | 1 | 788.94
61305632683 | FXTRP7N7NYNF107 | OM3 12f Interconnect OFNP PanMPO F/PanMP |  | PC | 1 | 1 | 1 | 1 | 792.1
61305632684 | FXTRP7N7NYNF108 | OM3 12f Interconnect OFNP PanMPO F/PanMP |  | PC | 1 | 1 | 1 | 1 | 795.26
61305632685 | FXTRP7N7NYNF109 | OM3 12f Interconnect OFNP PanMPO F/PanMP |  | PC | 1 | 1 | 1 | 1 | 798.42
61305632686 | FXTRP7N7NYNF110 | OM3 12f Interconnect OFNP PanMPO F/PanMP |  | PC | 1 | 1 | 1 | 1 | 801.62
61305632687 | FXTRP7N7NYNF111 | OM3 12f Interconnect OFNP PanMPO F/PanMP |  | PC | 1 | 1 | 1 | 1 | 804.78
61305632688 | FXTRP7N7NYNF112 | OM3 12f Interconnect OFNP PanMPO F/PanMP |  | PC | 1 | 1 | 1 | 1 | 807.94
61305632689 | FXTRP7N7NYNF113 | OM3 12f Interconnect OFNP PanMPO F/PanMP |  | PC | 1 | 1 | 1 | 1 | 811.1
61305632690 | FXTRP7N7NYNF114 | OM3 12f Interconnect OFNP PanMPO F/PanMP |  | PC | 1 | 1 | 1 | 1 | 814.28
61305632691 | FXTRP7N7NYNF115 | OM3 12f Interconnect OFNP PanMPO F/PanMP |  | PC | 1 | 1 | 1 | 1 | 817.44
61305632692 | FXTRP7N7NYNF116 | OM3 12f Interconnect OFNP PanMPO F/PanMP |  | PC | 1 | 1 | 1 | 1 | 820.6
61305632693 | FXTRP7N7NYNF117 | OM3 12f Interconnect OFNP PanMPO F/PanMP |  | PC | 1 | 1 | 1 | 1 | 823.76
61305632694 | FXTRP7N7NYNF118 | OM3 12f Interconnect OFNP PanMPO F/PanMP |  | PC | 1 | 1 | 1 | 1 | 826.94
61305632695 | FXTRP7N7NYNF119 | OM3 12f Interconnect OFNP PanMPO F/PanMP |  | PC | 1 | 1 | 1 | 1 | 830.1
61305632696 | FXTRP7N7NYNF120 | OM3 12f Interconnect OFNP PanMPO F/PanMP |  | PC | 1 | 1 | 1 | 1 | 833.26
61305632697 | FXTRP7N7NYNF121 | OM3 12f Interconnect OFNP PanMPO F/PanMP |  | PC | 1 | 1 | 1 | 1 | 836.44
61305632698 | FXTRP7N7NYNF122 | OM3 12f Interconnect OFNP PanMPO F/PanMP |  | PC | 1 | 1 | 1 | 1 | 839.62
61305632699 | FXTRP7N7NYNF123 | OM3 12f Interconnect OFNP PanMPO F/PanMP |  | PC | 1 | 1 | 1 | 1 | 842.78
61305632700 | FXTRP7N7NYNF124 | OM3 12f Interconnect OFNP PanMPO F/PanMP |  | PC | 1 | 1 | 1 | 1 | 845.94
61305632701 | FXTRP7N7NYNF125 | OM3 12f Interconnect OFNP PanMPO F/PanMP |  | PC | 1 | 1 | 1 | 1 | 849.1
61305632702 | FXTRP7N7NYNF126 | OM3 12f Interconnect OFNP PanMPO F/PanMP |  | PC | 1 | 1 | 1 | 1 | 852.28
61305632703 | FXTRP7N7NYNF127 | OM3 12f Interconnect OFNP PanMPO F/PanMP |  | PC | 1 | 1 | 1 | 1 | 855.44
61305632704 | FXTRP7N7NYNF128 | OM3 12f Interconnect OFNP PanMPO F/PanMP |  | PC | 1 | 1 | 1 | 1 | 858.6
61305632705 | FXTRP7N7NYNF129 | OM3 12f Interconnect OFNP PanMPO F/PanMP |  | PC | 1 | 1 | 1 | 1 | 861.76
61305632706 | FXTRP7N7NYNF130 | OM3 12f Interconnect OFNP PanMPO F/PanMP |  | PC | 1 | 1 | 1 | 1 | 864.94
61305632707 | FXTRP7N7NYNF131 | OM3 12f Interconnect OFNP PanMPO F/PanMP |  | PC | 1 | 1 | 1 | 1 | 868.1
61305632708 | FXTRP7N7NYNF132 | OM3 12f Interconnect OFNP PanMPO F/PanMP |  | PC | 1 | 1 | 1 | 1 | 871.28
61305632709 | FXTRP7N7NYNF133 | OM3 12f Interconnect OFNP PanMPO F/PanMP |  | PC | 1 | 1 | 1 | 1 | 874.44
61305632710 | FXTRP7N7NYNF134 | OM3 12f Interconnect OFNP PanMPO F/PanMP |  | PC | 1 | 1 | 1 | 1 | 877.62
61305632712 | FXTRP7N7NYNF135 | OM3 12f Interconnect OFNP PanMPO F/PanMP |  | PC | 1 | 1 | 1 | 1 | 880.78
61305632713 | FXTRP7N7NYNF136 | OM3 12f Interconnect OFNP PanMPO F/PanMP |  | PC | 1 | 1 | 1 | 1 | 883.94
61305632714 | FXTRP7N7NYNF137 | OM3 12f Interconnect OFNP PanMPO F/PanMP |  | PC | 1 | 1 | 1 | 1 | 887.1
61305632715 | FXTRP7N7NYNF138 | OM3 12f Interconnect OFNP PanMPO F/PanMP |  | PC | 1 | 1 | 1 | 1 | 890.28
61305632716 | FXTRP7N7NYNF139 | OM3 12f Interconnect OFNP PanMPO F/PanMP |  | PC | 1 | 1 | 1 | 1 | 893.44
61305600520 | FXTRP7N7NYNF140 | OM3 12 Fiber Interconnect Plenum PanMPO | OM3 12 Fiber Interconnect Plenum PanMPO Female To PanMPO Female Method B Optimized IL with no Pulling Eye - 140 feet | PC | 1 | 1 | 1 | 1 | 896.6
61305632717 | FXTRP7N7NYNF141 | OM3 12f Interconnect OFNP PanMPO F/PanMP |  | PC | 1 | 1 | 1 | 1 | 899.76
61305632718 | FXTRP7N7NYNF142 | OM3 12f Interconnect OFNP PanMPO F/PanMP |  | PC | 1 | 1 | 1 | 1 | 902.94
61305632719 | FXTRP7N7NYNF143 | OM3 12f Interconnect OFNP PanMPO F/PanMP |  | PC | 1 | 1 | 1 | 1 | 906.12
61305632720 | FXTRP7N7NYNF144 | OM3 12f Interconnect OFNP PanMPO F/PanMP |  | PC | 1 | 1 | 1 | 1 | 909.28
61305632721 | FXTRP7N7NYNF145 | OM3 12f Interconnect OFNP PanMPO F/PanMP |  | PC | 1 | 1 | 1 | 1 | 912.44
61305632722 | FXTRP7N7NYNF146 | OM3 12f Interconnect OFNP PanMPO F/PanMP |  | PC | 1 | 1 | 1 | 1 | 915.62
61305632723 | FXTRP7N7NYNF147 | OM3 12f Interconnect OFNP PanMPO F/PanMP |  | PC | 1 | 1 | 1 | 1 | 918.78
61305632724 | FXTRP7N7NYNF148 | OM3 12f Interconnect OFNP PanMPO F/PanMP |  | PC | 1 | 1 | 1 | 1 | 921.94
61305632725 | FXTRP7N7NYNF149 | OM3 12f Interconnect OFNP PanMPO F/PanMP |  | PC | 1 | 1 | 1 | 1 | 925.1
61305600521 | FXTRP7N7NYNF150 | OM3 12 Fiber Interconnect Plenum PanMPO | OM3 12 Fiber Interconnect Plenum PanMPO Female To PanMPO Female Method B Optimized IL with no Pulling Eye - 150 feet | PC | 1 | 1 | 1 | 1 | 928.28
07498386664 | FXTRP7N7NYNM001 | OM3 12-fiber Interconnect Plenum PanMPO | OM3 12-fiber interconnect cable assembly plenum (OFNP) ratedPanMPO female to PanMPO female, Method B Optimized IL, with no pulling eye. | PC | 1 | 1 | 1 | 1 | 463.64
07498387379 | FXTRP7N7NYNM002 | OM3 12-fiber Interconnect Plenum PanMPO | OM3 12-fiber interconnect cable assembly plenum (OFNP) rated PanMPO female to PanMPO female, Method B Optimized IL, with no pulling eye. | PC | 1 | 1 | 1 | 1 | 474.04
07498387380 | FXTRP7N7NYNM003 | OM3 12-fiber Interconnect Plenum PanMPO | OM3 12-fiber interconnect cable assembly plenum (OFNP) rated PanMPO female to PanMPO female, Method B Optimized IL, with no pulling eye. | PC | 1 | 1 | 1 | 1 | 484.42
07498386670 | FXTRP7N7NYNM004 | OM3 12-fiber Interconnect Plenum PanMPO | OM3 12-fiber interconnect cable assembly plenum (OFNP) rated PanMPO female to PanMPO female, Method B Optimized IL, with no pulling eye. | PC | 1 | 1 | 1 | 1 | 494.82
07498387381 | FXTRP7N7NYNM005 | OM3 12-fiber Interconnect Plenum PanMPO | OM3 12-fiber interconnect cable assembly plenum (OFNP) rated PanMPO female to PanMPO female, Method B Optimized IL, with no pulling eye. | PC | 1 | 1 | 1 | 1 | 505.2
07498386671 | FXTRP7N7NYNM006 | OM3 12-fiber Interconnect Plenum PanMPO | OM3 12-fiber interconnect cable assembly plenum (OFNP) rated PanMPO female to PanMPO female, Method B Optimized IL, with no pulling eye. | PC | 1 | 1 | 1 | 1 | 515.6
07498386672 | FXTRP7N7NYNM007 | OM3 12-fiber Interconnect Plenum PanMPO | OM3 12-fiber interconnect cable assembly plenum (OFNP) rated PanMPO female to PanMPO female, Method B Optimized IL, with no pulling eye. | PC | 1 | 1 | 1 | 1 | 525.96
07498386673 | FXTRP7N7NYNM008 | OM3 12-fiber Interconnect Plenum PanMPO | OM3 12-fiber interconnect cable assembly plenum (OFNP) rated PanMPO female to PanMPO female, Method B Optimized IL, with no pulling eye. | PC | 1 | 1 | 1 | 1 | 536.36
07498386674 | FXTRP7N7NYNM009 | OM3 12-fiber Interconnect Plenum PanMPO | OM3 12-fiber interconnect cable assembly plenum (OFNP) rated PanMPO female to PanMPO female, Method B Optimized IL, with no pulling eye. | PC | 1 | 1 | 1 | 1 | 546.76
07498386675 | FXTRP7N7NYNM010 | OM3 12-fiber Interconnect Plenum PanMPO | OM3 12-fiber interconnect cable assembly plenum (OFNP) rated PanMPO female to PanMPO female, Method B Optimized IL, with no pulling eye. | PC | 1 | 1 | 1 | 1 | 557.14
07498386676 | FXTRP7N7NYNM011 | OM3 12-fiber Interconnect Plenum PanMPO | OM3 12-fiber interconnect cable assembly plenum (OFNP) rated PanMPO female to PanMPO female, Method B Optimized IL, with no pulling eye. | PC | 1 | 1 | 1 | 1 | 567.54
07498386677 | FXTRP7N7NYNM012 | OM3 12-fiber Interconnect Plenum PanMPO | OM3 12-fiber interconnect cable assembly plenum (OFNP) rated PanMPO female to PanMPO female, Method B Optimized IL, with no pulling eye. | PC | 1 | 1 | 1 | 1 | 577.92
07498386678 | FXTRP7N7NYNM013 | OM3 12-fiber Interconnect Plenum PanMPO | OM3 12-fiber interconnect cable assembly plenum (OFNP) rated PanMPO female to PanMPO female, Method B Optimized IL, with no pulling eye. | PC | 1 | 1 | 1 | 1 | 588.32
07498386679 | FXTRP7N7NYNM014 | OM3 12-fiber Interconnect Plenum PanMPO | OM3 12-fiber interconnect cable assembly plenum (OFNP) rated PanMPO female to PanMPO female, Method B Optimized IL, with no pulling eye. | PC | 1 | 1 | 1 | 1 | 598.7
07498386680 | FXTRP7N7NYNM015 | OM3 12-fiber Interconnect Plenum PanMPO | OM3 12-fiber interconnect cable assembly plenum (OFNP) rated PanMPO female to PanMPO female, Method B Optimized IL, with no pulling eye. | PC | 1 | 1 | 1 | 1 | 609.1
07498386681 | FXTRP7N7NYNM016 | OM3 12-fiber Interconnect Plenum PanMPO | OM3 12-fiber interconnect cable assembly plenum (OFNP) rated PanMPO female to PanMPO female, Method B Optimized IL, with no pulling eye. | PC | 1 | 1 | 1 | 1 | 619.48
07498386682 | FXTRP7N7NYNM017 | OM3 12-fiber Interconnect Plenum PanMPO | OM3 12-fiber interconnect cable assembly plenum (OFNP) rated PanMPO female to PanMPO female, Method B Optimized IL, with no pulling eye. | PC | 1 | 1 | 1 | 1 | 629.88
07498386683 | FXTRP7N7NYNM018 | OM3 12-fiber Interconnect Plenum PanMPO | OM3 12-fiber interconnect cable assembly plenum (OFNP) rated PanMPO female to PanMPO female, Method B Optimized IL, with no pulling eye. | PC | 1 | 1 | 1 | 1 | 640.26
07498386684 | FXTRP7N7NYNM019 | OM3 12-fiber Interconnect Plenum PanMPO | OM3 12-fiber interconnect cable assembly plenum (OFNP) rated PanMPO female to PanMPO female, Method B Optimized IL, with no pulling eye. | PC | 1 | 1 | 1 | 1 | 650.66
07498386685 | FXTRP7N7NYNM020 | OM3 12-fiber Interconnect Plenum PanMPO | OM3 12-fiber interconnect cable assembly plenum (OFNP) rated PanMPO female to PanMPO female, Method B Optimized IL, with no pulling eye. | PC | 1 | 1 | 1 | 1 | 661.06
07498386686 | FXTRP7N7NYNM021 | OM3 12-fiber Interconnect Plenum PanMPO | OM3 12-fiber interconnect cable assembly plenum (OFNP) rated PanMPO female to PanMPO female, Method B Optimized IL, with no pulling eye. | PC | 1 | 1 | 1 | 1 | 671.44
07498386687 | FXTRP7N7NYNM022 | OM3 12-fiber Interconnect Plenum PanMPO | OM3 12-fiber interconnect cable assembly plenum (OFNP) rated PanMPO female to PanMPO female, Method B Optimized IL, with no pulling eye. | PC | 1 | 1 | 1 | 1 | 681.84
07498386688 | FXTRP7N7NYNM023 | OM3 12-fiber Interconnect Plenum PanMPO | OM3 12-fiber interconnect cable assembly plenum (OFNP) rated PanMPO female to PanMPO female, Method B Optimized IL, with no pulling eye. | PC | 1 | 1 | 1 | 1 | 692.22
07498386689 | FXTRP7N7NYNM024 | OM3 12-fiber Interconnect Plenum PanMPO | OM3 12-fiber interconnect cable assembly plenum (OFNP) rated PanMPO female to PanMPO female, Method B Optimized IL, with no pulling eye. | PC | 1 | 1 | 1 | 1 | 702.62
07498386668 | FXTRP7N7NYNM025 | OM3 12-fiber Interconnect Plenum PanMPO | OM3 12-fiber interconnect cable assembly plenum (OFNP) rated PanMPO female to PanMPO female, Method B Optimized IL, with no pulling eye. | PC | 1 | 1 | 1 | 1 | 713
07498386690 | FXTRP7N7NYNM026 | OM3 12-fiber Interconnect Plenum PanMPO | OM3 12-fiber interconnect cable assembly plenum (OFNP) rated PanMPO female to PanMPO female, Method B Optimized IL, with no pulling eye. | PC | 1 | 1 | 1 | 1 | 723.4
07498386691 | FXTRP7N7NYNM027 | OM3 12-fiber Interconnect Plenum PanMPO | OM3 12-fiber interconnect cable assembly plenum (OFNP) rated PanMPO female to PanMPO female, Method B Optimized IL, with no pulling eye. | PC | 1 | 1 | 1 | 1 | 733.78
07498386692 | FXTRP7N7NYNM028 | OM3 12-fiber Interconnect Plenum PanMPO | OM3 12-fiber interconnect cable assembly plenum (OFNP) rated PanMPO female to PanMPO female, Method B Optimized IL, with no pulling eye. | PC | 1 | 1 | 1 | 1 | 744.18
07498386693 | FXTRP7N7NYNM029 | OM3 12-fiber Interconnect Plenum PanMPO | OM3 12-fiber interconnect cable assembly plenum (OFNP) rated PanMPO female to PanMPO female, Method B Optimized IL, with no pulling eye. | PC | 1 | 1 | 1 | 1 | 754.56
07498386694 | FXTRP7N7NYNM030 | OM3 12-fiber Interconnect Plenum PanMPO | OM3 12-fiber interconnect cable assembly plenum (OFNP) rated PanMPO female to PanMPO female, Method B Optimized IL, with no pulling eye. | PC | 1 | 1 | 1 | 1 | 764.96
61305633727 | FXTRP7N7NYNM031 | OM3 12f Interconnect OFNP PanMPO F/PanMP |  | PC | 1 | 1 | 1 | 1 | 775.36
61305633728 | FXTRP7N7NYNM032 | OM3 12f Interconnect OFNP PanMPO F/PanMP |  | PC | 1 | 1 | 1 | 1 | 785.74
61305633729 | FXTRP7N7NYNM033 | OM3 12f Interconnect OFNP PanMPO F/PanMP |  | PC | 1 | 1 | 1 | 1 | 796.14
61305633730 | FXTRP7N7NYNM034 | OM3 12f Interconnect OFNP PanMPO F/PanMP |  | PC | 1 | 1 | 1 | 1 | 806.52
61305633731 | FXTRP7N7NYNM035 | OM3 12f Interconnect OFNP PanMPO F/PanMP |  | PC | 1 | 1 | 1 | 1 | 816.92
61305633732 | FXTRP7N7NYNM036 | OM3 12f Interconnect OFNP PanMPO F/PanMP |  | PC | 1 | 1 | 1 | 1 | 827.3
61305633733 | FXTRP7N7NYNM037 | OM3 12f Interconnect OFNP PanMPO F/PanMP |  | PC | 1 | 1 | 1 | 1 | 837.7
61305633734 | FXTRP7N7NYNM038 | OM3 12f Interconnect OFNP PanMPO F/PanMP |  | PC | 1 | 1 | 1 | 1 | 848.08
61305633735 | FXTRP7N7NYNM039 | OM3 12f Interconnect OFNP PanMPO F/PanMP |  | PC | 1 | 1 | 1 | 1 | 858.48
61305629610 | FXTRP7N7NYNM040 | OM3 12 Fiber Interconnect Plenum PanMPO |  | PC | 1 | 1 | 1 | 1 | 868.86
61305633736 | FXTRP7N7NYNM041 | OM3 12f Interconnect OFNP PanMPO F/PanMP |  | PC | 1 | 1 | 1 | 1 | 879.26
61305633737 | FXTRP7N7NYNM042 | OM3 12f Interconnect OFNP PanMPO F/PanMP |  | PC | 1 | 1 | 1 | 1 | 889.66
61305633738 | FXTRP7N7NYNM043 | OM3 12f Interconnect OFNP PanMPO F/PanMP |  | PC | 1 | 1 | 1 | 1 | 900.04
61305629608 | FXTRP7N7NYNM044 | OM3 12 Fiber Interconnect Plenum PanMPO |  | PC | 1 | 1 | 1 | 1 | 910.44
61305633739 | FXTRP7N7NYNM045 | OM3 12f Interconnect OFNP PanMPO F/PanMP |  | PC | 1 | 1 | 1 | 1 | 920.82
61305633740 | FXTRP7N7NYNM046 | OM3 12f Interconnect OFNP PanMPO F/PanMP |  | PC | 1 | 1 | 1 | 1 | 931.22
61305633741 | FXTRP7N7NYNM047 | OM3 12f Interconnect OFNP PanMPO F/PanMP |  | PC | 1 | 1 | 1 | 1 | 941.6
61305633742 | FXTRP7N7NYNM048 | OM3 12f Interconnect OFNP PanMPO F/PanMP |  | PC | 1 | 1 | 1 | 1 | 952
61305633743 | FXTRP7N7NYNM049 | OM3 12f Interconnect OFNP PanMPO F/PanMP |  | PC | 1 | 1 | 1 | 1 | 962.38
61305633744 | FXTRP7N7NYNM050 | OM3 12f Interconnect OFNP PanMPO F/PanMP |  | PC | 1 | 1 | 1 | 1 | 972.78
07498308727 | FXTRP7NQSONF003 | OM3,12-Fiber,RndHarness,PLEM,3ft | OM3, 12-fiber, harness cable assembly, plenum rated, Female MPO to LC duplex with 61cm (24 Inch) equal breakout, Optimized IL, 3 feet | PC | 1 | 1 | 1 | 1 | 653.48
07498308728 | FXTRP7NQSONF004 | OM3,12-Fiber,RndHarness,PLEM,4ft | OM3, 12-fiber, harness cable assembly, plenum rated, Female MPO to LC duplex with 61cm (24 Inch) equal breakout, Optimized IL,4 feet | PC | 1 | 1 | 1 | 1 | 656.64
07498308731 | FXTRP7NQSONF005 | OM3,12-Fiber,RndHarness,PLEM,5ft | OM3, 12-fiber, harness cable assembly, plenum rated, Female MPO to LC duplex with 61cm (24 Inch) equal breakout, Optimized IL,5 feet | PC | 1 | 1 | 1 | 1 | 659.84
07498308761 | FXTRP7NQSONF006 | OM3,12-Fiber,RndHarness,PLEM,6ft | OM3, 12-fiber, harness cable assembly, plenum rated, Female MPO to LC duplex with 61cm (24 Inch) equal breakout, Optimized IL,6 feet | PC | 1 | 1 | 1 | 1 | 663
07498308780 | FXTRP7NQSONF007 | OM3,12-Fiber,RndHarness,PLEM,7ft | OM3, 12-fiber, harness cable assembly, plenum rated, Female MPO to LC duplex with 61cm (24 Inch) equal breakout, Optimized IL,7 feet | PC | 1 | 1 | 1 | 1 | 666.18
07498308782 | FXTRP7NQSONF008 | OM3,12-Fiber,RndHarness,PLEM,8ft | OM3, 12-fiber, harness cable assembly, plenum rated, Female MPO to LC duplex with 61cm (24 Inch) equal breakout, Optimized IL,8 feet | PC | 1 | 1 | 1 | 1 | 669.36
07498308784 | FXTRP7NQSONF009 | OM3,12-Fiber,RndHarness,PLEM,9ft | OM3, 12-fiber, harness cable assembly, plenum rated, Female MPO to LC duplex with 61cm (24 Inch) equal breakout, Optimized IL,9 feet | PC | 1 | 1 | 1 | 1 | 672.54
07498308785 | FXTRP7NQSONF010 | OM3,12-Fiber,RndHarness,PLEM,10ft | OM3, 12-fiber, harness cable assembly, plenum rated, Female MPO to LC duplex with 61cm (24 Inch) equal breakout, Optimized IL,10 feet | PC | 1 | 1 | 1 | 1 | 675.72
07498308789 | FXTRP7NQSONF011 | OM3,12-Fiber,RndHarness,PLEM,11ft | OM3, 12-fiber, harness cable assembly, plenum rated, Female MPO to LC duplex with 61cm (24 Inch) equal breakout, Optimized IL,11 feet | PC | 1 | 1 | 1 | 1 | 678.9
07498308790 | FXTRP7NQSONF012 | OM3,12-Fiber,RndHarness,PLEM,12ft | OM3, 12-fiber, harness cable assembly, plenum rated, Female MPO to LC duplex with 61cm (24 Inch) equal breakout, Optimized IL,12 feet | PC | 1 | 1 | 1 | 1 | 682.1
07498308791 | FXTRP7NQSONF013 | OM3,12-Fiber,RndHarness,PLEM,13ft | OM3, 12-fiber, harness cable assembly, plenum rated, Female MPO to LC duplex with 61cm (24 Inch) equal breakout, Optimized IL, 13 feet | PC | 1 | 1 | 1 | 1 | 685.28
07498308792 | FXTRP7NQSONF014 | OM3,12-Fiber,RndHarness,PLEM,14ft | OM3, 12-fiber, harness cable assembly, plenum rated, Female MPO to LC duplex with 61cm (24 Inch) equal breakout, Optimized IL,14 feet | PC | 1 | 1 | 1 | 1 | 688.44
07498308795 | FXTRP7NQSONF015 | OM3,12-Fiber,RndHarness,PLEM,15ft | OM3, 12-fiber, harness cable assembly, plenum rated, Female MPO to LC duplex with 61cm (24 Inch) equal breakout, Optimized IL,15 feet | PC | 1 | 1 | 1 | 1 | 691.62
07498308796 | FXTRP7NQSONF016 | OM3,12-Fiber,RndHarness,PLEM,16ft | OM3, 12-fiber, harness cable assembly, plenum rated, Female MPO to LC duplex with 61cm (24 Inch) equal breakout, Optimized IL,16 feet | PC | 1 | 1 | 1 | 1 | 694.8
07498308797 | FXTRP7NQSONF017 | OM3,12-Fiber,RndHarness,PLEM,17ft | OM3, 12-fiber, harness cable assembly, plenum rated, Female MPO to LC duplex with 61cm (24 Inch) equal breakout, Optimized IL, 17 feet | PC | 1 | 1 | 1 | 1 | 697.98
07498308798 | FXTRP7NQSONF018 | OM3,12-Fiber,RndHarness,PLEM,18ft | OM3, 12-fiber, harness cable assembly, plenum rated, Female MPO to LC duplex with 61cm (24 Inch) equal breakout, Optimized IL,18 feet | PC | 1 | 1 | 1 | 1 | 701.16
07498308800 | FXTRP7NQSONF019 | OM3,12-Fiber,RndHarness,PLEM,19ft | OM3, 12-fiber, harness cable assembly, plenum rated, Female MPO to LC duplex with 61cm (24 Inch) equal breakout, Optimized IL,19 feet | PC | 1 | 1 | 1 | 1 | 704.36
07498308801 | FXTRP7NQSONF020 | OM3,12-Fiber,RndHarness,PLEM,20ft | OM3, 12-fiber, harness cable assembly, plenum rated, Female MPO to LC duplex with 61cm (24 Inch) equal breakout, Optimized IL,20 feet | PC | 1 | 1 | 1 | 1 | 707.54
07498308802 | FXTRP7NQSONF021 | OM3,12-Fiber,RndHarness,PLEM,21ft | OM3, 12-fiber, harness cable assembly, plenum rated, Female MPO to LC duplex with 61cm (24 Inch) equal breakout, Optimized IL,21 feet | PC | 1 | 1 | 1 | 1 | 710.7
07498308803 | FXTRP7NQSONF022 | OM3,12-Fiber,RndHarness,PLEM,22ft | OM3, 12-fiber, harness cable assembly, plenum rated, Female MPO to LC duplex with 61cm (24 Inch) equal breakout, Optimized IL,22 feet | PC | 1 | 1 | 1 | 1 | 713.88
07498308813 | FXTRP7NQSONF023 | OM3,12-Fiber,RndHarness,PLEM,23ft | OM3, 12-fiber, harness cable assembly, plenum rated, Female MPO to LC duplex with 61cm (24 Inch) equal breakout, Optimized IL, 23 feet | PC | 1 | 1 | 1 | 1 | 717.08
07498308818 | FXTRP7NQSONF024 | OM3,12-Fiber,RndHarness,PLEM,24ft | OM3, 12-fiber, harness cable assembly, plenum rated, Female MPO to LC duplex with 61cm (24 Inch) equal breakout, Optimized IL, 24 feet | PC | 1 | 1 | 1 | 1 | 720.24
07498308824 | FXTRP7NQSONF025 | OM3,12-Fiber,RndHarness,PLEM,25ft | OM3, 12-fiber, harness cable assembly, plenum rated, Female MPO to LC duplex with 61cm (24 Inch) equal breakout, Optimized IL,25 feet | PC | 1 | 1 | 1 | 1 | 723.42
07498308831 | FXTRP7NQSONF026 | OM3,12-Fiber,RndHarness,PLEM,26ft | OM3, 12-fiber, harness cable assembly, plenum rated, Female MPO to LC duplex with 61cm (24 Inch) equal breakout, Optimized IL,26 feet | PC | 1 | 1 | 1 | 1 | 726.58
07498308841 | FXTRP7NQSONF027 | OM3,12-Fiber,RndHarness,PLEM,27ft | OM3, 12-fiber, harness cable assembly, plenum rated, Female MPO to LC duplex with 61cm (24 Inch) equal breakout, Optimized IL,27 feet | PC | 1 | 1 | 1 | 1 | 729.78
07498308842 | FXTRP7NQSONF028 | OM3,12-Fiber,RndHarness,PLEM,28ft | OM3, 12-fiber, harness cable assembly, plenum rated, Female MPO to LC duplex with 61cm (24 Inch) equal breakout, Optimized IL,28 feet | PC | 1 | 1 | 1 | 1 | 732.98
07498308856 | FXTRP7NQSONF029 | OM3,12-Fiber,RndHarness,PLEM,29ft | OM3, 12-fiber, harness cable assembly, plenum rated, Female MPO to LC duplex with 61cm (24 Inch) equal breakout, Optimized IL,29 feet | PC | 1 | 1 | 1 | 1 | 736.14
07498308886 | FXTRP7NQSONF030 | OM3,12-Fiber,RndHarness,PLEM,30ft | OM3, 12-fiber, harness cable assembly, plenum rated, Female MPO to LC duplex with 61cm (24 Inch) equal breakout, Optimized IL, 30 feet | PC | 1 | 1 | 1 | 1 | 739.34
07498308915 | FXTRP8NQSONF003 | OM3 12f Harness OFNP PanMPO M/PushPull L | OM3 12-Fiber Round Harness, Plenum, Male PanMPO to LC Push-Pull, 24-inch breakout, Optimized IL - 3 feet | PC | 1 | 1 | 1 | 1 | 653.48
07498308916 | FXTRP8NQSONF004 | OM3 12f Harness OFNP PanMPO M/PushPull L | OM3 12-Fiber Round Harness, Plenum, Male PanMPO to LC Push-Pull, 24-inch breakout, Optimized IL - 4 feet | PC | 1 | 1 | 1 | 1 | 656.64
07498308917 | FXTRP8NQSONF005 | OM3 12f Harness OFNP PanMPO M/PushPull L | OM3 12-Fiber Round Harness, Plenum, Male PanMPO to LC Push-Pull, 24-inch breakout, Optimized IL - 5 feet | PC | 1 | 1 | 1 | 1 | 659.84
07498308921 | FXTRP8NQSONF006 | OM3 12f Harness OFNP PanMPO M/PushPull L | OM3 12-Fiber Round Harness, Plenum, Male PanMPO to LC Push-Pull, 24-inch breakout, Optimized IL - 6 feet | PC | 1 | 1 | 1 | 1 | 663
07498308922 | FXTRP8NQSONF007 | OM3 12f Harness OFNP PanMPO M/PushPull L | OM3 12-Fiber Round Harness, Plenum, Male PanMPO to LC Push-Pull, 24-inch breakout, Optimized IL - 7 feet | PC | 1 | 1 | 1 | 1 | 666.18
07498308923 | FXTRP8NQSONF008 | OM3 12f Harness OFNP PanMPO M/PushPull L | OM3 12-Fiber Round Harness, Plenum, Male PanMPO to LC Push-Pull, 24-inch breakout, Optimized IL - 8 feet | PC | 1 | 1 | 1 | 1 | 669.36
07498308937 | FXTRP8NQSONF009 | OM3 12f Harness OFNP PanMPO M/PushPull L | OM3 12-Fiber Round Harness, Plenum, Male PanMPO to LC Push-Pull, 24-inch breakout, Optimized IL - 9 feet | PC | 1 | 1 | 1 | 1 | 672.54
07498308938 | FXTRP8NQSONF010 | OM3 12f Harness OFNP PanMPO M/PushPull L | OM3 12-Fiber Round Harness, Plenum, Male PanMPO to LC Push-Pull, 24-inch breakout, Optimized IL - 10 feet | PC | 1 | 1 | 1 | 1 | 675.72
07498308944 | FXTRP8NQSONF011 | OM3 12f Harness OFNP PanMPO M/PushPull L | OM3 12-Fiber Round Harness, Plenum, Male PanMPO to LC Push-Pull, 24-inch breakout, Optimized IL - 11 feet | PC | 1 | 1 | 1 | 1 | 678.9
07498308946 | FXTRP8NQSONF012 | OM3 12f Harness OFNP PanMPO M/PushPull L | OM3 12-Fiber Round Harness, Plenum, Male PanMPO to LC Push-Pull, 24-inch breakout, Optimized IL - 12 feet | PC | 1 | 1 | 1 | 1 | 682.1
07498308949 | FXTRP8NQSONF013 | OM3 12f Harness OFNP PanMPO M/PushPull L | OM3 12-Fiber Round Harness, Plenum, Male PanMPO to LC Push-Pull, 24-inch breakout, Optimized IL - 13 feet | PC | 1 | 1 | 1 | 1 | 685.28
07498308950 | FXTRP8NQSONF014 | OM3 12f Harness OFNP PanMPO M/PushPull L | OM3 12-Fiber Round Harness, Plenum, Male PanMPO to LC Push-Pull, 24-inch breakout, Optimized IL - 14 feet | PC | 1 | 1 | 1 | 1 | 688.44
07498308951 | FXTRP8NQSONF015 | OM3 12f Harness OFNP PanMPO M/PushPull L | OM3 12-Fiber Round Harness, Plenum, Male PanMPO to LC Push-Pull, 24-inch breakout, Optimized IL - 15 feet | PC | 1 | 1 | 1 | 1 | 691.62
07498308960 | FXTRP8NQSONF016 | OM3 12f Harness OFNP PanMPO M/PushPull L | OM3 12-Fiber Round Harness, Plenum, Male PanMPO to LC Push-Pull, 24-inch breakout, Optimized IL - 16 feet | PC | 1 | 1 | 1 | 1 | 694.8
07498308967 | FXTRP8NQSONF017 | OM3 12f Harness OFNP PanMPO M/PushPull L | OM3 12-Fiber Round Harness, Plenum, Male PanMPO to LC Push-Pull, 24-inch breakout, Optimized IL - 17 feet | PC | 1 | 1 | 1 | 1 | 697.98
07498308970 | FXTRP8NQSONF018 | OM3 12f Harness OFNP PanMPO M/PushPull L | OM3 12-Fiber Round Harness, Plenum, Male PanMPO to LC Push-Pull, 24-inch breakout, Optimized IL - 18 feet | PC | 1 | 1 | 1 | 1 | 701.16
07498308998 | FXTRP8NQSONF019 | OM3 12f Harness OFNP PanMPO M/PushPull L | OM3 12-Fiber Round Harness, Plenum, Male PanMPO to LC Push-Pull, 24-inch breakout, Optimized IL - 19 feet | PC | 1 | 1 | 1 | 1 | 704.36
07498309013 | FXTRP8NQSONF020 | OM3 12f Harness OFNP PanMPO M/PushPull L | OM3 12-Fiber Round Harness, Plenum, Male PanMPO to LC Push-Pull, 24-inch breakout, Optimized IL - 20 feet | PC | 1 | 1 | 1 | 1 | 707.54
07498309023 | FXTRP8NQSONF021 | OM3 12f Harness OFNP PanMPO M/PushPull L | OM3 12-Fiber Round Harness, Plenum, Male PanMPO to LC Push-Pull, 24-inch breakout, Optimized IL - 21 feet | PC | 1 | 1 | 1 | 1 | 710.7
07498309028 | FXTRP8NQSONF022 | OM3 12f Harness OFNP PanMPO M/PushPull L | OM3 12-Fiber Round Harness, Plenum, Male PanMPO to LC Push-Pull, 24-inch breakout, Optimized IL - 22 feet | PC | 1 | 1 | 1 | 1 | 713.88
07498309029 | FXTRP8NQSONF023 | OM3 12f Harness OFNP PanMPO M/PushPull L | OM3 12-Fiber Round Harness, Plenum, Male PanMPO to LC Push-Pull, 24-inch breakout, Optimized IL - 23 feet | PC | 1 | 1 | 1 | 1 | 717.08
07498309033 | FXTRP8NQSONF024 | OM3 12f Harness OFNP PanMPO M/PushPull L | OM3 12-Fiber Round Harness, Plenum, Male PanMPO to LC Push-Pull, 24-inch breakout, Optimized IL - 24 feet | PC | 1 | 1 | 1 | 1 | 720.24
07498309035 | FXTRP8NQSONF025 | OM3 12f Harness OFNP PanMPO M/PushPull L | OM3 12-Fiber Round Harness, Plenum, Male PanMPO to LC Push-Pull, 24-inch breakout, Optimized IL - 25 feet | PC | 1 | 1 | 1 | 1 | 723.42
07498309043 | FXTRP8NQSONF026 | OM3 12f Harness OFNP PanMPO M/PushPull L | OM3 12-Fiber Round Harness, Plenum, Male PanMPO to LC Push-Pull, 24-inch breakout, Optimized IL - 26 feet | PC | 1 | 1 | 1 | 1 | 726.58
07498309049 | FXTRP8NQSONF027 | OM3 12f Harness OFNP PanMPO M/PushPull L | OM3 12-Fiber Round Harness, Plenum, Male PanMPO to LC Push-Pull, 24-inch breakout, Optimized IL - 27 feet | PC | 1 | 1 | 1 | 1 | 729.78
07498309066 | FXTRP8NQSONF028 | OM3 12f Harness OFNP PanMPO M/PushPull L | OM3 12-Fiber Round Harness, Plenum, Male PanMPO to LC Push-Pull, 24-inch breakout, Optimized IL - 28 feet | PC | 1 | 1 | 1 | 1 | 732.98
07498309067 | FXTRP8NQSONF029 | OM3 12f Harness OFNP PanMPO M/PushPull L | OM3 12-Fiber Round Harness, Plenum, Male PanMPO to LC Push-Pull, 24-inch breakout, Optimized IL - 29 feet | PC | 1 | 1 | 1 | 1 | 736.14
07498309068 | FXTRP8NQSONF030 | OM3 12f Harness OFNP PanMPO M/PushPull L | OM3 12-Fiber Round Harness, Plenum, Male PanMPO to LC Push-Pull, 24-inch breakout, Optimized IL - 30 feet | PC | 1 | 1 | 1 | 1 | 739.34
07498374363 | FXTRP8NUFSNF003 | OM3,12-Fiber,RndHarnessCbl,PLEM,3ft | OM3 12-fiber, round harness cable assembly, plenum (OFNP) rated, PanMPO Male to LC Uniboot, staggered pair 1 Longest, Std. IL. Aqua, 3 ft. | PC | 1 | 1 | 1 | 1 | 622.82
07498374384 | FXTRP8NUFSNF004 | OM3,12-Fiber,RndHarnessCbl,PLEM,4ft | OM3 12-fiber, round harness cable assembly, plenum (OFNP) rated, PanMPO Male to LC Uniboot, staggered pair 1 Longest, Std. IL. Aqua, 4 ft. | PC | 1 | 1 | 1 | 1 | 625.98
07498374385 | FXTRP8NUFSNF005 | OM3,12-Fiber,RndHarnessCbl,PLEM,5ft | OM3 12-fiber, round harness cable assembly, plenum (OFNP) rated, PanMPO Male to LC Uniboot, staggered pair 1 Longest, Std. IL. Aqua, 5 ft. | PC | 1 | 1 | 1 | 1 | 629.16
07498374386 | FXTRP8NUFSNF006 | OM3,12-Fiber,RndHarnessCbl,PLEM,6ft | OM3 12-fiber, round harness cable assembly, plenum (OFNP) rated, PanMPO Male to LC Uniboot, staggered pair 1 Longest, Std. IL. Aqua, 6 ft. | PC | 1 | 1 | 1 | 1 | 632.34
07498374387 | FXTRP8NUFSNF007 | OM3,12-Fiber,RndHarnessCbl,PLEM,7ft | OM3 12-fiber, round harness cable assembly, plenum (OFNP) rated, PanMPO Male to LC Uniboot, staggered pair 1 Longest, Std. IL. Aqua, 7 ft. | PC | 1 | 1 | 1 | 1 | 635.52
07498374388 | FXTRP8NUFSNF008 | OM3,12-Fiber,RndHarnessCbl,PLEM,8ft | OM3 12-fiber, round harness cable assembly, plenum (OFNP) rated, PanMPO Male to LC Uniboot, staggered pair 1 Longest, Std. IL. Aqua, 8 ft. | PC | 1 | 1 | 1 | 1 | 638.7
07498374389 | FXTRP8NUFSNF009 | OM3,12-Fiber,RndHarnessCbl,PLEM,9ft | OM3 12-fiber, round harness cable assembly, plenum (OFNP) rated, PanMPO Male to LC Uniboot, staggered pair 1 Longest, Std. IL. Aqua, 9 ft. | PC | 1 | 1 | 1 | 1 | 641.88
07498374390 | FXTRP8NUFSNF010 | OM3,12-Fiber,RndHarnessCbl,PLEM,10ft | OM3 12-fiber, round harness cable assembly, plenum (OFNP) rated, PanMPO Male to LC Uniboot, staggered pair 1 Longest, Std. IL. Aqua, 10 ft. | PC | 1 | 1 | 1 | 1 | 645.08
07498374391 | FXTRP8NUFSNF011 | OM3,12-Fiber,RndHarnessCbl,PLEM,11ft | OM3 12-fiber, round harness cable assembly, plenum (OFNP) rated, PanMPO Male to LC Uniboot, staggered pair 1 Longest, Std. IL. Aqua, 11 ft. | PC | 1 | 1 | 1 | 1 | 648.24
07498374392 | FXTRP8NUFSNF012 | OM3,12-Fiber,RndHarnessCbl,PLEM,12ft | OM3 12-fiber, round harness cable assembly, plenum (OFNP) rated, PanMPO Male to LC Uniboot, staggered pair 1 Longest, Std. IL. Aqua, 12 ft. | PC | 1 | 1 | 1 | 1 | 651.42
07498374406 | FXTRP8NUFSNF013 | OM3,12-Fiber,RndHarnessCbl,PLEM,13ft | OM3 12-fiber, round harness cable assembly, plenum (OFNP) rated, PanMPO Male to LC Uniboot, staggered pair 1 Longest, Std. IL. Aqua, 13 ft. | PC | 1 | 1 | 1 | 1 | 654.62
07498374409 | FXTRP8NUFSNF014 | OM3,12-Fiber,RndHarnessCbl,PLEM,14ft | OM3 12-fiber, round harness cable assembly, plenum (OFNP) rated, PanMPO Male to LC Uniboot, staggered pair 1 Longest, Std. IL. Aqua, 14 ft. | PC | 1 | 1 | 1 | 1 | 657.78
07498374424 | FXTRP8NUFSNF015 | OM3,12-Fiber,RndHarnessCbl,PLEM,15ft | OM3 12-fiber, round harness cable assembly, plenum (OFNP) rated, PanMPO Male to LC Uniboot, staggered pair 1 Longest, Std. IL. Aqua, 15 ft. | PC | 1 | 1 | 1 | 1 | 660.96
07498374430 | FXTRP8NUFSNF016 | OM3,12-Fiber,RndHarnessCbl,PLEM,16ft | OM3 12-fiber, round harness cable assembly, plenum (OFNP) rated, PanMPO Male to LC Uniboot, staggered pair 1 Longest, Std. IL. Aqua, 16 ft. | PC | 1 | 1 | 1 | 1 | 664.12
07498374440 | FXTRP8NUFSNF017 | OM3,12-Fiber,RndHarnessCbl,PLEM,17ft | OM3 12-fiber, round harness cable assembly, plenum (OFNP) rated, PanMPO Male to LC Uniboot, staggered pair 1 Longest, Std. IL. Aqua, 17 ft. | PC | 1 | 1 | 1 | 1 | 667.32
07498374442 | FXTRP8NUFSNF018 | OM3,12-Fiber,RndHarnessCbl,PLEM,18ft | OM3 12-fiber, round harness cable assembly, plenum (OFNP) rated, PanMPO Male to LC Uniboot, staggered pair 1 Longest, Std. IL. Aqua, 18 ft. | PC | 1 | 1 | 1 | 1 | 670.5
07498374445 | FXTRP8NUFSNF019 | OM3,12-Fiber,RndHarnessCbl,PLEM,19ft | OM3 12-fiber, round harness cable assembly, plenum (OFNP) rated, PanMPO Male to LC Uniboot, staggered pair 1 Longest, Std. IL. Aqua, 19 ft. | PC | 1 | 1 | 1 | 1 | 673.68
07498374458 | FXTRP8NUFSNF020 | OM3,12-Fiber,RndHarnessCbl,PLEM,20ft | OM3 12-fiber, round harness cable assembly, plenum (OFNP) rated, PanMPO Male to LC Uniboot, staggered pair 1 Longest, Std. IL. Aqua, 20 ft. | PC | 1 | 1 | 1 | 1 | 676.88
07498374461 | FXTRP8NUFSNF021 | OM3,12-Fiber,RndHarnessCbl,PLEM,21ft | OM3 12-fiber, round harness cable assembly, plenum (OFNP) rated, PanMPO Male to LC Uniboot, staggered pair 1 Longest, Std. IL. Aqua, 21 ft. | PC | 1 | 1 | 1 | 1 | 680.04
07498374462 | FXTRP8NUFSNF022 | OM3,12-Fiber,RndHarnessCbl,PLEM,22ft | OM3 12-fiber, round harness cable assembly, plenum (OFNP) rated, PanMPO Male to LC Uniboot, staggered pair 1 Longest, Std. IL. Aqua, 22 ft. | PC | 1 | 1 | 1 | 1 | 683.22
07498374575 | FXTRP8NUFSNF023 | OM3,12-Fiber,RndHarnessCbl,PLEM,23ft | OM3 12-fiber, round harness cable assembly, plenum (OFNP) rated, PanMPO Male to LC Uniboot, staggered pair 1 Longest, Std. IL. Aqua, 23 ft. | PC | 1 | 1 | 1 | 1 | 686.4
07498374579 | FXTRP8NUFSNF024 | OM3,12-Fiber,RndHarnessCbl,PLEM,24ft | OM3 12-fiber, round harness cable assembly, plenum (OFNP) rated, PanMPO Male to LC Uniboot, staggered pair 1 Longest, Std. IL. Aqua, 24 ft. | PC | 1 | 1 | 1 | 1 | 689.58
07498374580 | FXTRP8NUFSNF025 | OM3,12-Fiber,RndHarnessCbl,PLEM,25ft | OM3 12-fiber, round harness cable assembly, plenum (OFNP) rated, PanMPO Male to LC Uniboot, staggered pair 1 Longest, Std. IL. Aqua, 25 ft. | PC | 1 | 1 | 1 | 1 | 692.76
07498374581 | FXTRP8NUFSNF026 | OM3,12-Fiber,RndHarnessCbl,PLEM,26ft | OM3 12-fiber, round harness cable assembly, plenum (OFNP) rated, PanMPO Male to LC Uniboot, staggered pair 1 Longest, Std. IL. Aqua, 26 ft. | PC | 1 | 1 | 1 | 1 | 695.92
07498374582 | FXTRP8NUFSNF027 | OM3,12-Fiber,RndHarnessCbl,PLEM,27ft | OM3 12-fiber, round harness cable assembly, plenum (OFNP) rated, PanMPO Male to LC Uniboot, staggered pair 1 Longest, Std. IL. Aqua, 27 ft. | PC | 1 | 1 | 1 | 1 | 699.12
07498374585 | FXTRP8NUFSNF028 | OM3,12-Fiber,RndHarnessCbl,PLEM,28ft | OM3 12-fiber, round harness cable assembly, plenum (OFNP) rated, PanMPO Male to LC Uniboot, staggered pair 1 Longest, Std. IL. Aqua, 28 ft. | PC | 1 | 1 | 1 | 1 | 702.32
07498374593 | FXTRP8NUFSNF029 | OM3,12-Fiber,RndHarnessCbl,PLEM,29ft | OM3 12-fiber, round harness cable assembly, plenum (OFNP) rated, PanMPO Male to LC Uniboot, staggered pair 1 Longest, Std. IL. Aqua, 29 ft. | PC | 1 | 1 | 1 | 1 | 705.48
07498374586 | FXTRP8NUFSNF030 | OM3,12-Fiber,RndHarnessCbl,PLEM,30ft | OM3 12-fiber, round harness cable assembly, plenum (OFNP) rated, PanMPO Male to LC Uniboot, staggered pair 1 Longest, Std. IL. Aqua, 30 ft. | PC | 1 | 1 | 1 | 1 | 708.66
07498374591 | FXTRP8NUFSNF031 | OM3,12-Fiber,RndHarnessCbl,PLEM,31ft | OM3 12-fiber, round harness cable assembly, plenum (OFNP) rated, PanMPO Male to LC Uniboot, staggered pair 1 Longest, Std. IL. Aqua, 31 ft. | PC | 1 | 1 | 1 | 1 | 711.84
07498374594 | FXTRP8NUFSNF032 | OM3,12-Fiber,RndHarnessCbl,PLEM,32ft | OM3 12-fiber, round harness cable assembly, plenum (OFNP) rated, PanMPO Male to LC Uniboot, staggered pair 1 Longest, Std. IL. Aqua, 32 ft. | PC | 1 | 1 | 1 | 1 | 715.02
07498374596 | FXTRP8NUFSNF033 | OM3,12-Fiber,RndHarnessCbl,PLEM,33ft | OM3 12-fiber, round harness cable assembly, plenum (OFNP) rated, PanMPO Male to LC Uniboot, staggered pair 1 Longest, Std. IL. Aqua, 33 ft. | PC | 1 | 1 | 1 | 1 | 718.2
07498374597 | FXTRP8NUFSNF034 | OM3,12-Fiber,RndHarnessCbl,PLEM,34ft | OM3 12-fiber, round harness cable assembly, plenum (OFNP) rated, PanMPO Male to LC Uniboot, staggered pair 1 Longest, Std. IL. Aqua, 34 ft. | PC | 1 | 1 | 1 | 1 | 721.38
07498374598 | FXTRP8NUFSNF035 | OM3,12-Fiber,RndHarnessCbl,PLEM,35ft | OM3 12-fiber, round harness cable assembly, plenum (OFNP) rated, PanMPO Male to LC Uniboot, staggered pair 1 Longest, Std. IL. Aqua, 35 ft. | PC | 1 | 1 | 1 | 1 | 724.56
07498374599 | FXTRP8NUFSNF036 | OM3,12-Fiber,RndHarnessCbl,PLEM,36ft | OM3 12-fiber, round harness cable assembly, plenum (OFNP) rated, PanMPO Male to LC Uniboot, staggered pair 1 Longest, Std. IL. Aqua, 36 ft. | PC | 1 | 1 | 1 | 1 | 727.72
07498374600 | FXTRP8NUFSNF037 | OM3,12-Fiber,RndHarnessCbl,PLEM,37ft | OM3 12-fiber, round harness cable assembly, plenum (OFNP) rated, PanMPO Male to LC Uniboot, staggered pair 1 Longest, Std. IL. Aqua, 37 ft. | PC | 1 | 1 | 1 | 1 | 730.92
07498374602 | FXTRP8NUFSNF038 | OM3,12-Fiber,RndHarnessCbl,PLEM,38ft | OM3 12-fiber, round harness cable assembly, plenum (OFNP) rated, PanMPO Male to LC Uniboot, staggered pair 1 Longest, Std. IL. Aqua, 38 ft. | PC | 1 | 1 | 1 | 1 | 734.12
07498374603 | FXTRP8NUFSNF039 | OM3,12-Fiber,RndHarnessCbl,PLEM,39ft | OM3 12-fiber, round harness cable assembly, plenum (OFNP) rated, PanMPO Male to LC Uniboot, staggered pair 1 Longest, Std. IL. Aqua, 39 ft. | PC | 1 | 1 | 1 | 1 | 737.28
07498374604 | FXTRP8NUFSNF040 | OM3,12-Fiber,RndHarnessCbl,PLEM,40ft | OM3 12-fiber, round harness cable assembly, plenum (OFNP) rated, PanMPO Male to LC Uniboot, staggered pair 1 Longest, Std. IL. Aqua, 40 ft. | PC | 1 | 1 | 1 | 1 | 740.46
07498374605 | FXTRP8NUFSNF041 | OM3,12-Fiber,RndHarnessCbl,PLEM,41ft | OM3 12-fiber, round harness cable assembly, plenum (OFNP) rated, PanMPO Male to LC Uniboot, staggered pair 1 Longest, Std. IL. Aqua, 41 ft. | PC | 1 | 1 | 1 | 1 | 743.62
07498374606 | FXTRP8NUFSNF042 | OM3,12-Fiber,RndHarnessCbl,PLEM,42ft | OM3 12-fiber, round harness cable assembly, plenum (OFNP) rated, PanMPO Male to LC Uniboot, staggered pair 1 Longest, Std. IL. Aqua, 42 ft. | PC | 1 | 1 | 1 | 1 | 746.82
07498374607 | FXTRP8NUFSNF043 | OM3,12-Fiber,RndHarnessCbl,PLEM,43ft | OM3 12-fiber, round harness cable assembly, plenum (OFNP) rated, PanMPO Male to LC Uniboot, staggered pair 1 Longest, Std. IL. Aqua, 43 ft. | PC | 1 | 1 | 1 | 1 | 750
07498374608 | FXTRP8NUFSNF044 | OM3,12-Fiber,RndHarnessCbl,PLEM,44ft | OM3 12-fiber, round harness cable assembly, plenum (OFNP) rated, PanMPO Male to LC Uniboot, staggered pair 1 Longest, Std. IL. Aqua, 44 ft. | PC | 1 | 1 | 1 | 1 | 753.16
07498374610 | FXTRP8NUFSNF045 | OM3,12-Fiber,RndHarnessCbl,PLEM,45ft | OM3 12-fiber, round harness cable assembly, plenum (OFNP) rated, PanMPO Male to LC Uniboot, staggered pair 1 Longest, Std. IL. Aqua, 45 ft. | PC | 1 | 1 | 1 | 1 | 756.38
07498374611 | FXTRP8NUFSNF046 | OM3,12-Fiber,RndHarnessCbl,PLEM,46ft | OM3 12-fiber, round harness cable assembly, plenum (OFNP) rated, PanMPO Male to LC Uniboot, staggered pair 1 Longest, Std. IL. Aqua, 46 ft. | PC | 1 | 1 | 1 | 1 | 759.54
07498374613 | FXTRP8NUFSNF047 | OM3,12-Fiber,RndHarnessCbl,PLEM,47ft | OM3 12-fiber, round harness cable assembly, plenum (OFNP) rated, PanMPO Male to LC Uniboot, staggered pair 1 Longest, Std. IL. Aqua, 47 ft. | PC | 1 | 1 | 1 | 1 | 762.72
07498374617 | FXTRP8NUFSNF048 | OM3,12-Fiber,RndHarnessCbl,PLEM,48ft | OM3 12-fiber, round harness cable assembly, plenum (OFNP) rated, PanMPO Male to LC Uniboot, staggered pair 1 Longest, Std. IL. Aqua, 48 ft. | PC | 1 | 1 | 1 | 1 | 765.9
07498374643 | FXTRP8NUFSNF049 | OM3,12-Fiber,RndHarnessCbl,PLEM,49ft | OM3 12-fiber, round harness cable assembly, plenum (OFNP) rated, PanMPO Male to LC Uniboot, staggered pair 1 Longest, Std. IL. Aqua, 49 ft. | PC | 1 | 1 | 1 | 1 | 769.08
07498374644 | FXTRP8NUFSNF050 | OM3,12-Fiber,RndHarnessCbl,PLEM,50ft | OM3 12-fiber, round harness cable assembly, plenum (OFNP) rated, PanMPO Male to LC Uniboot, staggered pair 1 Longest, Std. IL. Aqua, 50 ft. | PC | 1 | 1 | 1 | 1 | 772.26
07498374645 | FXTRP8NUFSNF051 | OM3,12-Fiber,RndHarnessCbl,PLEM,51ft | OM3 12-fiber, round harness cable assembly, plenum (OFNP) rated, PanMPO Male to LC Uniboot, staggered pair 1 Longest, Std. IL. Aqua, 51 ft. | PC | 1 | 1 | 1 | 1 | 775.42
07498374646 | FXTRP8NUFSNF052 | OM3,12-Fiber,RndHarnessCbl,PLEM,52ft | OM3 12-fiber, round harness cable assembly, plenum (OFNP) rated, PanMPO Male to LC Uniboot, staggered pair 1 Longest, Std. IL. Aqua, 52 ft. | PC | 1 | 1 | 1 | 1 | 778.62
07498374647 | FXTRP8NUFSNF053 | OM3,12-Fiber,RndHarnessCbl,PLEM,53ft | OM3 12-fiber, round harness cable assembly, plenum (OFNP) rated, PanMPO Male to LC Uniboot, staggered pair 1 Longest, Std. IL. Aqua, 53 ft. | PC | 1 | 1 | 1 | 1 | 781.8
07498374648 | FXTRP8NUFSNF054 | OM3,12-Fiber,RndHarnessCbl,PLEM,54ft | OM3 12-fiber, round harness cable assembly, plenum (OFNP) rated, PanMPO Male to LC Uniboot, staggered pair 1 Longest, Std. IL. Aqua, 54 ft. | PC | 1 | 1 | 1 | 1 | 784.98
07498374649 | FXTRP8NUFSNF055 | OM3,12-Fiber,RndHarnessCbl,PLEM,55ft | OM3 12-fiber, round harness cable assembly, plenum (OFNP) rated, PanMPO Male to LC Uniboot, staggered pair 1 Longest, Std. IL. Aqua, 55 ft. | PC | 1 | 1 | 1 | 1 | 788.16
07498374650 | FXTRP8NUFSNF056 | OM3,12-Fiber,RndHarnessCbl,PLEM,56ft | OM3 12-fiber, round harness cable assembly, plenum (OFNP) rated, PanMPO Male to LC Uniboot, staggered pair 1 Longest, Std. IL. Aqua, 56 ft. | PC | 1 | 1 | 1 | 1 | 791.34
07498374651 | FXTRP8NUFSNF057 | OM3,12-Fiber,RndHarnessCbl,PLEM,57ft | OM3 12-fiber, round harness cable assembly, plenum (OFNP) rated, PanMPO Male to LC Uniboot, staggered pair 1 Longest, Std. IL. Aqua, 57 ft. | PC | 1 | 1 | 1 | 1 | 794.52
07498374652 | FXTRP8NUFSNF058 | OM3,12-Fiber,RndHarnessCbl,PLEM,58ft | OM3 12-fiber, round harness cable assembly, plenum (OFNP) rated, PanMPO Male to LC Uniboot, staggered pair 1 Longest, Std. IL. Aqua, 58 ft. | PC | 1 | 1 | 1 | 1 | 797.7
07498374653 | FXTRP8NUFSNF059 | OM3,12-Fiber,RndHarnessCbl,PLEM,59ft | OM3 12-fiber, round harness cable assembly, plenum (OFNP) rated, PanMPO Male to LC Uniboot, staggered pair 1 Longest, Std. IL. Aqua, 59 ft. | PC | 1 | 1 | 1 | 1 | 800.88
07498374654 | FXTRP8NUFSNF060 | OM3,12-Fiber,RndHarnessCbl,PLEM,60ft | OM3 12-fiber, round harness cable assembly, plenum (OFNP) rated, PanMPO Male to LC Uniboot, staggered pair 1 Longest, Std. IL. Aqua, 60 ft. | PC | 1 | 1 | 1 | 1 | 804.06
07498374655 | FXTRP8NUFSNF061 | OM3,12-Fiber,RndHarnessCbl,PLEM,61ft | OM3 12-fiber, round harness cable assembly, plenum (OFNP) rated, PanMPO Male to LC Uniboot, staggered pair 1 Longest, Std. IL. Aqua, 61 ft. | PC | 1 | 1 | 1 | 1 | 807.22
07498374656 | FXTRP8NUFSNF062 | OM3,12-Fiber,RndHarnessCbl,PLEM,62ft | OM3 12-fiber, round harness cable assembly, plenum (OFNP) rated, PanMPO Male to LC Uniboot, staggered pair 1 Longest, Std. IL. Aqua, 62 ft. | PC | 1 | 1 | 1 | 1 | 810.4
07498374657 | FXTRP8NUFSNF063 | OM3,12-Fiber,RndHarnessCbl,PLEM,63ft | OM3 12-fiber, round harness cable assembly, plenum (OFNP) rated, PanMPO Male to LC Uniboot, staggered pair 1 Longest, Std. IL. Aqua, 63 ft. | PC | 1 | 1 | 1 | 1 | 813.62
07498374658 | FXTRP8NUFSNF064 | OM3,12-Fiber,RndHarnessCbl,PLEM,64ft | OM3 12-fiber, round harness cable assembly, plenum (OFNP) rated, PanMPO Male to LC Uniboot, staggered pair 1 Longest, Std. IL. Aqua, 64 ft. | PC | 1 | 1 | 1 | 1 | 816.78
07498374659 | FXTRP8NUFSNF065 | OM3,12-Fiber,RndHarnessCbl,PLEM,65ft | OM3 12-fiber, round harness cable assembly, plenum (OFNP) rated, PanMPO Male to LC Uniboot, staggered pair 1 Longest, Std. IL. Aqua, 65 ft. | PC | 1 | 1 | 1 | 1 | 819.96
07498374660 | FXTRP8NUFSNF066 | OM3,12-Fiber,RndHarnessCbl,PLEM,66ft | OM3 12-fiber, round harness cable assembly, plenum (OFNP) rated, PanMPO Male to LC Uniboot, staggered pair 1 Longest, Std. IL. Aqua, 66 ft. | PC | 1 | 1 | 1 | 1 | 823.12
07498374731 | FXTRP8NUFSNF067 | OM3,12-Fiber,RndHarnessCbl,PLEM,67ft | OM3 12-fiber, round harness cable assembly, plenum (OFNP) rated, PanMPO Male to LC Uniboot, staggered pair 1 Longest, Std. IL. Aqua, 67 ft. | PC | 1 | 1 | 1 | 1 | 826.32
07498374738 | FXTRP8NUFSNF068 | OM3,12-Fiber,RndHarnessCbl,PLEM,68ft | OM3 12-fiber, round harness cable assembly, plenum (OFNP) rated, PanMPO Male to LC Uniboot, staggered pair 1 Longest, Std. IL. Aqua, 68 ft. | PC | 1 | 1 | 1 | 1 | 829.5
07498374739 | FXTRP8NUFSNF069 | OM3,12-Fiber,RndHarnessCbl,PLEM,69ft | OM3 12-fiber, round harness cable assembly, plenum (OFNP) rated, PanMPO Male to LC Uniboot, staggered pair 1 Longest, Std. IL. Aqua, 69 ft. | PC | 1 | 1 | 1 | 1 | 832.66
07498374740 | FXTRP8NUFSNF070 | OM3,12-Fiber,RndHarnessCbl,PLEM,70ft | OM3 12-fiber, round harness cable assembly, plenum (OFNP) rated, PanMPO Male to LC Uniboot, staggered pair 1 Longest, Std. IL. Aqua, 70 ft. | PC | 1 | 1 | 1 | 1 | 835.86
07498374741 | FXTRP8NUFSNF071 | OM3,12-Fiber,RndHarnessCbl,PLEM,71ft | OM3 12-fiber, round harness cable assembly, plenum (OFNP) rated, PanMPO Male to LC Uniboot, staggered pair 1 Longest, Std. IL. Aqua, 71 ft. | PC | 1 | 1 | 1 | 1 | 839.04
07498374742 | FXTRP8NUFSNF072 | OM3,12-Fiber,RndHarnessCbl,PLEM,72ft | OM3 12-fiber, round harness cable assembly, plenum (OFNP) rated, PanMPO Male to LC Uniboot, staggered pair 1 Longest, Std. IL. Aqua, 72 ft. | PC | 1 | 1 | 1 | 1 | 842.22
07498374745 | FXTRP8NUFSNF073 | OM3,12-Fiber,RndHarnessCbl,PLEM,73ft | OM3 12-fiber, round harness cable assembly, plenum (OFNP) rated, PanMPO Male to LC Uniboot, staggered pair 1 Longest, Std. IL. Aqua, 73 ft. | PC | 1 | 1 | 1 | 1 | 845.4
07498374746 | FXTRP8NUFSNF074 | OM3,12-Fiber,RndHarnessCbl,PLEM,74ft | OM3 12-fiber, round harness cable assembly, plenum (OFNP) rated, PanMPO Male to LC Uniboot, staggered pair 1 Longest, Std. IL. Aqua, 74 ft. | PC | 1 | 1 | 1 | 1 | 848.58
07498374747 | FXTRP8NUFSNF075 | OM3,12-Fiber,RndHarnessCbl,PLEM,75ft | OM3 12-fiber, round harness cable assembly, plenum (OFNP) rated, PanMPO Male to LC Uniboot, staggered pair 1 Longest, Std. IL. Aqua, 75 ft. | PC | 1 | 1 | 1 | 1 | 851.76
07498374748 | FXTRP8NUFSNF076 | OM3,12-Fiber,RndHarnessCbl,PLEM,76ft | OM3 12-fiber, round harness cable assembly, plenum (OFNP) rated, PanMPO Male to LC Uniboot, staggered pair 1 Longest, Std. IL. Aqua, 76 ft. | PC | 1 | 1 | 1 | 1 | 854.92
07498374749 | FXTRP8NUFSNF077 | OM3,12-Fiber,RndHarnessCbl,PLEM,77ft | OM3 12-fiber, round harness cable assembly, plenum (OFNP) rated, PanMPO Male to LC Uniboot, staggered pair 1 Longest, Std. IL. Aqua, 77 ft. | PC | 1 | 1 | 1 | 1 | 858.12
07498374750 | FXTRP8NUFSNF078 | OM3,12-Fiber,RndHarnessCbl,PLEM,78ft | OM3 12-fiber, round harness cable assembly, plenum (OFNP) rated, PanMPO Male to LC Uniboot, staggered pair 1 Longest, Std. IL. Aqua, 78 ft. | PC | 1 | 1 | 1 | 1 | 861.3
07498374751 | FXTRP8NUFSNF079 | OM3,12-Fiber,RndHarnessCbl,PLEM,79ft | OM3 12-fiber, round harness cable assembly, plenum (OFNP) rated, PanMPO Male to LC Uniboot, staggered pair 1 Longest, Std. IL. Aqua, 79 ft. | PC | 1 | 1 | 1 | 1 | 864.46
07498374752 | FXTRP8NUFSNF080 | OM3,12-Fiber,RndHarnessCbl,PLEM,80ft | OM3 12-fiber, round harness cable assembly, plenum (OFNP) rated, PanMPO Male to LC Uniboot, staggered pair 1 Longest, Std. IL. Aqua, 80 ft. | PC | 1 | 1 | 1 | 1 | 867.66
07498374753 | FXTRP8NUFSNF081 | OM3,12-Fiber,RndHarnessCbl,PLEM,81ft | OM3 12-fiber, round harness cable assembly, plenum (OFNP) rated, PanMPO Male to LC Uniboot, staggered pair 1 Longest, Std. IL. Aqua, 81 ft. | PC | 1 | 1 | 1 | 1 | 870.84
07498374754 | FXTRP8NUFSNF082 | OM3,12-Fiber,RndHarnessCbl,PLEM,82ft | OM3 12-fiber, round harness cable assembly, plenum (OFNP) rated, PanMPO Male to LC Uniboot, staggered pair 1 Longest, Std. IL. Aqua, 82 ft. | PC | 1 | 1 | 1 | 1 | 874.02
07498374765 | FXTRP8NUFSNF083 | OM3,12-Fiber,RndHarnessCbl,PLEM,83ft | OM3 12-fiber, round harness cable assembly, plenum (OFNP) rated, PanMPO Male to LC Uniboot, staggered pair 1 Longest, Std. IL. Aqua, 83 ft. | PC | 1 | 1 | 1 | 1 | 877.2
07498374766 | FXTRP8NUFSNF084 | OM3,12-Fiber,RndHarnessCbl,PLEM,84ft | OM3 12-fiber, round harness cable assembly, plenum (OFNP) rated, PanMPO Male to LC Uniboot, staggered pair 1 Longest, Std. IL. Aqua, 84 ft. | PC | 1 | 1 | 1 | 1 | 880.38
07498374767 | FXTRP8NUFSNF085 | OM3,12-Fiber,RndHarnessCbl,PLEM,85ft | OM3 12-fiber, round harness cable assembly, plenum (OFNP) rated, PanMPO Male to LC Uniboot, staggered pair 1 Longest, Std. IL. Aqua, 85 ft. | PC | 1 | 1 | 1 | 1 | 883.56
07498374768 | FXTRP8NUFSNF086 | OM3,12-Fiber,RndHarnessCbl,PLEM,86ft | OM3 12-fiber, round harness cable assembly, plenum (OFNP) rated, PanMPO Male to LC Uniboot, staggered pair 1 Longest, Std. IL. Aqua, 86 ft. | PC | 1 | 1 | 1 | 1 | 886.72
07498374769 | FXTRP8NUFSNF087 | OM3,12-Fiber,RndHarnessCbl,PLEM,87ft | OM3 12-fiber, round harness cable assembly, plenum (OFNP) rated, PanMPO Male to LC Uniboot, staggered pair 1 Longest, Std. IL. Aqua, 87 ft. | PC | 1 | 1 | 1 | 1 | 889.9
07498374770 | FXTRP8NUFSNF088 | OM3,12-Fiber,RndHarnessCbl,PLEM,88ft | OM3 12-fiber, round harness cable assembly, plenum (OFNP) rated, PanMPO Male to LC Uniboot, staggered pair 1 Longest, Std. IL. Aqua, 88 ft. | PC | 1 | 1 | 1 | 1 | 893.12
07498374771 | FXTRP8NUFSNF089 | OM3,12-Fiber,RndHarnessCbl,PLEM,89ft | OM3 12-fiber, round harness cable assembly, plenum (OFNP) rated, PanMPO Male to LC Uniboot, staggered pair 1 Longest, Std. IL. Aqua, 89 ft. | PC | 1 | 1 | 1 | 1 | 896.28
07498374772 | FXTRP8NUFSNF090 | OM3,12-Fiber,RndHarnessCbl,PLEM,90ft | OM3 12-fiber, round harness cable assembly, plenum (OFNP) rated, PanMPO Male to LC Uniboot, staggered pair 1 Longest, Std. IL. Aqua, 90 ft. | PC | 1 | 1 | 1 | 1 | 899.46
07498374773 | FXTRP8NUFSNF091 | OM3,12-Fiber,RndHarnessCbl,PLEM,91ft | OM3 12-fiber, round harness cable assembly, plenum (OFNP) rated, PanMPO Male to LC Uniboot, staggered pair 1 Longest, Std. IL. Aqua, 91 ft. | PC | 1 | 1 | 1 | 1 | 902.62
07498374774 | FXTRP8NUFSNF092 | OM3,12-Fiber,RndHarnessCbl,PLEM,92ft | OM3 12-fiber, round harness cable assembly, plenum (OFNP) rated, PanMPO Male to LC Uniboot, staggered pair 1 Longest, Std. IL. Aqua, 92 ft. | PC | 1 | 1 | 1 | 1 | 905.82
07498374775 | FXTRP8NUFSNF093 | OM3,12-Fiber,RndHarnessCbl,PLEM,93ft | OM3 12-fiber, round harness cable assembly, plenum (OFNP) rated, PanMPO Male to LC Uniboot, staggered pair 1 Longest, Std. IL. Aqua, 93 ft. | PC | 1 | 1 | 1 | 1 | 909
07498374776 | FXTRP8NUFSNF094 | OM3,12-Fiber,RndHarnessCbl,PLEM,94ft | OM3 12-fiber, round harness cable assembly, plenum (OFNP) rated, PanMPO Male to LC Uniboot, staggered pair 1 Longest, Std. IL. Aqua, 94 ft. | PC | 1 | 1 | 1 | 1 | 912.16
07498374777 | FXTRP8NUFSNF095 | OM3,12-Fiber,RndHarnessCbl,PLEM,95ft | OM3 12-fiber, round harness cable assembly, plenum (OFNP) rated, PanMPO Male to LC Uniboot, staggered pair 1 Longest, Std. IL. Aqua, 95 ft. | PC | 1 | 1 | 1 | 1 | 915.36
07498374778 | FXTRP8NUFSNF096 | OM3,12-Fiber,RndHarnessCbl,PLEM,96ft | OM3 12-fiber, round harness cable assembly, plenum (OFNP) rated, PanMPO Male to LC Uniboot, staggered pair 1 Longest, Std. IL. Aqua, 96 ft. | PC | 1 | 1 | 1 | 1 | 918.52
07498374779 | FXTRP8NUFSNF097 | OM3,12-Fiber,RndHarnessCbl,PLEM,97ft | OM3 12-fiber, round harness cable assembly, plenum (OFNP) rated, PanMPO Male to LC Uniboot, staggered pair 1 Longest, Std. IL. Aqua, 97 ft. | PC | 1 | 1 | 1 | 1 | 921.72
07498374780 | FXTRP8NUFSNF098 | OM3,12-Fiber,RndHarnessCbl,PLEM,98ft | OM3 12-fiber, round harness cable assembly, plenum (OFNP) rated, PanMPO Male to LC Uniboot, staggered pair 1 Longest, Std. IL. Aqua, 98 ft. | PC | 1 | 1 | 1 | 1 | 924.9
07498374781 | FXTRP8NUFSNF099 | OM3,12-Fiber,RndHarnessCbl,PLEM,99ft | OM3 12-fiber, round harness cable assembly, plenum (OFNP) rated, PanMPO Male to LC Uniboot, staggered pair 1 Longest, Std. IL. Aqua, 99 ft. | PC | 1 | 1 | 1 | 1 | 928.08
07498374782 | FXTRP8NUFSNF100 | OM3,12-Fiber,RndHarnessCbl,PLEM,100ft | OM3 12-fiber, round harness cable assembly, plenum (OFNP) rated, PanMPO Male to LC Uniboot, staggered pair 1 Longest, Std. IL. Aqua, 100 ft. | PC | 1 | 1 | 1 | 1 | 931.26
07498375404 | FXTRP8NUGSNF003 | OM3 12-fiber round harness cable, plenum | OM3 12-fiber round harness cable assembly, plenum (OFNP) rated, PanMPO Male to LC Uniboot Staggered Pair 1 shortest, Std IL. | PC | 1 | 1 | 1 | 1 | 622.82
07498375405 | FXTRP8NUGSNF004 | OM3 12-fiber round harness cable, plenum | OM3 12-fiber round harness cable assembly, plenum (OFNP) rated, PanMPO Male to LC Uniboot Staggered Pair 1 shortest, Std IL. | PC | 1 | 1 | 1 | 1 | 625.98
07498375406 | FXTRP8NUGSNF005 | OM3 12-fiber round harness cable, plenum | OM3 12-fiber round harness cable assembly, plenum (OFNP) rated, PanMPO Male to LC Uniboot Staggered Pair 1 shortest, Std IL. | PC | 1 | 1 | 1 | 1 | 629.16
07498375407 | FXTRP8NUGSNF006 | OM3 12-fiber round harness cable, plenum | OM3 12-fiber round harness cable assembly, plenum (OFNP) rated, PanMPO Male to LC Uniboot Staggered Pair 1 shortest, Std IL. | PC | 1 | 1 | 1 | 1 | 632.34
07498375412 | FXTRP8NUGSNF007 | OM3 12-fiber round harness cable, plenum | OM3 12-fiber round harness cable assembly, plenum (OFNP) rated, PanMPO Male to LC Uniboot Staggered Pair 1 shortest, Std IL. | PC | 1 | 1 | 1 | 1 | 635.52
07498375413 | FXTRP8NUGSNF008 | OM3 12-fiber round harness cable, plenum | OM3 12-fiber round harness cable assembly, plenum (OFNP) rated, PanMPO Male to LC Uniboot Staggered Pair 1 shortest, Std IL. | PC | 1 | 1 | 1 | 1 | 638.7
07498375418 | FXTRP8NUGSNF009 | OM3 12-fiber round harness cable, plenum | OM3 12-fiber round harness cable assembly, plenum (OFNP) rated, PanMPO Male to LC Uniboot Staggered Pair 1 shortest, Std IL. | PC | 1 | 1 | 1 | 1 | 641.88
07498375420 | FXTRP8NUGSNF010 | OM3 12-fiber round harness cable, plenum | OM3 12-fiber round harness cable assembly, plenum (OFNP) rated, PanMPO Male to LC Uniboot Staggered Pair 1 shortest, Std IL. | PC | 1 | 1 | 1 | 1 | 645.08
07498375425 | FXTRP8NUGSNF011 | OM3 12-fiber round harness cable, plenum | OM3 12-fiber round harness cable assembly, plenum (OFNP) rated, PanMPO Male to LC Uniboot Staggered Pair 1 shortest, Std IL. | PC | 1 | 1 | 1 | 1 | 648.24
07498375436 | FXTRP8NUGSNF012 | OM3 12-fiber round harness cable, plenum | OM3 12-fiber round harness cable assembly, plenum (OFNP) rated, PanMPO Male to LC Uniboot Staggered Pair 1 shortest, Std IL. | PC | 1 | 1 | 1 | 1 | 651.42
07498375444 | FXTRP8NUGSNF013 | OM3 12-fiber round harness cable, plenum | OM3 12-fiber round harness cable assembly, plenum (OFNP) rated, PanMPO Male to LC Uniboot Staggered Pair 1 shortest, Std IL. | PC | 1 | 1 | 1 | 1 | 654.62
07498375446 | FXTRP8NUGSNF014 | OM3 12-fiber round harness cable, plenum | OM3 12-fiber round harness cable assembly, plenum (OFNP) rated, PanMPO Male to LC Uniboot Staggered Pair 1 shortest, Std IL. | PC | 1 | 1 | 1 | 1 | 657.78
07498375448 | FXTRP8NUGSNF015 | OM3 12-fiber round harness cable, plenum | OM3 12-fiber round harness cable assembly, plenum (OFNP) rated, PanMPO Male to LC Uniboot Staggered Pair 1 shortest, Std IL. | PC | 1 | 1 | 1 | 1 | 660.96
07498375449 | FXTRP8NUGSNF016 | OM3 12-fiber round harness cable, plenum | OM3 12-fiber round harness cable assembly, plenum (OFNP) rated, PanMPO Male to LC Uniboot Staggered Pair 1 shortest, Std IL. | PC | 1 | 1 | 1 | 1 | 664.12
07498375450 | FXTRP8NUGSNF017 | OM3 12-fiber round harness cable, plenum | OM3 12-fiber round harness cable assembly, plenum (OFNP) rated, PanMPO Male to LC Uniboot Staggered Pair 1 shortest, Std IL. | PC | 1 | 1 | 1 | 1 | 667.32
07498375451 | FXTRP8NUGSNF018 | OM3 12-fiber round harness cable, plenum | OM3 12-fiber round harness cable assembly, plenum (OFNP) rated, PanMPO Male to LC Uniboot Staggered Pair 1 shortest, Std IL. | PC | 1 | 1 | 1 | 1 | 670.5
07498375452 | FXTRP8NUGSNF019 | OM3 12-fiber round harness cable, plenum | OM3 12-fiber round harness cable assembly, plenum (OFNP) rated, PanMPO Male to LC Uniboot Staggered Pair 1 shortest, Std IL. | PC | 1 | 1 | 1 | 1 | 673.68
07498375465 | FXTRP8NUGSNF020 | OM3 12-fiber round harness cable, plenum | OM3 12-fiber round harness cable assembly, plenum (OFNP) rated, PanMPO Male to LC Uniboot Staggered Pair 1 shortest, Std IL. | PC | 1 | 1 | 1 | 1 | 676.88
07498375466 | FXTRP8NUGSNF021 | OM3 12-fiber round harness cable, plenum | OM3 12-fiber round harness cable assembly, plenum (OFNP) rated, PanMPO Male to LC Uniboot Staggered Pair 1 shortest, Std IL. | PC | 1 | 1 | 1 | 1 | 680.04
07498375467 | FXTRP8NUGSNF022 | OM3 12-fiber round harness cable, plenum | OM3 12-fiber round harness cable assembly, plenum (OFNP) rated, PanMPO Male to LC Uniboot Staggered Pair 1 shortest, Std IL. | PC | 1 | 1 | 1 | 1 | 683.22
07498375468 | FXTRP8NUGSNF023 | OM3 12-fiber round harness cable, plenum | OM3 12-fiber round harness cable assembly, plenum (OFNP) rated, PanMPO Male to LC Uniboot Staggered Pair 1 shortest, Std IL. | PC | 1 | 1 | 1 | 1 | 686.4
07498375469 | FXTRP8NUGSNF024 | OM3 12-fiber round harness cable, plenum | OM3 12-fiber round harness cable assembly, plenum (OFNP) rated, PanMPO Male to LC Uniboot Staggered Pair 1 shortest, Std IL. | PC | 1 | 1 | 1 | 1 | 689.58
07498375470 | FXTRP8NUGSNF025 | OM3 12-fiber round harness cable, plenum | OM3 12-fiber round harness cable assembly, plenum (OFNP) rated, PanMPO Male to LC Uniboot Staggered Pair 1 shortest, Std IL. | PC | 1 | 1 | 1 | 1 | 692.76
07498375471 | FXTRP8NUGSNF026 | OM3 12-fiber round harness cable, plenum | OM3 12-fiber round harness cable assembly, plenum (OFNP) rated, PanMPO Male to LC Uniboot Staggered Pair 1 shortest, Std IL. | PC | 1 | 1 | 1 | 1 | 695.92
07498375472 | FXTRP8NUGSNF027 | OM3 12-fiber round harness cable, plenum | OM3 12-fiber round harness cable assembly, plenum (OFNP) rated, PanMPO Male to LC Uniboot Staggered Pair 1 shortest, Std IL. | PC | 1 | 1 | 1 | 1 | 699.12
07498375480 | FXTRP8NUGSNF028 | OM3 12-fiber round harness cable, plenum | OM3 12-fiber round harness cable assembly, plenum (OFNP) rated, PanMPO Male to LC Uniboot Staggered Pair 1 shortest, Std IL. | PC | 1 | 1 | 1 | 1 | 702.32
07498375483 | FXTRP8NUGSNF029 | OM3 12-fiber round harness cable, plenum | OM3 12-fiber round harness cable assembly, plenum (OFNP) rated, PanMPO Male to LC Uniboot Staggered Pair 1 shortest, Std IL. | PC | 1 | 1 | 1 | 1 | 705.48
07498375484 | FXTRP8NUGSNF030 | OM3 12-fiber round harness cable, plenum | OM3 12-fiber round harness cable assembly, plenum (OFNP) rated, PanMPO Male to LC Uniboot Staggered Pair 1 shortest, Std IL. | PC | 1 | 1 | 1 | 1 | 708.66
07498375486 | FXTRP8NUGSNF031 | OM3 12-fiber round harness cable, plenum | OM3 12-fiber round harness cable assembly, plenum (OFNP) rated, PanMPO Male to LC Uniboot Staggered Pair 1 shortest, Std IL. | PC | 1 | 1 | 1 | 1 | 711.84
07498375495 | FXTRP8NUGSNF032 | OM3 12-fiber round harness cable, plenum | OM3 12-fiber round harness cable assembly, plenum (OFNP) rated, PanMPO Male to LC Uniboot Staggered Pair 1 shortest, Std IL. | PC | 1 | 1 | 1 | 1 | 715.02
07498375497 | FXTRP8NUGSNF033 | OM3 12-fiber round harness cable, plenum | OM3 12-fiber round harness cable assembly, plenum (OFNP) rated, PanMPO Male to LC Uniboot Staggered Pair 1 shortest, Std IL. | PC | 1 | 1 | 1 | 1 | 718.2
07498375499 | FXTRP8NUGSNF034 | OM3 12-fiber round harness cable, plenum | OM3 12-fiber round harness cable assembly, plenum (OFNP) rated, PanMPO Male to LC Uniboot Staggered Pair 1 shortest, Std IL. | PC | 1 | 1 | 1 | 1 | 721.38
07498375506 | FXTRP8NUGSNF035 | OM3 12-fiber round harness cable, plenum | OM3 12-fiber round harness cable assembly, plenum (OFNP) rated, PanMPO Male to LC Uniboot Staggered Pair 1 shortest, Std IL. | PC | 1 | 1 | 1 | 1 | 724.56
07498375508 | FXTRP8NUGSNF036 | OM3 12-fiber round harness cable, plenum | OM3 12-fiber round harness cable assembly, plenum (OFNP) rated, PanMPO Male to LC Uniboot Staggered Pair 1 shortest, Std IL. | PC | 1 | 1 | 1 | 1 | 727.72
07498375509 | FXTRP8NUGSNF037 | OM3 12-fiber round harness cable, plenum | OM3 12-fiber round harness cable assembly, plenum (OFNP) rated, PanMPO Male to LC Uniboot Staggered Pair 1 shortest, Std IL. | PC | 1 | 1 | 1 | 1 | 730.92
07498375511 | FXTRP8NUGSNF038 | OM3 12-fiber round harness cable, plenum | OM3 12-fiber round harness cable assembly, plenum (OFNP) rated, PanMPO Male to LC Uniboot Staggered Pair 1 shortest, Std IL. | PC | 1 | 1 | 1 | 1 | 734.12
07498375512 | FXTRP8NUGSNF039 | OM3 12-fiber round harness cable, plenum | OM3 12-fiber round harness cable assembly, plenum (OFNP) rated, PanMPO Male to LC Uniboot Staggered Pair 1 shortest, Std IL. | PC | 1 | 1 | 1 | 1 | 737.28
07498375514 | FXTRP8NUGSNF040 | OM3 12-fiber round harness cable, plenum | OM3 12-fiber round harness cable assembly, plenum (OFNP) rated, PanMPO Male to LC Uniboot Staggered Pair 1 shortest, Std IL. | PC | 1 | 1 | 1 | 1 | 740.46
07498375515 | FXTRP8NUGSNF041 | OM3 12-fiber round harness cable, plenum | OM3 12-fiber round harness cable assembly, plenum (OFNP) rated, PanMPO Male to LC Uniboot Staggered Pair 1 shortest, Std IL. | PC | 1 | 1 | 1 | 1 | 743.62
07498375516 | FXTRP8NUGSNF042 | OM3 12-fiber round harness cable, plenum | OM3 12-fiber round harness cable assembly, plenum (OFNP) rated, PanMPO Male to LC Uniboot Staggered Pair 1 shortest, Std IL. | PC | 1 | 1 | 1 | 1 | 746.82
07498375517 | FXTRP8NUGSNF043 | OM3 12-fiber round harness cable, plenum | OM3 12-fiber round harness cable assembly, plenum (OFNP) rated, PanMPO Male to LC Uniboot Staggered Pair 1 shortest, Std IL. | PC | 1 | 1 | 1 | 1 | 750
07498375518 | FXTRP8NUGSNF044 | OM3 12-fiber round harness cable, plenum | OM3 12-fiber round harness cable assembly, plenum (OFNP) rated, PanMPO Male to LC Uniboot Staggered Pair 1 shortest, Std IL. | PC | 1 | 1 | 1 | 1 | 753.16
07498375519 | FXTRP8NUGSNF045 | OM3 12-fiber round harness cable, plenum | OM3 12-fiber round harness cable assembly, plenum (OFNP) rated, PanMPO Male to LC Uniboot Staggered Pair 1 shortest, Std IL. | PC | 1 | 1 | 1 | 1 | 756.38
07498375520 | FXTRP8NUGSNF046 | OM3 12-fiber round harness cable, plenum | OM3 12-fiber round harness cable assembly, plenum (OFNP) rated, PanMPO Male to LC Uniboot Staggered Pair 1 shortest, Std IL. | PC | 1 | 1 | 1 | 1 | 759.54
07498375521 | FXTRP8NUGSNF047 | OM3 12-fiber round harness cable, plenum | OM3 12-fiber round harness cable assembly, plenum (OFNP) rated, PanMPO Male to LC Uniboot Staggered Pair 1 shortest, Std IL. | PC | 1 | 1 | 1 | 1 | 762.72
07498375522 | FXTRP8NUGSNF048 | OM3 12-fiber round harness cable, plenum | OM3 12-fiber round harness cable assembly, plenum (OFNP) rated, PanMPO Male to LC Uniboot Staggered Pair 1 shortest, Std IL. | PC | 1 | 1 | 1 | 1 | 765.9
07498375523 | FXTRP8NUGSNF049 | OM3 12-fiber round harness cable, plenum | OM3 12-fiber round harness cable assembly, plenum (OFNP) rated, PanMPO Male to LC Uniboot Staggered Pair 1 shortest, Std IL. | PC | 1 | 1 | 1 | 1 | 769.08
07498375524 | FXTRP8NUGSNF050 | OM3 12-fiber round harness cable, plenum | OM3 12-fiber round harness cable assembly, plenum (OFNP) rated, PanMPO Male to LC Uniboot Staggered Pair 1 shortest, Std IL. | PC | 1 | 1 | 1 | 1 | 772.26
07498375526 | FXTRP8NUGSNF051 | OM3 12-fiber round harness cable, plenum | OM3 12-fiber round harness cable assembly, plenum (OFNP) rated, PanMPO Male to LC Uniboot Staggered Pair 1 shortest, Std IL. | PC | 1 | 1 | 1 | 1 | 775.42
07498375527 | FXTRP8NUGSNF052 | OM3 12-fiber round harness cable, plenum | OM3 12-fiber round harness cable assembly, plenum (OFNP) rated, PanMPO Male to LC Uniboot Staggered Pair 1 shortest, Std IL. | PC | 1 | 1 | 1 | 1 | 778.62
07498375529 | FXTRP8NUGSNF053 | OM3 12-fiber round harness cable, plenum | OM3 12-fiber round harness cable assembly, plenum (OFNP) rated, PanMPO Male to LC Uniboot Staggered Pair 1 shortest, Std IL. | PC | 1 | 1 | 1 | 1 | 781.8
07498375530 | FXTRP8NUGSNF054 | OM3 12-fiber round harness cable, plenum | OM3 12-fiber round harness cable assembly, plenum (OFNP) rated, PanMPO Male to LC Uniboot Staggered Pair 1 shortest, Std IL. | PC | 1 | 1 | 1 | 1 | 784.98
07498375532 | FXTRP8NUGSNF055 | OM3 12-fiber round harness cable, plenum | OM3 12-fiber round harness cable assembly, plenum (OFNP) rated, PanMPO Male to LC Uniboot Staggered Pair 1 shortest, Std IL. | PC | 1 | 1 | 1 | 1 | 788.16
07498375533 | FXTRP8NUGSNF056 | OM3 12-fiber round harness cable, plenum | OM3 12-fiber round harness cable assembly, plenum (OFNP) rated, PanMPO Male to LC Uniboot Staggered Pair 1 shortest, Std IL. | PC | 1 | 1 | 1 | 1 | 791.34
07498375535 | FXTRP8NUGSNF057 | OM3 12-fiber round harness cable, plenum | OM3 12-fiber round harness cable assembly, plenum (OFNP) rated, PanMPO Male to LC Uniboot Staggered Pair 1 shortest, Std IL. | PC | 1 | 1 | 1 | 1 | 794.52
07498375608 | FXTRP8NUGSNF058 | OM3 12-fiber round harness cable, plenum | OM3 12-fiber round harness cable assembly, plenum (OFNP) rated, PanMPO Male to LC Uniboot Staggered Pair 1 shortest, Std IL. | PC | 1 | 1 | 1 | 1 | 797.7
07498375609 | FXTRP8NUGSNF059 | OM3 12-fiber round harness cable, plenum | OM3 12-fiber round harness cable assembly, plenum (OFNP) rated, PanMPO Male to LC Uniboot Staggered Pair 1 shortest, Std IL. | PC | 1 | 1 | 1 | 1 | 800.88
07498375610 | FXTRP8NUGSNF060 | OM3 12-fiber round harness cable, plenum | OM3 12-fiber round harness cable assembly, plenum (OFNP) rated, PanMPO Male to LC Uniboot Staggered Pair 1 shortest, Std IL. | PC | 1 | 1 | 1 | 1 | 804.06
07498375617 | FXTRP8NUGSNF061 | OM3 12-fiber round harness cable, plenum | OM3 12-fiber round harness cable assembly, plenum (OFNP) rated, PanMPO Male to LC Uniboot Staggered Pair 1 shortest, Std IL. | PC | 1 | 1 | 1 | 1 | 807.22
07498375620 | FXTRP8NUGSNF062 | OM3 12-fiber round harness cable, plenum | OM3 12-fiber round harness cable assembly, plenum (OFNP) rated, PanMPO Male to LC Uniboot Staggered Pair 1 shortest, Std IL. | PC | 1 | 1 | 1 | 1 | 810.4
07498375626 | FXTRP8NUGSNF063 | OM3 12-fiber round harness cable, plenum | OM3 12-fiber round harness cable assembly, plenum (OFNP) rated, PanMPO Male to LC Uniboot Staggered Pair 1 shortest, Std IL. | PC | 1 | 1 | 1 | 1 | 813.62
07498375627 | FXTRP8NUGSNF064 | OM3 12-fiber round harness cable, plenum | OM3 12-fiber round harness cable assembly, plenum (OFNP) rated, PanMPO Male to LC Uniboot Staggered Pair 1 shortest, Std IL. | PC | 1 | 1 | 1 | 1 | 816.78
07498375628 | FXTRP8NUGSNF065 | OM3 12-fiber round harness cable, plenum | OM3 12-fiber round harness cable assembly, plenum (OFNP) rated, PanMPO Male to LC Uniboot Staggered Pair 1 shortest, Std IL. | PC | 1 | 1 | 1 | 1 | 819.96
07498375629 | FXTRP8NUGSNF066 | OM3 12-fiber round harness cable, plenum | OM3 12-fiber round harness cable assembly, plenum (OFNP) rated, PanMPO Male to LC Uniboot Staggered Pair 1 shortest, Std IL. | PC | 1 | 1 | 1 | 1 | 823.12
07498375630 | FXTRP8NUGSNF067 | OM3 12-fiber round harness cable, plenum | OM3 12-fiber round harness cable assembly, plenum (OFNP) rated, PanMPO Male to LC Uniboot Staggered Pair 1 shortest, Std IL. | PC | 1 | 1 | 1 | 1 | 826.32
07498375631 | FXTRP8NUGSNF068 | OM3 12-fiber round harness cable, plenum | OM3 12-fiber round harness cable assembly, plenum (OFNP) rated, PanMPO Male to LC Uniboot Staggered Pair 1 shortest, Std IL. | PC | 1 | 1 | 1 | 1 | 829.5
07498375632 | FXTRP8NUGSNF069 | OM3 12-fiber round harness cable, plenum | OM3 12-fiber round harness cable assembly, plenum (OFNP) rated, PanMPO Male to LC Uniboot Staggered Pair 1 shortest, Std IL. | PC | 1 | 1 | 1 | 1 | 832.66
07498375633 | FXTRP8NUGSNF070 | OM3 12-fiber round harness cable, plenum | OM3 12-fiber round harness cable assembly, plenum (OFNP) rated, PanMPO Male to LC Uniboot Staggered Pair 1 shortest, Std IL. | PC | 1 | 1 | 1 | 1 | 835.86
07498375634 | FXTRP8NUGSNF071 | OM3 12-fiber round harness cable, plenum | OM3 12-fiber round harness cable assembly, plenum (OFNP) rated, PanMPO Male to LC Uniboot Staggered Pair 1 shortest, Std IL. | PC | 1 | 1 | 1 | 1 | 839.04
07498375642 | FXTRP8NUGSNF072 | OM3 12-fiber round harness cable, plenum | OM3 12-fiber round harness cable assembly, plenum (OFNP) rated, PanMPO Male to LC Uniboot Staggered Pair 1 shortest, Std IL. | PC | 1 | 1 | 1 | 1 | 842.22
07498375644 | FXTRP8NUGSNF073 | OM3 12-fiber round harness cable, plenum | OM3 12-fiber round harness cable assembly, plenum (OFNP) rated, PanMPO Male to LC Uniboot Staggered Pair 1 shortest, Std IL. | PC | 1 | 1 | 1 | 1 | 845.4
07498375645 | FXTRP8NUGSNF074 | OM3 12-fiber round harness cable, plenum | OM3 12-fiber round harness cable assembly, plenum (OFNP) rated, PanMPO Male to LC Uniboot Staggered Pair 1 shortest, Std IL. | PC | 1 | 1 | 1 | 1 | 848.58
07498375646 | FXTRP8NUGSNF075 | OM3 12-fiber round harness cable, plenum | OM3 12-fiber round harness cable assembly, plenum (OFNP) rated, PanMPO Male to LC Uniboot Staggered Pair 1 shortest, Std IL. | PC | 1 | 1 | 1 | 1 | 851.76
07498375647 | FXTRP8NUGSNF076 | OM3 12-fiber round harness cable, plenum | OM3 12-fiber round harness cable assembly, plenum (OFNP) rated, PanMPO Male to LC Uniboot Staggered Pair 1 shortest, Std IL. | PC | 1 | 1 | 1 | 1 | 854.92
07498375648 | FXTRP8NUGSNF077 | OM3 12-fiber round harness cable, plenum | OM3 12-fiber round harness cable assembly, plenum (OFNP) rated, PanMPO Male to LC Uniboot Staggered Pair 1 shortest, Std IL. | PC | 1 | 1 | 1 | 1 | 858.12
07498375649 | FXTRP8NUGSNF078 | OM3 12-fiber round harness cable, plenum | OM3 12-fiber round harness cable assembly, plenum (OFNP) rated, PanMPO Male to LC Uniboot Staggered Pair 1 shortest, Std IL. | PC | 1 | 1 | 1 | 1 | 861.3
07498375650 | FXTRP8NUGSNF079 | OM3 12-fiber round harness cable, plenum | OM3 12-fiber round harness cable assembly, plenum (OFNP) rated, PanMPO Male to LC Uniboot Staggered Pair 1 shortest, Std IL. | PC | 1 | 1 | 1 | 1 | 864.46
07498375652 | FXTRP8NUGSNF080 | OM3 12-fiber round harness cable, plenum | OM3 12-fiber round harness cable assembly, plenum (OFNP) rated, PanMPO Male to LC Uniboot Staggered Pair 1 shortest, Std IL. | PC | 1 | 1 | 1 | 1 | 867.66
07498375653 | FXTRP8NUGSNF081 | OM3 12-fiber round harness cable, plenum | OM3 12-fiber round harness cable assembly, plenum (OFNP) rated, PanMPO Male to LC Uniboot Staggered Pair 1 shortest, Std IL. | PC | 1 | 1 | 1 | 1 | 870.84
07498375654 | FXTRP8NUGSNF082 | OM3 12-fiber round harness cable, plenum | OM3 12-fiber round harness cable assembly, plenum (OFNP) rated, PanMPO Male to LC Uniboot Staggered Pair 1 shortest, Std IL. | PC | 1 | 1 | 1 | 1 | 874.02
07498375655 | FXTRP8NUGSNF083 | OM3 12-fiber round harness cable, plenum | OM3 12-fiber round harness cable assembly, plenum (OFNP) rated, PanMPO Male to LC Uniboot Staggered Pair 1 shortest, Std IL. | PC | 1 | 1 | 1 | 1 | 877.2
07498375656 | FXTRP8NUGSNF084 | OM3 12-fiber round harness cable, plenum | OM3 12-fiber round harness cable assembly, plenum (OFNP) rated, PanMPO Male to LC Uniboot Staggered Pair 1 shortest, Std IL. | PC | 1 | 1 | 1 | 1 | 880.38
07498375657 | FXTRP8NUGSNF085 | OM3 12-fiber round harness cable, plenum | OM3 12-fiber round harness cable assembly, plenum (OFNP) rated, PanMPO Male to LC Uniboot Staggered Pair 1 shortest, Std IL. | PC | 1 | 1 | 1 | 1 | 883.56
07498375659 | FXTRP8NUGSNF086 | OM3 12-fiber round harness cable, plenum | OM3 12-fiber round harness cable assembly, plenum (OFNP) rated, PanMPO Male to LC Uniboot Staggered Pair 1 shortest, Std IL. | PC | 1 | 1 | 1 | 1 | 886.72
07498375660 | FXTRP8NUGSNF087 | OM3 12-fiber round harness cable, plenum | OM3 12-fiber round harness cable assembly, plenum (OFNP) rated, PanMPO Male to LC Uniboot Staggered Pair 1 shortest, Std IL. | PC | 1 | 1 | 1 | 1 | 889.9
07498375661 | FXTRP8NUGSNF088 | OM3 12-fiber round harness cable, plenum | OM3 12-fiber round harness cable assembly, plenum (OFNP) rated, PanMPO Male to LC Uniboot Staggered Pair 1 shortest, Std IL. | PC | 1 | 1 | 1 | 1 | 893.12
07498375662 | FXTRP8NUGSNF089 | OM3 12-fiber round harness cable, plenum | OM3 12-fiber round harness cable assembly, plenum (OFNP) rated, PanMPO Male to LC Uniboot Staggered Pair 1 shortest, Std IL. | PC | 1 | 1 | 1 | 1 | 896.28
07498375663 | FXTRP8NUGSNF090 | OM3 12-fiber round harness cable, plenum | OM3 12-fiber round harness cable assembly, plenum (OFNP) rated, PanMPO Male to LC Uniboot Staggered Pair 1 shortest, Std IL. | PC | 1 | 1 | 1 | 1 | 899.46
07498375671 | FXTRP8NUGSNF091 | OM3 12-fiber round harness cable, plenum | OM3 12-fiber round harness cable assembly, plenum (OFNP) rated, PanMPO Male to LC Uniboot Staggered Pair 1 shortest, Std IL. | PC | 1 | 1 | 1 | 1 | 902.62
07498375672 | FXTRP8NUGSNF092 | OM3 12-fiber round harness cable, plenum | OM3 12-fiber round harness cable assembly, plenum (OFNP) rated, PanMPO Male to LC Uniboot Staggered Pair 1 shortest, Std IL. | PC | 1 | 1 | 1 | 1 | 905.82
07498375673 | FXTRP8NUGSNF093 | OM3 12-fiber round harness cable, plenum | OM3 12-fiber round harness cable assembly, plenum (OFNP) rated, PanMPO Male to LC Uniboot Staggered Pair 1 shortest, Std IL. | PC | 1 | 1 | 1 | 1 | 909
07498375674 | FXTRP8NUGSNF094 | OM3 12-fiber round harness cable, plenum | OM3 12-fiber round harness cable assembly, plenum (OFNP) rated, PanMPO Male to LC Uniboot Staggered Pair 1 shortest, Std IL. | PC | 1 | 1 | 1 | 1 | 912.16
07498375675 | FXTRP8NUGSNF095 | OM3 12-fiber round harness cable, plenum | OM3 12-fiber round harness cable assembly, plenum (OFNP) rated, PanMPO Male to LC Uniboot Staggered Pair 1 shortest, Std IL. | PC | 1 | 1 | 1 | 1 | 915.36
07498375676 | FXTRP8NUGSNF096 | OM3 12-fiber round harness cable, plenum | OM3 12-fiber round harness cable assembly, plenum (OFNP) rated, PanMPO Male to LC Uniboot Staggered Pair 1 shortest, Std IL. | PC | 1 | 1 | 1 | 1 | 918.52
07498375677 | FXTRP8NUGSNF097 | OM3 12-fiber round harness cable, plenum | OM3 12-fiber round harness cable assembly, plenum (OFNP) rated, PanMPO Male to LC Uniboot Staggered Pair 1 shortest, Std IL. | PC | 1 | 1 | 1 | 1 | 921.72
07498375678 | FXTRP8NUGSNF098 | OM3 12-fiber round harness cable, plenum | OM3 12-fiber round harness cable assembly, plenum (OFNP) rated, PanMPO Male to LC Uniboot Staggered Pair 1 shortest, Std IL. | PC | 1 | 1 | 1 | 1 | 924.9
07498375679 | FXTRP8NUGSNF099 | OM3 12-fiber round harness cable, plenum | OM3 12-fiber round harness cable assembly, plenum (OFNP) rated, PanMPO Male to LC Uniboot Staggered Pair 1 shortest, Std IL. | PC | 1 | 1 | 1 | 1 | 928.08
07498375687 | FXTRP8NUGSNF100 | OM3 12-fiber round harness cable, plenum | OM3 12-fiber round harness cable assembly, plenum (OFNP) rated, PanMPO Male to LC Uniboot Staggered Pair 1 shortest, Std IL. | PC | 1 | 1 | 1 | 1 | 931.26
07498375788 | FXTRP8NUHSNF003 | OM3,12-Fiber,RndHrnss,1-2Long,PLEM,3ft | OM3 12-fiber, round harness cable assembly, plenum (OFNP) rated, PanMPO Male to LC Uniboot, staggered pairs 1 and 2 longest, Std IL, Aqua, 3 ft. | PC | 1 | 1 | 1 | 1 | 622.82
07498375790 | FXTRP8NUHSNF004 | OM3,12-Fiber,RndHrnss,1-2Long,PLEM,4ft | OM3 12-fiber, round harness cable assembly, plenum (OFNP) rated, PanMPO Male to LC Uniboot, staggered pairs 1 and 2 longest, Std IL, Aqua, 4 ft. | PC | 1 | 1 | 1 | 1 | 625.98
07498375791 | FXTRP8NUHSNF005 | OM3,12-Fiber,RndHrnss,1-2Long,PLEM,5ft | OM3 12-fiber, round harness cable assembly, plenum (OFNP) rated, PanMPO Male to LC Uniboot, staggered pairs 1 and 2 longest, Std IL, Aqua, 5 ft. | PC | 1 | 1 | 1 | 1 | 629.16
07498375792 | FXTRP8NUHSNF006 | OM3,12-Fiber,RndHrnss,1-2Long,PLEM,6ft | OM3 12-fiber, round harness cable assembly, plenum (OFNP) rated, PanMPO Male to LC Uniboot, staggered pairs 1 and 2 longest, Std IL, Aqua, 6 ft. | PC | 1 | 1 | 1 | 1 | 632.34
07498375793 | FXTRP8NUHSNF007 | OM3,12-Fiber,RndHrnss,1-2Long,PLEM,7ft | OM3 12-fiber, round harness cable assembly, plenum (OFNP) rated, PanMPO Male to LC Uniboot, staggered pairs 1 and 2 longest, Std IL, Aqua, 7 ft. | PC | 1 | 1 | 1 | 1 | 635.52
07498375794 | FXTRP8NUHSNF008 | OM3,12-Fiber,RndHrnss,1-2Long,PLEM,8ft | OM3 12-fiber, round harness cable assembly, plenum (OFNP) rated, PanMPO Male to LC Uniboot, staggered pairs 1 and 2 longest, Std IL, Aqua, 8 ft. | PC | 1 | 1 | 1 | 1 | 638.7
07498375795 | FXTRP8NUHSNF009 | OM3,12-Fiber,RndHrnss,1-2Long,PLEM,9ft | OM3 12-fiber, round harness cable assembly, plenum (OFNP) rated, PanMPO Male to LC Uniboot, staggered pairs 1 and 2 longest, Std IL, Aqua, 9 ft. | PC | 1 | 1 | 1 | 1 | 641.88
07498375796 | FXTRP8NUHSNF010 | OM3,12-Fiber,RndHrnss,1-2Long,PLEM,10ft | OM3 12-fiber, round harness cable assembly, plenum (OFNP) rated, PanMPO Male to LC Uniboot, staggered pairs 1 and 2 longest, Std IL, Aqua, 10 ft. | PC | 1 | 1 | 1 | 1 | 645.08
07498375797 | FXTRP8NUHSNF011 | OM3,12-Fiber,RndHrnss,1-2Long,PLEM,11ft | OM3 12-fiber, round harness cable assembly, plenum (OFNP) rated, PanMPO Male to LC Uniboot, staggered pairs 1 and 2 longest, Std IL, Aqua, 11 ft. | PC | 1 | 1 | 1 | 1 | 648.24
07498375798 | FXTRP8NUHSNF012 | OM3,12-Fiber,RndHrnss,1-2Long,PLEM,12ft | OM3 12-fiber, round harness cable assembly, plenum (OFNP) rated, PanMPO Male to LC Uniboot, staggered pairs 1 and 2 longest, Std IL, Aqua, 12 ft. | PC | 1 | 1 | 1 | 1 | 651.42
07498375799 | FXTRP8NUHSNF013 | OM3,12-Fiber,RndHrnss,1-2Long,PLEM,13ft | OM3 12-fiber, round harness cable assembly, plenum (OFNP) rated, PanMPO Male to LC Uniboot, staggered pairs 1 and 2 longest, Std IL, Aqua, 13 ft. | PC | 1 | 1 | 1 | 1 | 654.62
07498375803 | FXTRP8NUHSNF014 | OM3,12-Fiber,RndHrnss,1-2Long,PLEM,14ft | OM3 12-fiber, round harness cable assembly, plenum (OFNP) rated, PanMPO Male to LC Uniboot, staggered pairs 1 and 2 longest, Std IL, Aqua, 14 ft. | PC | 1 | 1 | 1 | 1 | 657.78
07498375807 | FXTRP8NUHSNF015 | OM3,12-Fiber,RndHrnss,1-2Long,PLEM,15ft | OM3 12-fiber, round harness cable assembly, plenum (OFNP) rated, PanMPO Male to LC Uniboot, staggered pairs 1 and 2 longest, Std IL, Aqua, 15 ft. | PC | 1 | 1 | 1 | 1 | 660.96
07498375808 | FXTRP8NUHSNF016 | OM3,12-Fiber,RndHrnss,1-2Long,PLEM,16ft | OM3 12-fiber, round harness cable assembly, plenum (OFNP) rated, PanMPO Male to LC Uniboot, staggered pairs 1 and 2 longest, Std IL, Aqua, 16 ft. | PC | 1 | 1 | 1 | 1 | 664.12
07498375809 | FXTRP8NUHSNF017 | OM3,12-Fiber,RndHrnss,1-2Long,PLEM,17ft | OM3 12-fiber, round harness cable assembly, plenum (OFNP) rated, PanMPO Male to LC Uniboot, staggered pairs 1 and 2 longest, Std IL, Aqua, 17 ft. | PC | 1 | 1 | 1 | 1 | 667.32
07498375812 | FXTRP8NUHSNF018 | OM3,12-Fiber,RndHrnss,1-2Long,PLEM,18ft | OM3 12-fiber, round harness cable assembly, plenum (OFNP) rated, PanMPO Male to LC Uniboot, staggered pairs 1 and 2 longest, Std IL, Aqua, 18 ft. | PC | 1 | 1 | 1 | 1 | 670.5
07498375821 | FXTRP8NUHSNF019 | OM3,12-Fiber,RndHrnss,1-2Long,PLEM,19ft | OM3 12-fiber, round harness cable assembly, plenum (OFNP) rated, PanMPO Male to LC Uniboot, staggered pairs 1 and 2 longest, Std IL, Aqua, 19 ft. | PC | 1 | 1 | 1 | 1 | 673.68
07498375822 | FXTRP8NUHSNF020 | OM3,12-Fiber,RndHrnss,1-2Long,PLEM,20ft | OM3 12-fiber, round harness cable assembly, plenum (OFNP) rated, PanMPO Male to LC Uniboot, staggered pairs 1 and 2 longest, Std IL, Aqua, 20 ft. | PC | 1 | 1 | 1 | 1 | 676.88
07498375823 | FXTRP8NUHSNF021 | OM3,12-Fiber,RndHrnss,1-2Long,PLEM,21ft | OM3 12-fiber, round harness cable assembly, plenum (OFNP) rated, PanMPO Male to LC Uniboot, staggered pairs 1 and 2 longest, Std IL, Aqua, 21 ft. | PC | 1 | 1 | 1 | 1 | 680.04
07498375825 | FXTRP8NUHSNF022 | OM3,12-Fiber,RndHrnss,1-2Long,PLEM,22ft | OM3 12-fiber, round harness cable assembly, plenum (OFNP) rated, PanMPO Male to LC Uniboot, staggered pairs 1 and 2 longest, Std IL, Aqua, 22 ft. | PC | 1 | 1 | 1 | 1 | 683.22
07498375826 | FXTRP8NUHSNF023 | OM3,12-Fiber,RndHrnss,1-2Long,PLEM,23ft | OM3 12-fiber, round harness cable assembly, plenum (OFNP) rated, PanMPO Male to LC Uniboot, staggered pairs 1 and 2 longest, Std IL, Aqua, 23 ft. | PC | 1 | 1 | 1 | 1 | 686.4
07498375828 | FXTRP8NUHSNF024 | OM3,12-Fiber,RndHrnss,1-2Long,PLEM,24ft | OM3 12-fiber, round harness cable assembly, plenum (OFNP) rated, PanMPO Male to LC Uniboot, staggered pairs 1 and 2 longest, Std IL, Aqua, 24 ft. | PC | 1 | 1 | 1 | 1 | 689.58
07498375829 | FXTRP8NUHSNF025 | OM3,12-Fiber,RndHrnss,1-2Long,PLEM,25ft | OM3 12-fiber, round harness cable assembly, plenum (OFNP) rated, PanMPO Male to LC Uniboot, staggered pairs 1 and 2 longest, Std IL, Aqua, 25 ft. | PC | 1 | 1 | 1 | 1 | 692.76
07498375832 | FXTRP8NUHSNF026 | OM3,12-Fiber,RndHrnss,1-2Long,PLEM,26ft | OM3 12-fiber, round harness cable assembly, plenum (OFNP) rated, PanMPO Male to LC Uniboot, staggered pairs 1 and 2 longest, Std IL, Aqua, 26 ft. | PC | 1 | 1 | 1 | 1 | 695.92
07498375833 | FXTRP8NUHSNF027 | OM3,12-Fiber,RndHrnss,1-2Long,PLEM,27ft | OM3 12-fiber, round harness cable assembly, plenum (OFNP) rated, PanMPO Male to LC Uniboot, staggered pairs 1 and 2 longest, Std IL, Aqua, 27 ft. | PC | 1 | 1 | 1 | 1 | 699.12
07498375834 | FXTRP8NUHSNF028 | OM3,12-Fiber,RndHrnss,1-2Long,PLEM,28ft | OM3 12-fiber, round harness cable assembly, plenum (OFNP) rated, PanMPO Male to LC Uniboot, staggered pairs 1 and 2 longest, Std IL, Aqua, 28 ft. | PC | 1 | 1 | 1 | 1 | 702.32
07498375835 | FXTRP8NUHSNF029 | OM3,12-Fiber,RndHrnss,1-2Long,PLEM,29ft | OM3 12-fiber, round harness cable assembly, plenum (OFNP) rated, PanMPO Male to LC Uniboot, staggered pairs 1 and 2 longest, Std IL, Aqua, 29 ft. | PC | 1 | 1 | 1 | 1 | 705.48
07498375836 | FXTRP8NUHSNF030 | OM3,12-Fiber,RndHrnss,1-2Long,PLEM,30ft | OM3 12-fiber, round harness cable assembly, plenum (OFNP) rated, PanMPO Male to LC Uniboot, staggered pairs 1 and 2 longest, Std IL, Aqua, 30 ft. | PC | 1 | 1 | 1 | 1 | 708.66
07498375837 | FXTRP8NUHSNF031 | OM3,12-Fiber,RndHrnss,1-2Long,PLEM,31ft | OM3 12-fiber, round harness cable assembly, plenum (OFNP) rated, PanMPO Male to LC Uniboot, staggered pairs 1 and 2 longest, Std IL, Aqua, 31 ft. | PC | 1 | 1 | 1 | 1 | 711.84
07498375838 | FXTRP8NUHSNF032 | OM3,12-Fiber,RndHrnss,1-2Long,PLEM,32ft | OM3 12-fiber, round harness cable assembly, plenum (OFNP) rated, PanMPO Male to LC Uniboot, staggered pairs 1 and 2 longest, Std IL, Aqua, 32 ft. | PC | 1 | 1 | 1 | 1 | 715.02
07498375839 | FXTRP8NUHSNF033 | OM3,12-Fiber,RndHrnss,1-2Long,PLEM,33ft | OM3 12-fiber, round harness cable assembly, plenum (OFNP) rated, PanMPO Male to LC Uniboot, staggered pairs 1 and 2 longest, Std IL, Aqua, 33 ft. | PC | 1 | 1 | 1 | 1 | 718.2
07498375840 | FXTRP8NUHSNF034 | OM3,12-Fiber,RndHrnss,1-2Long,PLEM,34ft | OM3 12-fiber, round harness cable assembly, plenum (OFNP) rated, PanMPO Male to LC Uniboot, staggered pairs 1 and 2 longest, Std IL, Aqua, 34 ft. | PC | 1 | 1 | 1 | 1 | 721.38
07498375841 | FXTRP8NUHSNF035 | OM3,12-Fiber,RndHrnss,1-2Long,PLEM,35ft | OM3 12-fiber, round harness cable assembly, plenum (OFNP) rated, PanMPO Male to LC Uniboot, staggered pairs 1 and 2 longest, Std IL, Aqua, 35 ft. | PC | 1 | 1 | 1 | 1 | 724.56
07498375842 | FXTRP8NUHSNF036 | OM3,12-Fiber,RndHrnss,1-2Long,PLEM,36ft | OM3 12-fiber, round harness cable assembly, plenum (OFNP) rated, PanMPO Male to LC Uniboot, staggered pairs 1 and 2 longest, Std IL, Aqua, 36 ft. | PC | 1 | 1 | 1 | 1 | 727.72
07498375843 | FXTRP8NUHSNF037 | OM3,12-Fiber,RndHrnss,1-2Long,PLEM,37ft | OM3 12-fiber, round harness cable assembly, plenum (OFNP) rated, PanMPO Male to LC Uniboot, staggered pairs 1 and 2 longest, Std IL, Aqua, 37 ft. | PC | 1 | 1 | 1 | 1 | 730.92
07498375844 | FXTRP8NUHSNF038 | OM3,12-Fiber,RndHrnss,1-2Long,PLEM,38ft | OM3 12-fiber, round harness cable assembly, plenum (OFNP) rated, PanMPO Male to LC Uniboot, staggered pairs 1 and 2 longest, Std IL, Aqua, 38 ft. | PC | 1 | 1 | 1 | 1 | 734.12
07498375845 | FXTRP8NUHSNF039 | OM3,12-Fiber,RndHrnss,1-2Long,PLEM,39ft | OM3 12-fiber, round harness cable assembly, plenum (OFNP) rated, PanMPO Male to LC Uniboot, staggered pairs 1 and 2 longest, Std IL, Aqua, 39 ft. | PC | 1 | 1 | 1 | 1 | 737.28
07498375846 | FXTRP8NUHSNF040 | OM3,12-Fiber,RndHrnss,1-2Long,PLEM,40ft | OM3 12-fiber, round harness cable assembly, plenum (OFNP) rated, PanMPO Male to LC Uniboot, staggered pairs 1 and 2 longest, Std IL, Aqua, 40 ft. | PC | 1 | 1 | 1 | 1 | 740.46
07498375848 | FXTRP8NUHSNF041 | OM3,12-Fiber,RndHrnss,1-2Long,PLEM,41ft | OM3 12-fiber, round harness cable assembly, plenum (OFNP) rated, PanMPO Male to LC Uniboot, staggered pairs 1 and 2 longest, Std IL, Aqua, 41 ft. | PC | 1 | 1 | 1 | 1 | 743.62
07498375854 | FXTRP8NUHSNF042 | OM3,12-Fiber,RndHrnss,1-2Long,PLEM,42ft | OM3 12-fiber, round harness cable assembly, plenum (OFNP) rated, PanMPO Male to LC Uniboot, staggered pairs 1 and 2 longest, Std IL, Aqua, 42 ft. | PC | 1 | 1 | 1 | 1 | 746.82
07498375858 | FXTRP8NUHSNF043 | OM3,12-Fiber,RndHrnss,1-2Long,PLEM,43ft | OM3 12-fiber, round harness cable assembly, plenum (OFNP) rated, PanMPO Male to LC Uniboot, staggered pairs 1 and 2 longest, Std IL, Aqua, 43 ft. | PC | 1 | 1 | 1 | 1 | 750
07498375859 | FXTRP8NUHSNF044 | OM3,12-Fiber,RndHrnss,1-2Long,PLEM,44ft | OM3 12-fiber, round harness cable assembly, plenum (OFNP) rated, PanMPO Male to LC Uniboot, staggered pairs 1 and 2 longest, Std IL, Aqua, 44 ft. | PC | 1 | 1 | 1 | 1 | 753.16
07498375860 | FXTRP8NUHSNF045 | OM3,12-Fiber,RndHrnss,1-2Long,PLEM,45ft | OM3 12-fiber, round harness cable assembly, plenum (OFNP) rated, PanMPO Male to LC Uniboot, staggered pairs 1 and 2 longest, Std IL, Aqua, 45 ft. | PC | 1 | 1 | 1 | 1 | 756.38
07498375861 | FXTRP8NUHSNF046 | OM3,12-Fiber,RndHrnss,1-2Long,PLEM,46ft | OM3 12-fiber, round harness cable assembly, plenum (OFNP) rated, PanMPO Male to LC Uniboot, staggered pairs 1 and 2 longest, Std IL, Aqua, 46 ft. | PC | 1 | 1 | 1 | 1 | 759.54
07498375862 | FXTRP8NUHSNF047 | OM3,12-Fiber,RndHrnss,1-2Long,PLEM,47ft | OM3 12-fiber, round harness cable assembly, plenum (OFNP) rated, PanMPO Male to LC Uniboot, staggered pairs 1 and 2 longest, Std IL, Aqua, 47 ft. | PC | 1 | 1 | 1 | 1 | 762.72
07498375863 | FXTRP8NUHSNF048 | OM3,12-Fiber,RndHrnss,1-2Long,PLEM,48ft | OM3 12-fiber, round harness cable assembly, plenum (OFNP) rated, PanMPO Male to LC Uniboot, staggered pairs 1 and 2 longest, Std IL, Aqua, 48 ft. | PC | 1 | 1 | 1 | 1 | 765.9
07498375864 | FXTRP8NUHSNF049 | OM3,12-Fiber,RndHrnss,1-2Long,PLEM,49ft | OM3 12-fiber, round harness cable assembly, plenum (OFNP) rated, PanMPO Male to LC Uniboot, staggered pairs 1 and 2 longest, Std IL, Aqua, 49 ft. | PC | 1 | 1 | 1 | 1 | 769.08
07498375865 | FXTRP8NUHSNF050 | OM3,12-Fiber,RndHrnss,1-2Long,PLEM,50ft | OM3 12-fiber, round harness cable assembly, plenum (OFNP) rated, PanMPO Male to LC Uniboot, staggered pairs 1 and 2 longest, Std IL, Aqua, 50 ft. | PC | 1 | 1 | 1 | 1 | 772.26
07498375866 | FXTRP8NUHSNF051 | OM3,12-Fiber,RndHrnss,1-2Long,PLEM,51ft | OM3 12-fiber, round harness cable assembly, plenum (OFNP) rated, PanMPO Male to LC Uniboot, staggered pairs 1 and 2 longest, Std IL, Aqua, 51 ft. | PC | 1 | 1 | 1 | 1 | 775.42
07498375867 | FXTRP8NUHSNF052 | OM3,12-Fiber,RndHrnss,1-2Long,PLEM,52ft | OM3 12-fiber, round harness cable assembly, plenum (OFNP) rated, PanMPO Male to LC Uniboot, staggered pairs 1 and 2 longest, Std IL, Aqua, 52 ft. | PC | 1 | 1 | 1 | 1 | 778.62
07498375868 | FXTRP8NUHSNF053 | OM3,12-Fiber,RndHrnss,1-2Long,PLEM,53ft | OM3 12-fiber, round harness cable assembly, plenum (OFNP) rated, PanMPO Male to LC Uniboot, staggered pairs 1 and 2 longest, Std IL, Aqua, 53 ft. | PC | 1 | 1 | 1 | 1 | 781.8
07498375869 | FXTRP8NUHSNF054 | OM3,12-Fiber,RndHrnss,1-2Long,PLEM,54ft | OM3 12-fiber, round harness cable assembly, plenum (OFNP) rated, PanMPO Male to LC Uniboot, staggered pairs 1 and 2 longest, Std IL, Aqua, 54 ft. | PC | 1 | 1 | 1 | 1 | 784.98
07498375870 | FXTRP8NUHSNF055 | OM3,12-Fiber,RndHrnss,1-2Long,PLEM,55ft | OM3 12-fiber, round harness cable assembly, plenum (OFNP) rated, PanMPO Male to LC Uniboot, staggered pairs 1 and 2 longest, Std IL, Aqua, 55 ft. | PC | 1 | 1 | 1 | 1 | 788.16
07498375871 | FXTRP8NUHSNF056 | OM3,12-Fiber,RndHrnss,1-2Long,PLEM,56ft | OM3 12-fiber, round harness cable assembly, plenum (OFNP) rated, PanMPO Male to LC Uniboot, staggered pairs 1 and 2 longest, Std IL, Aqua, 56 ft. | PC | 1 | 1 | 1 | 1 | 791.34
07498375872 | FXTRP8NUHSNF057 | OM3,12-Fiber,RndHrnss,1-2Long,PLEM,57ft | OM3 12-fiber, round harness cable assembly, plenum (OFNP) rated, PanMPO Male to LC Uniboot, staggered pairs 1 and 2 longest, Std IL, Aqua, 57 ft. | PC | 1 | 1 | 1 | 1 | 794.52
07498375873 | FXTRP8NUHSNF058 | OM3,12-Fiber,RndHrnss,1-2Long,PLEM,58ft | OM3 12-fiber, round harness cable assembly, plenum (OFNP) rated, PanMPO Male to LC Uniboot, staggered pairs 1 and 2 longest, Std IL, Aqua, 58 ft. | PC | 1 | 1 | 1 | 1 | 797.7
07498375874 | FXTRP8NUHSNF059 | OM3,12-Fiber,RndHrnss,1-2Long,PLEM,59ft | OM3 12-fiber, round harness cable assembly, plenum (OFNP) rated, PanMPO Male to LC Uniboot, staggered pairs 1 and 2 longest, Std IL, Aqua, 59 ft. | PC | 1 | 1 | 1 | 1 | 800.88
07498375875 | FXTRP8NUHSNF060 | OM3,12-Fiber,RndHrnss,1-2Long,PLEM,60ft | OM3 12-fiber, round harness cable assembly, plenum (OFNP) rated, PanMPO Male to LC Uniboot, staggered pairs 1 and 2 longest, Std IL, Aqua, 60 ft. | PC | 1 | 1 | 1 | 1 | 804.06
07498375876 | FXTRP8NUHSNF061 | OM3,12-Fiber,RndHrnss,1-2Long,PLEM,61ft | OM3 12-fiber, round harness cable assembly, plenum (OFNP) rated, PanMPO Male to LC Uniboot, staggered pairs 1 and 2 longest, Std IL, Aqua, 61 ft. | PC | 1 | 1 | 1 | 1 | 807.22
07498375877 | FXTRP8NUHSNF062 | OM3,12-Fiber,RndHrnss,1-2Long,PLEM,62ft | OM3 12-fiber, round harness cable assembly, plenum (OFNP) rated, PanMPO Male to LC Uniboot, staggered pairs 1 and 2 longest, Std IL, Aqua, 62 ft. | PC | 1 | 1 | 1 | 1 | 810.4
07498375878 | FXTRP8NUHSNF063 | OM3,12-Fiber,RndHrnss,1-2Long,PLEM,63ft | OM3 12-fiber, round harness cable assembly, plenum (OFNP) rated, PanMPO Male to LC Uniboot, staggered pairs 1 and 2 longest, Std IL, Aqua, 63 ft. | PC | 1 | 1 | 1 | 1 | 813.62
07498375879 | FXTRP8NUHSNF064 | OM3,12-Fiber,RndHrnss,1-2Long,PLEM,64ft | OM3 12-fiber, round harness cable assembly, plenum (OFNP) rated, PanMPO Male to LC Uniboot, staggered pairs 1 and 2 longest, Std IL, Aqua, 64 ft. | PC | 1 | 1 | 1 | 1 | 816.78
07498375880 | FXTRP8NUHSNF065 | OM3,12-Fiber,RndHrnss,1-2Long,PLEM,65ft | OM3 12-fiber, round harness cable assembly, plenum (OFNP) rated, PanMPO Male to LC Uniboot, staggered pairs 1 and 2 longest, Std IL, Aqua, 65 ft. | PC | 1 | 1 | 1 | 1 | 819.96
07498375881 | FXTRP8NUHSNF066 | OM3,12-Fiber,RndHrnss,1-2Long,PLEM,66ft | OM3 12-fiber, round harness cable assembly, plenum (OFNP) rated, PanMPO Male to LC Uniboot, staggered pairs 1 and 2 longest, Std IL, Aqua, 66 ft. | PC | 1 | 1 | 1 | 1 | 823.12
07498375882 | FXTRP8NUHSNF067 | OM3,12-Fiber,RndHrnss,1-2Long,PLEM,67ft | OM3 12-fiber, round harness cable assembly, plenum (OFNP) rated, PanMPO Male to LC Uniboot, staggered pairs 1 and 2 longest, Std IL, Aqua, 67 ft. | PC | 1 | 1 | 1 | 1 | 826.32
07498375883 | FXTRP8NUHSNF068 | OM3,12-Fiber,RndHrnss,1-2Long,PLEM,68ft | OM3 12-fiber, round harness cable assembly, plenum (OFNP) rated, PanMPO Male to LC Uniboot, staggered pairs 1 and 2 longest, Std IL, Aqua, 68 ft. | PC | 1 | 1 | 1 | 1 | 829.5
07498375884 | FXTRP8NUHSNF069 | OM3,12-Fiber,RndHrnss,1-2Long,PLEM,69ft | OM3 12-fiber, round harness cable assembly, plenum (OFNP) rated, PanMPO Male to LC Uniboot, staggered pairs 1 and 2 longest, Std IL, Aqua, 69 ft. | PC | 1 | 1 | 1 | 1 | 832.66
07498375885 | FXTRP8NUHSNF070 | OM3,12-Fiber,RndHrnss,1-2Long,PLEM,70ft | OM3 12-fiber, round harness cable assembly, plenum (OFNP) rated, PanMPO Male to LC Uniboot, staggered pairs 1 and 2 longest, Std IL, Aqua, 70 ft. | PC | 1 | 1 | 1 | 1 | 835.86
07498375886 | FXTRP8NUHSNF071 | OM3,12-Fiber,RndHrnss,1-2Long,PLEM,71ft | OM3 12-fiber, round harness cable assembly, plenum (OFNP) rated, PanMPO Male to LC Uniboot, staggered pairs 1 and 2 longest, Std IL, Aqua, 71 ft. | PC | 1 | 1 | 1 | 1 | 839.04
07498375887 | FXTRP8NUHSNF072 | OM3,12-Fiber,RndHrnss,1-2Long,PLEM,72ft | OM3 12-fiber, round harness cable assembly, plenum (OFNP) rated, PanMPO Male to LC Uniboot, staggered pairs 1 and 2 longest, Std IL, Aqua, 72 ft. | PC | 1 | 1 | 1 | 1 | 842.22
07498375888 | FXTRP8NUHSNF073 | OM3,12-Fiber,RndHrnss,1-2Long,PLEM,73ft | OM3 12-fiber, round harness cable assembly, plenum (OFNP) rated, PanMPO Male to LC Uniboot, staggered pairs 1 and 2 longest, Std IL, Aqua, 73 ft. | PC | 1 | 1 | 1 | 1 | 845.4
07498375889 | FXTRP8NUHSNF074 | OM3,12-Fiber,RndHrnss,1-2Long,PLEM,74ft | OM3 12-fiber, round harness cable assembly, plenum (OFNP) rated, PanMPO Male to LC Uniboot, staggered pairs 1 and 2 longest, Std IL, Aqua, 74 ft. | PC | 1 | 1 | 1 | 1 | 848.58
07498375890 | FXTRP8NUHSNF075 | OM3,12-Fiber,RndHrnss,1-2Long,PLEM,75ft | OM3 12-fiber, round harness cable assembly, plenum (OFNP) rated, PanMPO Male to LC Uniboot, staggered pairs 1 and 2 longest, Std IL, Aqua, 75 ft. | PC | 1 | 1 | 1 | 1 | 851.76
07498375891 | FXTRP8NUHSNF076 | OM3,12-Fiber,RndHrnss,1-2Long,PLEM,76ft | OM3 12-fiber, round harness cable assembly, plenum (OFNP) rated, PanMPO Male to LC Uniboot, staggered pairs 1 and 2 longest, Std IL, Aqua, 76 ft. | PC | 1 | 1 | 1 | 1 | 854.92
07498375899 | FXTRP8NUHSNF077 | OM3,12-Fiber,RndHrnss,1-2Long,PLEM,77ft | OM3 12-fiber, round harness cable assembly, plenum (OFNP) rated, PanMPO Male to LC Uniboot, staggered pairs 1 and 2 longest, Std IL, Aqua, 77 ft. | PC | 1 | 1 | 1 | 1 | 858.12
07498375901 | FXTRP8NUHSNF078 | OM3,12-Fiber,RndHrnss,1-2Long,PLEM,78ft | OM3 12-fiber, round harness cable assembly, plenum (OFNP) rated, PanMPO Male to LC Uniboot, staggered pairs 1 and 2 longest, Std IL, Aqua, 78 ft. | PC | 1 | 1 | 1 | 1 | 861.3
07498375904 | FXTRP8NUHSNF079 | OM3,12-Fiber,RndHrnss,1-2Long,PLEM,79ft | OM3 12-fiber, round harness cable assembly, plenum (OFNP) rated, PanMPO Male to LC Uniboot, staggered pairs 1 and 2 longest, Std IL, Aqua, 79 ft. | PC | 1 | 1 | 1 | 1 | 864.46
07498375892 | FXTRP8NUHSNF080 | OM3,12-Fiber,RndHrnss,1-2Long,PLEM,80ft | OM3 12-fiber, round harness cable assembly, plenum (OFNP) rated, PanMPO Male to LC Uniboot, staggered pairs 1 and 2 longest, Std IL, Aqua, 80 ft. | PC | 1 | 1 | 1 | 1 | 867.66
07498375893 | FXTRP8NUHSNF081 | OM3,12-Fiber,RndHrnss,1-2Long,PLEM,81ft | OM3 12-fiber, round harness cable assembly, plenum (OFNP) rated, PanMPO Male to LC Uniboot, staggered pairs 1 and 2 longest, Std IL, Aqua, 81 ft. | PC | 1 | 1 | 1 | 1 | 870.84
07498375894 | FXTRP8NUHSNF082 | OM3,12-Fiber,RndHrnss,1-2Long,PLEM,82ft | OM3 12-fiber, round harness cable assembly, plenum (OFNP) rated, PanMPO Male to LC Uniboot, staggered pairs 1 and 2 longest, Std IL, Aqua, 82 ft. | PC | 1 | 1 | 1 | 1 | 874.02
07498375895 | FXTRP8NUHSNF083 | OM3,12-Fiber,RndHrnss,1-2Long,PLEM,83ft | OM3 12-fiber, round harness cable assembly, plenum (OFNP) rated, PanMPO Male to LC Uniboot, staggered pairs 1 and 2 longest, Std IL, Aqua, 83 ft. | PC | 1 | 1 | 1 | 1 | 877.2
07498375896 | FXTRP8NUHSNF084 | OM3,12-Fiber,RndHrnss,1-2Long,PLEM,84ft | OM3 12-fiber, round harness cable assembly, plenum (OFNP) rated, PanMPO Male to LC Uniboot, staggered pairs 1 and 2 longest, Std IL, Aqua, 84 ft. | PC | 1 | 1 | 1 | 1 | 880.38
07498375897 | FXTRP8NUHSNF085 | OM3,12-Fiber,RndHrnss,1-2Long,PLEM,85ft | OM3 12-fiber, round harness cable assembly, plenum (OFNP) rated, PanMPO Male to LC Uniboot, staggered pairs 1 and 2 longest, Std IL, Aqua, 85 ft. | PC | 1 | 1 | 1 | 1 | 883.56
07498375898 | FXTRP8NUHSNF086 | OM3,12-Fiber,RndHrnss,1-2Long,PLEM,86ft | OM3 12-fiber, round harness cable assembly, plenum (OFNP) rated, PanMPO Male to LC Uniboot, staggered pairs 1 and 2 longest, Std IL, Aqua, 86 ft. | PC | 1 | 1 | 1 | 1 | 886.72
07498375914 | FXTRP8NUHSNF087 | OM3,12-Fiber,RndHrnss,1-2Long,PLEM,87ft | OM3 12-fiber, round harness cable assembly, plenum (OFNP) rated, PanMPO Male to LC Uniboot, staggered pairs 1 and 2 longest, Std IL, Aqua, 87 ft. | PC | 1 | 1 | 1 | 1 | 889.9
07498375925 | FXTRP8NUHSNF088 | OM3,12-Fiber,RndHrnss,1-2Long,PLEM,88ft | OM3 12-fiber, round harness cable assembly, plenum (OFNP) rated, PanMPO Male to LC Uniboot, staggered pairs 1 and 2 longest, Std IL, Aqua, 88 ft. | PC | 1 | 1 | 1 | 1 | 893.12
07498375926 | FXTRP8NUHSNF089 | OM3,12-Fiber,RndHrnss,1-2Long,PLEM,89ft | OM3 12-fiber, round harness cable assembly, plenum (OFNP) rated, PanMPO Male to LC Uniboot, staggered pairs 1 and 2 longest, Std IL, Aqua, 89 ft. | PC | 1 | 1 | 1 | 1 | 896.28
07498375927 | FXTRP8NUHSNF090 | OM3,12-Fiber,RndHrnss,1-2Long,PLEM,90ft | OM3 12-fiber, round harness cable assembly, plenum (OFNP) rated, PanMPO Male to LC Uniboot, staggered pairs 1 and 2 longest, Std IL, Aqua, 90 ft. | PC | 1 | 1 | 1 | 1 | 899.46
07498375928 | FXTRP8NUHSNF091 | OM3,12-Fiber,RndHrnss,1-2Long,PLEM,91ft | OM3 12-fiber, round harness cable assembly, plenum (OFNP) rated, PanMPO Male to LC Uniboot, staggered pairs 1 and 2 longest, Std IL, Aqua, 91 ft. | PC | 1 | 1 | 1 | 1 | 902.62
07498375929 | FXTRP8NUHSNF092 | OM3,12-Fiber,RndHrnss,1-2Long,PLEM,92ft | OM3 12-fiber, round harness cable assembly, plenum (OFNP) rated, PanMPO Male to LC Uniboot, staggered pairs 1 and 2 longest, Std IL, Aqua, 92 ft. | PC | 1 | 1 | 1 | 1 | 905.82
07498375930 | FXTRP8NUHSNF093 | OM3,12-Fiber,RndHrnss,1-2Long,PLEM,93ft | OM3 12-fiber, round harness cable assembly, plenum (OFNP) rated, PanMPO Male to LC Uniboot, staggered pairs 1 and 2 longest, Std IL, Aqua, 93 ft. | PC | 1 | 1 | 1 | 1 | 909
07498375931 | FXTRP8NUHSNF094 | OM3,12-Fiber,RndHrnss,1-2Long,PLEM,94ft | OM3 12-fiber, round harness cable assembly, plenum (OFNP) rated, PanMPO Male to LC Uniboot, staggered pairs 1 and 2 longest, Std IL, Aqua, 94 ft. | PC | 1 | 1 | 1 | 1 | 912.16
07498375932 | FXTRP8NUHSNF095 | OM3,12-Fiber,RndHrnss,1-2Long,PLEM,95ft | OM3 12-fiber, round harness cable assembly, plenum (OFNP) rated, PanMPO Male to LC Uniboot, staggered pairs 1 and 2 longest, Std IL, Aqua, 95 ft. | PC | 1 | 1 | 1 | 1 | 915.36
07498375933 | FXTRP8NUHSNF096 | OM3,12-Fiber,RndHrnss,1-2Long,PLEM,96ft | OM3 12-fiber, round harness cable assembly, plenum (OFNP) rated, PanMPO Male to LC Uniboot, staggered pairs 1 and 2 longest, Std IL, Aqua, 96 ft. | PC | 1 | 1 | 1 | 1 | 918.52
07498375934 | FXTRP8NUHSNF097 | OM3,12-Fiber,RndHrnss,1-2Long,PLEM,97ft | OM3 12-fiber, round harness cable assembly, plenum (OFNP) rated, PanMPO Male to LC Uniboot, staggered pairs 1 and 2 longest, Std IL, Aqua, 97 ft. | PC | 1 | 1 | 1 | 1 | 921.72
07498375935 | FXTRP8NUHSNF098 | OM3,12-Fiber,RndHrnss,1-2Long,PLEM,98ft | OM3 12-fiber, round harness cable assembly, plenum (OFNP) rated, PanMPO Male to LC Uniboot, staggered pairs 1 and 2 longest, Std IL, Aqua, 98 ft. | PC | 1 | 1 | 1 | 1 | 924.9
07498375936 | FXTRP8NUHSNF099 | OM3,12-Fiber,RndHrnss,1-2Long,PLEM,99ft | OM3 12-fiber, round harness cable assembly, plenum (OFNP) rated, PanMPO Male to LC Uniboot, staggered pairs 1 and 2 longest, Std IL, Aqua, 99 ft. | PC | 1 | 1 | 1 | 1 | 928.08
07498375937 | FXTRP8NUHSNF100 | OM3,12-Fiber,RndHrnss,1-2Long,PLEM,100ft | OM3 12-fiber, round harness cable assembly, plenum (OFNP) rated, PanMPO Male to LC Uniboot, staggered pairs 1 and 2 longest, Std IL, Aqua, 100 ft. | PC | 1 | 1 | 1 | 1 | 931.26
07498374885 | FXTRP8NUJSNF003 | OM3,12-Fiber,RndHrnss,1-2Short,PLEM,3ft | OM3 12-fiber, round harness cable assembly, plenum (OFNP), PanMPO Male to LC Uniboot staggered pairs 1 and 2 shortest, Std IL, Aqua, 3 ft. | PC | 1 | 1 | 1 | 1 | 622.82
07498374889 | FXTRP8NUJSNF004 | OM3,12-Fiber,RndHrnss,1-2Short,PLEM,4ft | OM3 12-fiber, round harness cable assembly, plenum (OFNP), PanMPO Male to LC Uniboot staggered pairs 1 and 2 shortest, Std IL, Aqua, 4 ft. | PC | 1 | 1 | 1 | 1 | 625.98
07498374891 | FXTRP8NUJSNF005 | OM3,12-Fiber,RndHrnss,1-2Short,PLEM,5ft | OM3 12-fiber, round harness cable assembly, plenum (OFNP), PanMPO Male to LC Uniboot staggered pairs 1 and 2 shortest, Std IL, Aqua, 5 ft. | PC | 1 | 1 | 1 | 1 | 629.16
07498374893 | FXTRP8NUJSNF006 | OM3,12-Fiber,RndHrnss,1-2Short,PLEM,6ft | OM3 12-fiber, round harness cable assembly, plenum (OFNP), PanMPO Male to LC Uniboot staggered pairs 1 and 2 shortest, Std IL, Aqua, 6 ft. | PC | 1 | 1 | 1 | 1 | 632.34
07498374894 | FXTRP8NUJSNF007 | OM3,12-Fiber,RndHrnss,1-2Short,PLEM,7ft | OM3 12-fiber, round harness cable assembly, plenum (OFNP), PanMPO Male to LC Uniboot staggered pairs 1 and 2 shortest, Std IL, Aqua, 7 ft. | PC | 1 | 1 | 1 | 1 | 635.52
07498374895 | FXTRP8NUJSNF008 | OM3,12-Fiber,RndHrnss,1-2Short,PLEM,8ft | OM3 12-fiber, round harness cable assembly, plenum (OFNP), PanMPO Male to LC Uniboot staggered pairs 1 and 2 shortest, Std IL, Aqua, 8 ft. | PC | 1 | 1 | 1 | 1 | 638.7
07498374896 | FXTRP8NUJSNF009 | OM3,12-Fiber,RndHrnss,1-2Short,PLEM,9ft | OM3 12-fiber, round harness cable assembly, plenum (OFNP), PanMPO Male to LC Uniboot staggered pairs 1 and 2 shortest, Std IL, Aqua, 9 ft. | PC | 1 | 1 | 1 | 1 | 641.88
07498374887 | FXTRP8NUJSNF010 | OM3,12-Fiber,RndHrnss,1-2Short,PLEM,10ft | OM3 12-fiber, round harness cable assembly, plenum (OFNP), PanMPO Male to LC Uniboot staggered pairs 1 and 2 shortest, Std IL, Aqua, 10 ft. | PC | 1 | 1 | 1 | 1 | 645.08
07498374888 | FXTRP8NUJSNF011 | OM3,12-Fiber,RndHrnss,1-2Short,PLEM,11ft | OM3 12-fiber, round harness cable assembly, plenum (OFNP), PanMPO Male to LC Uniboot staggered pairs 1 and 2 shortest, Std IL, Aqua, 11 ft. | PC | 1 | 1 | 1 | 1 | 648.24
07498374890 | FXTRP8NUJSNF012 | OM3,12-Fiber,RndHrnss,1-2Short,PLEM,12ft | OM3 12-fiber, round harness cable assembly, plenum (OFNP), PanMPO Male to LC Uniboot staggered pairs 1 and 2 shortest, Std IL, Aqua, 12 ft. | PC | 1 | 1 | 1 | 1 | 651.42
07498374892 | FXTRP8NUJSNF013 | OM3,12-Fiber,RndHrnss,1-2Short,PLEM,13ft | OM3 12-fiber, round harness cable assembly, plenum (OFNP), PanMPO Male to LC Uniboot staggered pairs 1 and 2 shortest, Std IL, Aqua, 13 ft. | PC | 1 | 1 | 1 | 1 | 654.62
07498374897 | FXTRP8NUJSNF014 | OM3,12-Fiber,RndHrnss,1-2Short,PLEM,14ft | OM3 12-fiber, round harness cable assembly, plenum (OFNP), PanMPO Male to LC Uniboot staggered pairs 1 and 2 shortest, Std IL, Aqua, 14 ft. | PC | 1 | 1 | 1 | 1 | 657.78
07498374898 | FXTRP8NUJSNF015 | OM3,12-Fiber,RndHrnss,1-2Short,PLEM,15ft | OM3 12-fiber, round harness cable assembly, plenum (OFNP), PanMPO Male to LC Uniboot staggered pairs 1 and 2 shortest, Std IL, Aqua, 15 ft. | PC | 1 | 1 | 1 | 1 | 660.96
07498374899 | FXTRP8NUJSNF016 | OM3,12-Fiber,RndHrnss,1-2Short,PLEM,16ft | OM3 12-fiber, round harness cable assembly, plenum (OFNP), PanMPO Male to LC Uniboot staggered pairs 1 and 2 shortest, Std IL, Aqua, 16 ft. | PC | 1 | 1 | 1 | 1 | 664.12
07498374900 | FXTRP8NUJSNF017 | OM3,12-Fiber,RndHrnss,1-2Short,PLEM,17ft | OM3 12-fiber, round harness cable assembly, plenum (OFNP), PanMPO Male to LC Uniboot staggered pairs 1 and 2 shortest, Std IL, Aqua, 17 ft. | PC | 1 | 1 | 1 | 1 | 667.32
07498374901 | FXTRP8NUJSNF018 | OM3,12-Fiber,RndHrnss,1-2Short,PLEM,18ft | OM3 12-fiber, round harness cable assembly, plenum (OFNP), PanMPO Male to LC Uniboot staggered pairs 1 and 2 shortest, Std IL, Aqua, 18 ft. | PC | 1 | 1 | 1 | 1 | 670.5
07498374902 | FXTRP8NUJSNF019 | OM3,12-Fiber,RndHrnss,1-2Short,PLEM,19ft | OM3 12-fiber, round harness cable assembly, plenum (OFNP), PanMPO Male to LC Uniboot staggered pairs 1 and 2 shortest, Std IL, Aqua, 19 ft. | PC | 1 | 1 | 1 | 1 | 673.68
07498374903 | FXTRP8NUJSNF020 | OM3,12-Fiber,RndHrnss,1-2Short,PLEM,20ft | OM3 12-fiber, round harness cable assembly, plenum (OFNP), PanMPO Male to LC Uniboot staggered pairs 1 and 2 shortest, Std IL, Aqua, 20 ft. | PC | 1 | 1 | 1 | 1 | 676.88
07498374904 | FXTRP8NUJSNF021 | OM3,12-Fiber,RndHrnss,1-2Short,PLEM,21ft | OM3 12-fiber, round harness cable assembly, plenum (OFNP), PanMPO Male to LC Uniboot staggered pairs 1 and 2 shortest, Std IL, Aqua, 21 ft. | PC | 1 | 1 | 1 | 1 | 680.04
07498374905 | FXTRP8NUJSNF022 | OM3,12-Fiber,RndHrnss,1-2Short,PLEM,22ft | OM3 12-fiber, round harness cable assembly, plenum (OFNP), PanMPO Male to LC Uniboot staggered pairs 1 and 2 shortest, Std IL, Aqua, 22 ft. | PC | 1 | 1 | 1 | 1 | 683.22
07498374906 | FXTRP8NUJSNF023 | OM3,12-Fiber,RndHrnss,1-2Short,PLEM,23ft | OM3 12-fiber, round harness cable assembly, plenum (OFNP), PanMPO Male to LC Uniboot staggered pairs 1 and 2 shortest, Std IL, Aqua, 23 ft. | PC | 1 | 1 | 1 | 1 | 686.4
07498374907 | FXTRP8NUJSNF024 | OM3,12-Fiber,RndHrnss,1-2Short,PLEM,24ft | OM3 12-fiber, round harness cable assembly, plenum (OFNP), PanMPO Male to LC Uniboot staggered pairs 1 and 2 shortest, Std IL, Aqua, 24 ft. | PC | 1 | 1 | 1 | 1 | 689.58
07498374908 | FXTRP8NUJSNF025 | OM3,12-Fiber,RndHrnss,1-2Short,PLEM,25ft | OM3 12-fiber, round harness cable assembly, plenum (OFNP), PanMPO Male to LC Uniboot staggered pairs 1 and 2 shortest, Std IL, Aqua, 25 ft. | PC | 1 | 1 | 1 | 1 | 692.76
07498374917 | FXTRP8NUJSNF026 | OM3,12-Fiber,RndHrnss,1-2Short,PLEM,26ft | OM3 12-fiber, round harness cable assembly, plenum (OFNP), PanMPO Male to LC Uniboot staggered pairs 1 and 2 shortest, Std IL, Aqua, 26 ft. | PC | 1 | 1 | 1 | 1 | 695.92
07498374920 | FXTRP8NUJSNF027 | OM3,12-Fiber,RndHrnss,1-2Short,PLEM,27ft | OM3 12-fiber, round harness cable assembly, plenum (OFNP), PanMPO Male to LC Uniboot staggered pairs 1 and 2 shortest, Std IL, Aqua, 27 ft. | PC | 1 | 1 | 1 | 1 | 699.12
07498374921 | FXTRP8NUJSNF028 | OM3,12-Fiber,RndHrnss,1-2Short,PLEM,28ft | OM3 12-fiber, round harness cable assembly, plenum (OFNP), PanMPO Male to LC Uniboot staggered pairs 1 and 2 shortest, Std IL, Aqua, 28 ft. | PC | 1 | 1 | 1 | 1 | 702.32
07498392328 | FZ1BN1NNNSNM001 | OM4,1-Fiber,900µm,Buffd,PC,No,1M | The simplex fiber patch cord is OM4 900µm buffered with no jacket. Additionally, it is LC to pigtail with standard insertion loss and is 1 meter in length. | PC | 1 | 10 | 1 | 1 | 13.38
07498392329 | FZ1BN1NNNSNM002 | OM4,1-Fiber,900µm,Buffd,PC,No,2M | The simplex fiber patch cord is OM4 900µm buffered with no jacket. Additionally, it is LC to pigtail with standard insertion loss and is 2 meters in length. | PC | 1 | 10 | 1 | 1 | 14.42
07498392330 | FZ1BN1NNNSNM003 | OM4,1-Fiber,900µm,Buffd,PC,No,3M | The simplex fiber patch cord is OM4 900µm buffered with no jacket. Additionally, it is LC to pigtail with standard insertion loss and is 3 meters in length. | PC | 1 | 10 | 1 | 1 | 15.46
07498392325 | FZ1BN3NNNSNM001 | OM4,1-Fiber,900µm,BuffdFbr,No,1M | OM4 1 fiber, 900m buffered fiber, no jacket, SC to pigtail patch cord, Std IL Aqua, 1 meter | PC | 1 | 10 | 1 | 1 | 12.54
07498392326 | FZ1BN3NNNSNM002 | OM4,1-Fiber,900µm,BuffdFbr,No,2M | OM4 1 fiber, 900m buffered fiber, no jacket, SC to pigtail patch cord, Std IL Aqua, 2 meters | PC | 1 | 10 | 1 | 1 | 13.58
07498392327 | FZ1BN3NNNSNM003 | OM4,1-Fiber,900µm,BuffdFbr,No,3M | OM4 1 fiber, 900m buffered fiber, no jacket, SC to pigtail patch cord, Std IL Aqua, 3 meters | PC | 1 | 10 | 1 | 1 | 14.62
61305628935 | FZ23L2N2NSNM003 | OM4 2 Fiber 3mm Jacket Patchcord LSZH ST |  | PC | 1 | 10 | 1 | 1 | 53.52
61305628932 | FZ23L2NSNSNM002 | OM4 2 Fiber 3mm Jacket Patchcord LSZH ST |  | PC | 1 | 10 | 1 | 1 | 49.18
61305644683 | FZ23LSNSNSNM0.5 | OM4 2f 3mm PC LSZH SC Dup/SC Dup Std Pol |  | PC | 1 | 10 | 1 | 1 | 43.42
07498382635 | FZ23LSNSNSNM001 | OM4,2-Fiber,3mm,PC,LSZH,SC-SC,1M | 2 fiber OM4 SC duplex to SC duplex patch cord, 3mm jacket, low smoke zero halogen (LSZ) rated, Std IL 1 meter | PC | 1 | 10 | 1 | 1 | 44.84
07498382636 | FZ23LSNSNSNM002 | OM4,2-Fiber,3mm,PC,LSZH,SC-SC,2M | 2 fiber OM4 SC duplex to SC duplex patch cord, 3mm jacket, low smoke zero halogen (LSZ) rated, Std IL 2 meters | PC | 1 | 10 | 1 | 1 | 47.68
07498382637 | FZ23LSNSNSNM003 | OM4,2-Fiber,3mm,PC,LSZH,SC-SC,3M | 2 fiber OM4 SC duplex to SC duplex patch cord, 3mm jacket, low smoke zero halogen (LSZ) rated, Std IL 3 meters | PC | 1 | 10 | 1 | 1 | 50.52
07498382685 | FZ23LSNSNSNM004 | OM4,2-Fiber,3mm,PC,LSZH,SC-SC,4M | 2 fiber OM4 SC duplex to SC duplex patch cord, 3mm jacket, low smoke zero halogen (LSZ) rated, Std IL 4 meters | PC | 1 | 10 | 1 | 1 | 53.36
07498382686 | FZ23LSNSNSNM005 | OM4,2-Fiber,3mm,PC,LSZH,SC-SC,5M | 2 fiber OM4 SC duplex to SC duplex patch cord, 3mm jacket, low smoke zero halogen (LSZ) rated, Std IL 5 meters | PC | 1 | 10 | 1 | 1 | 56.2
07498382687 | FZ23LSNSNSNM006 | OM4,2-Fiber,3mm,PC,LSZH,SC-SC,6M | 2 fiber OM4 SC duplex to SC duplex patch cord, 3mm jacket, low smoke zero halogen (LSZ) rated, Std IL 6 meters | PC | 1 | 10 | 1 | 1 | 59.04
07498382689 | FZ23LSNSNSNM007 | OM4,2-Fiber,3mm,PC,LSZH,SC-SC,7M | 2 fiber OM4 SC duplex to SC duplex patch cord, 3mm jacket, low smoke zero halogen (LSZ) rated, Std IL 7 meters | PC | 1 | 10 | 1 | 1 | 61.88
07498382697 | FZ23LSNSNSNM008 | OM4,2-Fiber,3mm,PC,LSZH,SC-SC,8M | 2 fiber OM4 SC duplex to SC duplex patch cord, 3mm jacket, low smoke zero halogen (LSZ) rated, Std IL 8 meters | PC | 1 | 10 | 1 | 1 | 64.72
07498382699 | FZ23LSNSNSNM009 | OM4,2-Fiber,3mm,PC,LSZH,SC-SC,9M | 2 fiber OM4 SC duplex to SC duplex patch cord, 3mm jacket, low smoke zero halogen (LSZ) rated, Std IL 9 meters | PC | 1 | 10 | 1 | 1 | 67.56
07498382725 | FZ23LSNSNSNM010 | OM4,2-Fiber,3mm,PC,LSZH,SC-SC,10M | 2 fiber OM4 SC duplex to SC duplex patch cord, 3mm jacket, low smoke zero halogen (LSZ) rated, Std IL 10 meters | PC | 1 | 10 | 1 | 1 | 70.4
07498382688 | FZ23LSNSNSNM011 | OM4,2-Fiber,3mm,PC,LSZH,SC-SC,11M | 2 fiber OM4 SC duplex to SC duplex patch cord, 3mm jacket, low smoke zero halogen (LSZ) rated, Std IL 11 meters | PC | 1 | 1 | 1 | 1 | 73.24
07498382696 | FZ23LSNSNSNM012 | OM4,2-Fiber,3mm,PC,LSZH,SC-SC,12M | 2 fiber OM4 SC duplex to SC duplex patch cord, 3mm jacket, low smoke zero halogen (LSZ) rated, Std IL 12 meters | PC | 1 | 1 | 1 | 1 | 76.08
07498382698 | FZ23LSNSNSNM013 | OM4,2-Fiber,3mm,PC,LSZH,SC-SC,13M | 2 fiber OM4 SC duplex to SC duplex patch cord, 3mm jacket, low smoke zero halogen (LSZ) rated, Std IL 13 meters | PC | 1 | 1 | 1 | 1 | 78.92
07498382722 | FZ23LSNSNSNM014 | OM4,2-Fiber,3mm,PC,LSZH,SC-SC,14M | 2 fiber OM4 SC duplex to SC duplex patch cord, 3mm jacket, low smoke zero halogen (LSZ) rated, Std IL 14 meters | PC | 1 | 1 | 1 | 1 | 81.76
07498382757 | FZ23LSNSNSNM015 | OM4,2-Fiber,3mm,PC,LSZH,SC-SC,15M | 2 fiber OM4 SC duplex to SC duplex patch cord, 3mm jacket, low smoke zero halogen (LSZ) rated, Std IL 15 meters | PC | 1 | 1 | 1 | 1 | 84.6
07498382758 | FZ23LSNSNSNM016 | OM4,2-Fiber,3mm,PC,LSZH,SC-SC,16M | 2 fiber OM4 SC duplex to SC duplex patch cord, 3mm jacket, low smoke zero halogen (LSZ) rated, Std IL 16 meters | PC | 1 | 1 | 1 | 1 | 87.44
07498382761 | FZ23LSNSNSNM017 | OM4,2-Fiber,3mm,PC,LSZH,SC-SC,17M | 2 fiber OM4 SC duplex to SC duplex patch cord, 3mm jacket, low smoke zero halogen (LSZ) rated, Std IL 17 meters | PC | 1 | 1 | 1 | 1 | 90.28
07498382763 | FZ23LSNSNSNM018 | OM4,2-Fiber,3mm,PC,LSZH,SC-SC,18M | 2 fiber OM4 SC duplex to SC duplex patch cord, 3mm jacket, low smoke zero halogen (LSZ) rated, Std IL 18 meters | PC | 1 | 1 | 1 | 1 | 93.12
07498382800 | FZ23LSNSNSNM019 | OM4,2-Fiber,3mm,PC,LSZH,SC-SC,19M | 2 fiber OM4 SC duplex to SC duplex patch cord, 3mm jacket, low smoke zero halogen (LSZ) rated, Std IL 19 meters | PC | 1 | 1 | 1 | 1 | 95.96
07498382803 | FZ23LSNSNSNM020 | OM4,2-Fiber,3mm,PC,LSZH,SC-SC,20M | 2 fiber OM4 SC duplex to SC duplex patch cord, 3mm jacket, low smoke zero halogen (LSZ) rated, Std IL 20 meters | PC | 1 | 1 | 1 | 1 | 98.8
07498382806 | FZ23LSNSNSNM021 | OM4,2-Fiber,3mm,PC,LSZH,SC-SC,21M | 2 fiber OM4 SC duplex to SC duplex patch cord, 3mm jacket, low smoke zero halogen (LSZ) rated, Std IL 21 meters | PC | 1 | 1 | 1 | 1 | 101.64
07498382807 | FZ23LSNSNSNM022 | OM4,2-Fiber,3mm,PC,LSZH,SC-SC,22M | 2 fiber OM4 SC duplex to SC duplex patch cord, 3mm jacket, low smoke zero halogen (LSZ) rated, Std IL 22 meters | PC | 1 | 1 | 1 | 1 | 104.48
07498382808 | FZ23LSNSNSNM023 | OM4,2-Fiber,3mm,PC,LSZH,SC-SC,23M | 2 fiber OM4 SC duplex to SC duplex patch cord, 3mm jacket, low smoke zero halogen (LSZ) rated, Std IL 23 meters | PC | 1 | 1 | 1 | 1 | 107.32
07498382809 | FZ23LSNSNSNM024 | OM4,2-Fiber,3mm,PC,LSZH,SC-SC,24M | 2 fiber OM4 SC duplex to SC duplex patch cord, 3mm jacket, low smoke zero halogen (LSZ) rated, Std IL 24 meters | PC | 1 | 1 | 1 | 1 | 110.16
07498382811 | FZ23LSNSNSNM025 | OM4,2-Fiber,3mm,PC,LSZH,SC-SC,25M | 2 fiber OM4 SC duplex to SC duplex patch cord, 3mm jacket, low smoke zero halogen (LSZ) rated, Std IL 25 meters | PC | 1 | 1 | 1 | 1 | 113
07498382813 | FZ23LSNSNSNM026 | OM4,2-Fiber,3mm,PC,LSZH,SC-SC,26M | 2 fiber OM4 SC duplex to SC duplex patch cord, 3mm jacket, low smoke zero halogen (LSZ) rated, Std IL 26 meters | PC | 1 | 1 | 1 | 1 | 115.84
07498382766 | FZ23LSNSNSNM027 | OM4,2-Fiber,3mm,PC,LSZH,SC-SC,27M | 2 fiber OM4 SC duplex to SC duplex patch cord, 3mm jacket, low smoke zero halogen (LSZ) rated, Std IL 27 meters | PC | 1 | 1 | 1 | 1 | 118.68
07498382801 | FZ23LSNSNSNM028 | OM4,2-Fiber,3mm,PC,LSZH,SC-SC,28M | 2 fiber OM4 SC duplex to SC duplex patch cord, 3mm jacket, low smoke zero halogen (LSZ) rated, Std IL 28 meters | PC | 1 | 1 | 1 | 1 | 121.52
07498382802 | FZ23LSNSNSNM029 | OM4,2-Fiber,3mm,PC,LSZH,SC-SC,29M | 2 fiber OM4 SC duplex to SC duplex patch cord, 3mm jacket, low smoke zero halogen (LSZ) rated, Std IL 29 meters | PC | 1 | 1 | 1 | 1 | 124.36
07498382805 | FZ23LSNSNSNM030 | OM4,2-Fiber,3mm,PC,LSZH,SC-SC,30M | 2 fiber OM4 SC duplex to SC duplex patch cord, 3mm jacket, low smoke zero halogen (LSZ) rated, Std IL 30 meters | PC | 1 | 1 | 1 | 1 | 127.2
07498382810 | FZ23LSNSNSNM031 | OM4,2-Fiber,3mm,PC,LSZH,SC-SC,31M | 2 fiber OM4 SC duplex to SC duplex patch cord, 3mm jacket, low smoke zero halogen (LSZ) rated, Std IL 31 meters | PC | 1 | 1 | 1 | 1 | 130.04
07498382812 | FZ23LSNSNSNM032 | OM4,2-Fiber,3mm,PC,LSZH,SC-SC,32M | 2 fiber OM4 SC duplex to SC duplex patch cord, 3mm jacket, low smoke zero halogen (LSZ) rated, Std IL 32 meters | PC | 1 | 1 | 1 | 1 | 132.88
07498382814 | FZ23LSNSNSNM033 | OM4,2-Fiber,3mm,PC,LSZH,SC-SC,33M | 2 fiber OM4 SC duplex to SC duplex patch cord, 3mm jacket, low smoke zero halogen (LSZ) rated, Std IL 33 meters | PC | 1 | 1 | 1 | 1 | 135.72
07498382815 | FZ23LSNSNSNM034 | OM4,2-Fiber,3mm,PC,LSZH,SC-SC,34M | 2 fiber OM4 SC duplex to SC duplex patch cord, 3mm jacket, low smoke zero halogen (LSZ) rated, Std IL 34 meters | PC | 1 | 1 | 1 | 1 | 138.56
07498382816 | FZ23LSNSNSNM035 | OM4,2-Fiber,3mm,PC,LSZH,SC-SC,35M | 2 fiber OM4 SC duplex to SC duplex patch cord, 3mm jacket, low smoke zero halogen (LSZ) rated, Std IL 35 meters | PC | 1 | 1 | 1 | 1 | 141.4
07498382817 | FZ23LSNSNSNM036 | OM4,2-Fiber,3mm,PC,LSZH,SC-SC,36M | 2 fiber OM4 SC duplex to SC duplex patch cord, 3mm jacket, low smoke zero halogen (LSZ) rated, Std IL 36 meters | PC | 1 | 1 | 1 | 1 | 144.24
07498382818 | FZ23LSNSNSNM037 | OM4,2-Fiber,3mm,PC,LSZH,SC-SC,37M | 2 fiber OM4 SC duplex to SC duplex patch cord, 3mm jacket, low smoke zero halogen (LSZ) rated, Std IL 37 meters | PC | 1 | 1 | 1 | 1 | 147.08
07498382819 | FZ23LSNSNSNM038 | OM4,2-Fiber,3mm,PC,LSZH,SC-SC,38M | 2 fiber OM4 SC duplex to SC duplex patch cord, 3mm jacket, low smoke zero halogen (LSZ) rated, Std IL 38 meters | PC | 1 | 1 | 1 | 1 | 149.92
07498382820 | FZ23LSNSNSNM039 | OM4,2-Fiber,3mm,PC,LSZH,SC-SC,39M | 2 fiber OM4 SC duplex to SC duplex patch cord, 3mm jacket, low smoke zero halogen (LSZ) rated, Std IL 39 meters | PC | 1 | 1 | 1 | 1 | 152.76
07498382821 | FZ23LSNSNSNM040 | OM4,2-Fiber,3mm,PC,LSZH,SC-SC,40M | 2 fiber OM4 SC duplex to SC duplex patch cord, 3mm jacket, low smoke zero halogen (LSZ) rated, Std IL 40 meters | PC | 1 | 1 | 1 | 1 | 155.6
07498382822 | FZ23LSNSNSNM041 | OM4,2-Fiber,3mm,PC,LSZH,SC-SC,41M | 2 fiber OM4 SC duplex to SC duplex patch cord, 3mm jacket, low smoke zero halogen (LSZ) rated, Std IL 41 meters | PC | 1 | 1 | 1 | 1 | 158.44
07498382823 | FZ23LSNSNSNM042 | OM4,2-Fiber,3mm,PC,LSZH,SC-SC,42M | 2 fiber OM4 SC duplex to SC duplex patch cord, 3mm jacket, low smoke zero halogen (LSZ) rated, Std IL 42 meters | PC | 1 | 1 | 1 | 1 | 161.28
07498382824 | FZ23LSNSNSNM043 | OM4,2-Fiber,3mm,PC,LSZH,SC-SC,43M | 2 fiber OM4 SC duplex to SC duplex patch cord, 3mm jacket, low smoke zero halogen (LSZ) rated, Std IL 43 meters | PC | 1 | 1 | 1 | 1 | 164.12
07498382825 | FZ23LSNSNSNM044 | OM4,2-Fiber,3mm,PC,LSZH,SC-SC,44M | 2 fiber OM4 SC duplex to SC duplex patch cord, 3mm jacket, low smoke zero halogen (LSZ) rated, Std IL 44 meters | PC | 1 | 1 | 1 | 1 | 166.96
07498382826 | FZ23LSNSNSNM045 | OM4,2-Fiber,3mm,PC,LSZH,SC-SC,45M | 2 fiber OM4 SC duplex to SC duplex patch cord, 3mm jacket, low smoke zero halogen (LSZ) rated, Std IL 45 meters | PC | 1 | 1 | 1 | 1 | 169.8
07498382827 | FZ23LSNSNSNM046 | OM4,2-Fiber,3mm,PC,LSZH,SC-SC,46M | 2 fiber OM4 SC duplex to SC duplex patch cord, 3mm jacket, low smoke zero halogen (LSZ) rated, Std IL 46 meters | PC | 1 | 1 | 1 | 1 | 172.64
07498382828 | FZ23LSNSNSNM047 | OM4,2-Fiber,3mm,PC,LSZH,SC-SC,47M | 2 fiber OM4 SC duplex to SC duplex patch cord, 3mm jacket, low smoke zero halogen (LSZ) rated, Std IL 47 meters | PC | 1 | 1 | 1 | 1 | 175.48
07498382829 | FZ23LSNSNSNM048 | OM4,2-Fiber,3mm,PC,LSZH,SC-SC,48M | 2 fiber OM4 SC duplex to SC duplex patch cord, 3mm jacket, low smoke zero halogen (LSZ) rated, Std IL 48 meters | PC | 1 | 1 | 1 | 1 | 178.32
07498382831 | FZ23LSNSNSNM049 | OM4,2-Fiber,3mm,PC,LSZH,SC-SC,49M | 2 fiber OM4 SC duplex to SC duplex patch cord, 3mm jacket, low smoke zero halogen (LSZ) rated, Std IL 49 meters | PC | 1 | 1 | 1 | 1 | 181.16
07498382833 | FZ23LSNSNSNM050 | OM4,2-Fiber,3mm,PC,LSZH,SC-SC,50M | 2 fiber OM4 SC duplex to SC duplex patch cord, 3mm jacket, low smoke zero halogen (LSZ) rated, Std IL 50 meters | PC | 1 | 1 | 1 | 1 | 184
61305644684 | FZ23LSNSNSNM1.5 | OM4 2f 3mm PC LSZH SC Dup/SC Dup Std Pol |  | PC | 1 | 10 | 1 | 1 | 46.26
61305644685 | FZ23LSNSNSNM2.5 | OM4 2f 3mm PC LSZH SC Dup/SC Dup Std Pol |  | PC | 1 | 10 | 1 | 1 | 49.1
61305644686 | FZ23LSNSNSNM3.5 | OM4 2f 3mm PC LSZH SC Dup/SC Dup Std Pol |  | PC | 1 | 10 | 1 | 1 | 51.94
61305644687 | FZ23LSNSNSNM4.5 | OM4 2f 3mm PC LSZH SC Dup/SC Dup Std Pol |  | PC | 1 | 10 | 1 | 1 | 54.78
61305644688 | FZ23LSNSNSNM5.5 | OM4 2f 3mm PC LSZH SC Dup/SC Dup Std Pol |  | PC | 1 | 10 | 1 | 1 | 57.62
61305644689 | FZ23LSNSNSNM6.5 | OM4 2f 3mm PC LSZH SC Dup/SC Dup Std Pol |  | PC | 1 | 10 | 1 | 1 | 60.46
61305644690 | FZ23LSNSNSNM7.5 | OM4 2f 3mm PC LSZH SC Dup/SC Dup Std Pol |  | PC | 1 | 10 | 1 | 1 | 63.3
61305644691 | FZ23LSNSNSNM8.5 | OM4 2f 3mm PC LSZH SC Dup/SC Dup Std Pol |  | PC | 1 | 10 | 1 | 1 | 66.14
61305644692 | FZ23LSNSNSNM9.5 | OM4 2f 3mm PC LSZH SC Dup/SC Dup Std Pol |  | PC | 1 | 10 | 1 | 1 | 68.98
07498381512 | FZ23PSNSNSNM001 | OM4 2 Fiber 3mm Jacket Patchcord Plenum | OM4 2 Fiber 3mm Jacket Patchcord Plenum SC Duplex to SC Duplex Std. IL - 1m | PC | 1 | 10 | 1 | 1 | 44.84
07498381513 | FZ23PSNSNSNM002 | OM4 2 Fiber 3mm Jacket Patchcord Plenum | OM4 2 Fiber 3mm Jacket Patchcord Plenum SC Duplex to SC Duplex Std. IL - 2m | PC | 1 | 10 | 1 | 1 | 47.68
07498381514 | FZ23PSNSNSNM003 | OM4 2 Fiber 3mm Jacket Patchcord Plenum | OM4 2 Fiber 3mm Jacket Patchcord Plenum SC Duplex to SC Duplex Std. IL - 3m | PC | 1 | 10 | 1 | 1 | 50.52
07498381515 | FZ23PSNSNSNM004 | OM4 2 Fiber 3mm Jacket Patchcord Plenum | OM4 2 Fiber 3mm Jacket Patchcord Plenum SC Duplex to SC Duplex Std. IL - 4m | PC | 1 | 10 | 1 | 1 | 53.36
07498381516 | FZ23PSNSNSNM005 | OM4 2 Fiber 3mm Jacket Patchcord Plenum | OM4 2 Fiber 3mm Jacket Patchcord Plenum SC Duplex to SC Duplex Std. IL - 5m | PC | 1 | 10 | 1 | 1 | 56.2
07498381517 | FZ23PSNSNSNM006 | OM4 2 Fiber 3mm Jacket Patchcord Plenum | OM4 2 Fiber 3mm Jacket Patchcord Plenum SC Duplex to SC Duplex Std. IL - 6m | PC | 1 | 10 | 1 | 1 | 59.04
07498381518 | FZ23PSNSNSNM007 | OM4 2 Fiber 3mm Jacket Patchcord Plenum | OM4 2 Fiber 3mm Jacket Patchcord Plenum SC Duplex to SC Duplex Std. IL - 7m | PC | 1 | 10 | 1 | 1 | 61.88
07498381519 | FZ23PSNSNSNM008 | OM4 2 Fiber 3mm Jacket Patchcord Plenum | OM4 2 Fiber 3mm Jacket Patchcord Plenum SC Duplex to SC Duplex Std. IL - 8m | PC | 1 | 10 | 1 | 1 | 64.72
07498381520 | FZ23PSNSNSNM009 | OM4 2 Fiber 3mm Jacket Patchcord Plenum | OM4 2 Fiber 3mm Jacket Patchcord Plenum SC Duplex to SC Duplex Std. IL - 9m | PC | 1 | 10 | 1 | 1 | 67.56
07498381521 | FZ23PSNSNSNM010 | OM4 2 Fiber 3mm Jacket Patchcord Plenum | OM4 2 Fiber 3mm Jacket Patchcord Plenum SC Duplex to SC Duplex Std. IL - 10m | PC | 1 | 10 | 1 | 1 | 70.4
07498381522 | FZ23PSNSNSNM011 | OM4 2 Fiber 3mm Jacket Patchcord Plenum | OM4 2 Fiber 3mm Jacket Patchcord Plenum SC Duplex to SC Duplex Std. IL - 11m | PC | 1 | 1 | 1 | 1 | 73.24
07498381523 | FZ23PSNSNSNM012 | OM4 2 Fiber 3mm Jacket Patchcord Plenum | OM4 2 Fiber 3mm Jacket Patchcord Plenum SC Duplex to SC Duplex Std. IL - 12m | PC | 1 | 1 | 1 | 1 | 76.08
07498381524 | FZ23PSNSNSNM013 | OM4 2 Fiber 3mm Jacket Patchcord Plenum | OM4 2 Fiber 3mm Jacket Patchcord Plenum SC Duplex to SC Duplex Std. IL - 13m | PC | 1 | 1 | 1 | 1 | 78.92
07498381525 | FZ23PSNSNSNM014 | OM4 2 Fiber 3mm Jacket Patchcord Plenum | OM4 2 Fiber 3mm Jacket Patchcord Plenum SC Duplex to SC Duplex Std. IL - 14m | PC | 1 | 1 | 1 | 1 | 81.76
07498381526 | FZ23PSNSNSNM015 | OM4 2 Fiber 3mm Jacket Patchcord Plenum | OM4 2 Fiber 3mm Jacket Patchcord Plenum SC Duplex to SC Duplex Std. IL - 15m | PC | 1 | 1 | 1 | 1 | 84.6
07498381527 | FZ23PSNSNSNM016 | OM4 2 Fiber 3mm Jacket Patchcord Plenum | OM4 2 Fiber 3mm Jacket Patchcord Plenum SC Duplex to SC Duplex Std. IL - 16m | PC | 1 | 1 | 1 | 1 | 87.44
07498381528 | FZ23PSNSNSNM017 | OM4 2 Fiber 3mm Jacket Patchcord Plenum | OM4 2 Fiber 3mm Jacket Patchcord Plenum SC Duplex to SC Duplex Std. IL - 17m | PC | 1 | 1 | 1 | 1 | 90.28
07498381529 | FZ23PSNSNSNM018 | OM4 2 Fiber 3mm Jacket Patchcord Plenum | OM4 2 Fiber 3mm Jacket Patchcord Plenum SC Duplex to SC Duplex Std. IL - 18m | PC | 1 | 1 | 1 | 1 | 93.12
07498381530 | FZ23PSNSNSNM019 | OM4 2 Fiber 3mm Jacket Patchcord Plenum | OM4 2 Fiber 3mm Jacket Patchcord Plenum SC Duplex to SC Duplex Std. IL - 19m | PC | 1 | 1 | 1 | 1 | 95.96
07498381531 | FZ23PSNSNSNM020 | OM4 2 Fiber 3mm Jacket Patchcord Plenum | OM4 2 Fiber 3mm Jacket Patchcord Plenum SC Duplex to SC Duplex Std. IL - 20m | PC | 1 | 1 | 1 | 1 | 98.8
07498381532 | FZ23PSNSNSNM021 | OM4 2 Fiber 3mm Jacket Patchcord Plenum | OM4 2 Fiber 3mm Jacket Patchcord Plenum SC Duplex to SC Duplex Std. IL - 21m | PC | 1 | 1 | 1 | 1 | 101.64
07498381533 | FZ23PSNSNSNM022 | OM4 2 Fiber 3mm Jacket Patchcord Plenum | OM4 2 Fiber 3mm Jacket Patchcord Plenum SC Duplex to SC Duplex Std. IL - 22m | PC | 1 | 1 | 1 | 1 | 104.48
07498381534 | FZ23PSNSNSNM023 | OM4 2 Fiber 3mm Jacket Patchcord Plenum | OM4 2 Fiber 3mm Jacket Patchcord Plenum SC Duplex to SC Duplex Std. IL - 23m | PC | 1 | 1 | 1 | 1 | 107.32
07498381535 | FZ23PSNSNSNM024 | OM4 2 Fiber 3mm Jacket Patchcord Plenum | OM4 2 Fiber 3mm Jacket Patchcord Plenum SC Duplex to SC Duplex Std. IL - 24m | PC | 1 | 1 | 1 | 1 | 110.16
07498381536 | FZ23PSNSNSNM025 | OM4 2 Fiber 3mm Jacket Patchcord Plenum | OM4 2 Fiber 3mm Jacket Patchcord Plenum SC Duplex to SC Duplex Std. IL - 25m | PC | 1 | 1 | 1 | 1 | 113
07498381537 | FZ23PSNSNSNM026 | OM4 2 Fiber 3mm Jacket Patchcord Plenum | OM4 2 Fiber 3mm Jacket Patchcord Plenum SC Duplex to SC Duplex Std. IL - 26m | PC | 1 | 1 | 1 | 1 | 115.84
07498381538 | FZ23PSNSNSNM027 | OM4 2 Fiber 3mm Jacket Patchcord Plenum | OM4 2 Fiber 3mm Jacket Patchcord Plenum SC Duplex to SC Duplex Std. IL - 27m | PC | 1 | 1 | 1 | 1 | 118.68
07498381539 | FZ23PSNSNSNM028 | OM4 2 Fiber 3mm Jacket Patchcord Plenum | OM4 2 Fiber 3mm Jacket Patchcord Plenum SC Duplex to SC Duplex Std. IL - 28m | PC | 1 | 1 | 1 | 1 | 121.52
07498381540 | FZ23PSNSNSNM029 | OM4 2 Fiber 3mm Jacket Patchcord Plenum | OM4 2 Fiber 3mm Jacket Patchcord Plenum SC Duplex to SC Duplex Std. IL - 29m | PC | 1 | 1 | 1 | 1 | 124.36
07498381541 | FZ23PSNSNSNM030 | OM4 2 Fiber 3mm Jacket Patchcord Plenum | OM4 2 Fiber 3mm Jacket Patchcord Plenum SC Duplex to SC Duplex Std. IL - 30m | PC | 1 | 1 | 1 | 1 | 127.2
07498381542 | FZ23PSNSNSNM031 | OM4 2 Fiber 3mm Jacket Patchcord Plenum | OM4 2 Fiber 3mm Jacket Patchcord Plenum SC Duplex to SC Duplex Std. IL - 31m | PC | 1 | 1 | 1 | 1 | 130.04
07498381543 | FZ23PSNSNSNM032 | OM4 2 Fiber 3mm Jacket Patchcord Plenum | OM4 2 Fiber 3mm Jacket Patchcord Plenum SC Duplex to SC Duplex Std. IL - 32m | PC | 1 | 1 | 1 | 1 | 132.88
07498381544 | FZ23PSNSNSNM033 | OM4 2 Fiber 3mm Jacket Patchcord Plenum | OM4 2 Fiber 3mm Jacket Patchcord Plenum SC Duplex to SC Duplex Std. IL - 33m | PC | 1 | 1 | 1 | 1 | 135.72
07498381545 | FZ23PSNSNSNM034 | OM4 2 Fiber 3mm Jacket Patchcord Plenum | OM4 2 Fiber 3mm Jacket Patchcord Plenum SC Duplex to SC Duplex Std. IL - 34m | PC | 1 | 1 | 1 | 1 | 138.56
07498381546 | FZ23PSNSNSNM035 | OM4 2 Fiber 3mm Jacket Patchcord Plenum | OM4 2 Fiber 3mm Jacket Patchcord Plenum SC Duplex to SC Duplex Std. IL - 35m | PC | 1 | 1 | 1 | 1 | 141.4
07498381547 | FZ23PSNSNSNM036 | OM4 2 Fiber 3mm Jacket Patchcord Plenum | OM4 2 Fiber 3mm Jacket Patchcord Plenum SC Duplex to SC Duplex Std. IL - 36m | PC | 1 | 1 | 1 | 1 | 144.24
07498381548 | FZ23PSNSNSNM037 | OM4 2 Fiber 3mm Jacket Patchcord Plenum | OM4 2 Fiber 3mm Jacket Patchcord Plenum SC Duplex to SC Duplex Std. IL - 37m | PC | 1 | 1 | 1 | 1 | 147.08
07498381549 | FZ23PSNSNSNM038 | OM4 2 Fiber 3mm Jacket Patchcord Plenum | OM4 2 Fiber 3mm Jacket Patchcord Plenum SC Duplex to SC Duplex Std. IL - 38m | PC | 1 | 1 | 1 | 1 | 149.92
07498381550 | FZ23PSNSNSNM039 | OM4 2 Fiber 3mm Jacket Patchcord Plenum | OM4 2 Fiber 3mm Jacket Patchcord Plenum SC Duplex to SC Duplex Std. IL - 39m | PC | 1 | 1 | 1 | 1 | 152.76
07498381551 | FZ23PSNSNSNM040 | OM4 2 Fiber 3mm Jacket Patchcord Plenum | OM4 2 Fiber 3mm Jacket Patchcord Plenum SC Duplex to SC Duplex Std. IL - 40m | PC | 1 | 1 | 1 | 1 | 155.6
07498381552 | FZ23PSNSNSNM041 | OM4 2 Fiber 3mm Jacket Patchcord Plenum | OM4 2 Fiber 3mm Jacket Patchcord Plenum SC Duplex to SC Duplex Std. IL - 41m | PC | 1 | 1 | 1 | 1 | 158.44
07498381553 | FZ23PSNSNSNM042 | OM4 2 Fiber 3mm Jacket Patchcord Plenum | OM4 2 Fiber 3mm Jacket Patchcord Plenum SC Duplex to SC Duplex Std. IL - 42m | PC | 1 | 1 | 1 | 1 | 161.28
07498381554 | FZ23PSNSNSNM043 | OM4 2 Fiber 3mm Jacket Patchcord Plenum | OM4 2 Fiber 3mm Jacket Patchcord Plenum SC Duplex to SC Duplex Std. IL - 43m | PC | 1 | 1 | 1 | 1 | 164.12
07498381555 | FZ23PSNSNSNM044 | OM4 2 Fiber 3mm Jacket Patchcord Plenum | OM4 2 Fiber 3mm Jacket Patchcord Plenum SC Duplex to SC Duplex Std. IL - 44m | PC | 1 | 1 | 1 | 1 | 166.96
07498381556 | FZ23PSNSNSNM045 | OM4 2 Fiber 3mm Jacket Patchcord Plenum | OM4 2 Fiber 3mm Jacket Patchcord Plenum SC Duplex to SC Duplex Std. IL - 45m | PC | 1 | 1 | 1 | 1 | 169.8
07498381557 | FZ23PSNSNSNM046 | OM4 2 Fiber 3mm Jacket Patchcord Plenum | OM4 2 Fiber 3mm Jacket Patchcord Plenum SC Duplex to SC Duplex Std. IL - 46m | PC | 1 | 1 | 1 | 1 | 172.64
07498381558 | FZ23PSNSNSNM047 | OM4 2 Fiber 3mm Jacket Patchcord Plenum | OM4 2 Fiber 3mm Jacket Patchcord Plenum SC Duplex to SC Duplex Std. IL - 47m | PC | 1 | 1 | 1 | 1 | 175.48
07498381559 | FZ23PSNSNSNM048 | OM4 2 Fiber 3mm Jacket Patchcord Plenum | OM4 2 Fiber 3mm Jacket Patchcord Plenum SC Duplex to SC Duplex Std. IL - 48m | PC | 1 | 1 | 1 | 1 | 178.32
07498381560 | FZ23PSNSNSNM049 | OM4 2 Fiber 3mm Jacket Patchcord Plenum | OM4 2 Fiber 3mm Jacket Patchcord Plenum SC Duplex to SC Duplex Std. IL - 49m | PC | 1 | 1 | 1 | 1 | 181.16
07498381561 | FZ23PSNSNSNM050 | OM4 2 Fiber 3mm Jacket Patchcord Plenum | OM4 2 Fiber 3mm Jacket Patchcord Plenum SC Duplex to SC Duplex Std. IL - 50m | PC | 1 | 1 | 1 | 1 | 184
61305628924 | FZ23R2NSNSNM001 | OM4 2 Fiber 3mm Jacket Patchcord Riser S |  | PC | 1 | 10 | 1 | 1 | 46.34
61305644648 | FZ23RSNSNSNF001 | OM4 2f 3mm PC OFNR SC Dup/SC Dup Std Pol |  | PC | 1 | 10 | 1 | 1 | 42.86
61305644649 | FZ23RSNSNSNF002 | OM4 2f 3mm PC OFNR SC Dup/SC Dup Std Pol |  | PC | 1 | 10 | 1 | 1 | 43.74
61305644650 | FZ23RSNSNSNF003 | OM4 2f 3mm PC OFNR SC Dup/SC Dup Std Pol |  | PC | 1 | 10 | 1 | 1 | 44.6
61305644651 | FZ23RSNSNSNF004 | OM4 2f 3mm PC OFNR SC Dup/SC Dup Std Pol |  | PC | 1 | 10 | 1 | 1 | 45.46
61305644652 | FZ23RSNSNSNF005 | OM4 2f 3mm PC OFNR SC Dup/SC Dup Std Pol |  | PC | 1 | 10 | 1 | 1 | 46.32
61305644653 | FZ23RSNSNSNF006 | OM4 2f 3mm PC OFNR SC Dup/SC Dup Std Pol |  | PC | 1 | 10 | 1 | 1 | 47.2
61305644654 | FZ23RSNSNSNF007 | OM4 2f 3mm PC OFNR SC Dup/SC Dup Std Pol |  | PC | 1 | 10 | 1 | 1 | 48.06
61305644655 | FZ23RSNSNSNF008 | OM4 2f 3mm PC OFNR SC Dup/SC Dup Std Pol |  | PC | 1 | 10 | 1 | 1 | 48.92
61305644656 | FZ23RSNSNSNF009 | OM4 2f 3mm PC OFNR SC Dup/SC Dup Std Pol |  | PC | 1 | 10 | 1 | 1 | 49.8
61305644657 | FZ23RSNSNSNF010 | OM4 2f 3mm PC OFNR SC Dup/SC Dup Std Pol |  | PC | 1 | 10 | 1 | 1 | 50.66
61305644658 | FZ23RSNSNSNF011 | OM4 2f 3mm PC OFNR SC Dup/SC Dup Std Pol |  | PC | 1 | 10 | 1 | 1 | 51.52
61305644659 | FZ23RSNSNSNF012 | OM4 2f 3mm PC OFNR SC Dup/SC Dup Std Pol |  | PC | 1 | 10 | 1 | 1 | 52.38
61305644660 | FZ23RSNSNSNF013 | OM4 2f 3mm PC OFNR SC Dup/SC Dup Std Pol |  | PC | 1 | 10 | 1 | 1 | 53.26
61305644661 | FZ23RSNSNSNF014 | OM4 2f 3mm PC OFNR SC Dup/SC Dup Std Pol |  | PC | 1 | 10 | 1 | 1 | 54.12
61305644662 | FZ23RSNSNSNF015 | OM4 2f 3mm PC OFNR SC Dup/SC Dup Std Pol |  | PC | 1 | 10 | 1 | 1 | 54.98
61305644663 | FZ23RSNSNSNF016 | OM4 2f 3mm PC OFNR SC Dup/SC Dup Std Pol |  | PC | 1 | 10 | 1 | 1 | 55.84
61305644664 | FZ23RSNSNSNF017 | OM4 2f 3mm PC OFNR SC Dup/SC Dup Std Pol |  | PC | 1 | 10 | 1 | 1 | 56.72
61305644665 | FZ23RSNSNSNF018 | OM4 2f 3mm PC OFNR SC Dup/SC Dup Std Pol |  | PC | 1 | 10 | 1 | 1 | 57.58
61305644666 | FZ23RSNSNSNF019 | OM4 2f 3mm PC OFNR SC Dup/SC Dup Std Pol |  | PC | 1 | 10 | 1 | 1 | 58.44
61305644667 | FZ23RSNSNSNF020 | OM4 2f 3mm PC OFNR SC Dup/SC Dup Std Pol |  | PC | 1 | 10 | 1 | 1 | 59.32
61305644668 | FZ23RSNSNSNF021 | OM4 2f 3mm PC OFNR SC Dup/SC Dup Std Pol |  | PC | 1 | 10 | 1 | 1 | 60.18
61305644669 | FZ23RSNSNSNF022 | OM4 2f 3mm PC OFNR SC Dup/SC Dup Std Pol |  | PC | 1 | 10 | 1 | 1 | 61.04
61305644670 | FZ23RSNSNSNF023 | OM4 2f 3mm PC OFNR SC Dup/SC Dup Std Pol |  | PC | 1 | 10 | 1 | 1 | 61.9
61305644671 | FZ23RSNSNSNF024 | OM4 2f 3mm PC OFNR SC Dup/SC Dup Std Pol |  | PC | 1 | 10 | 1 | 1 | 62.78
61305644672 | FZ23RSNSNSNF025 | OM4 2f 3mm PC OFNR SC Dup/SC Dup Std Pol |  | PC | 1 | 10 | 1 | 1 | 63.64
61305644673 | FZ23RSNSNSNM0.5 | OM4 2f 3mm PC OFNR SC Dup/SC Dup Std Pol |  | PC | 1 | 10 | 1 | 1 | 43.42
07498382033 | FZ23RSNSNSNM001 | OM4 2 Fiber 3mm Jacket Patchcord Riser S | OM4 2 Fiber 3mm Jacket Patchcord Riser SC Duplex to SC Duplex Std. IL - 1 Meter | PC | 1 | 10 | 1 | 1 | 44.84
07498382036 | FZ23RSNSNSNM002 | OM4 2 Fiber 3mm Jacket Patchcord Riser S | OM4 2 Fiber 3mm Jacket Patchcord Riser SC Duplex to SC Duplex Std. IL - 2 Meters | PC | 1 | 10 | 1 | 1 | 47.68
07498382038 | FZ23RSNSNSNM003 | OM4 2 Fiber 3mm Jacket Patchcord Riser S | OM4 2 Fiber 3mm Jacket Patchcord Riser SC Duplex to SC Duplex Std. IL - 3 Meters | PC | 1 | 10 | 1 | 1 | 50.52
07498382041 | FZ23RSNSNSNM004 | OM4 2 Fiber 3mm Jacket Patchcord Riser S | OM4 2 Fiber 3mm Jacket Patchcord Riser SC Duplex to SC Duplex Std. IL - 4 Meters | PC | 1 | 10 | 1 | 1 | 53.36
07498383306 | FZ23RSNSNSNM005 | OM4 2 Fiber 3mm Jacket Patchcord Riser S | OM4 2 Fiber 3mm Jacket Patchcord Riser SC Duplex to SC Duplex Std. IL - 5 Meters | PC | 1 | 10 | 1 | 1 | 56.2
07498382045 | FZ23RSNSNSNM006 | OM4 2 Fiber 3mm Jacket Patchcord Riser S | OM4 2 Fiber 3mm Jacket Patchcord Riser SC Duplex to SC Duplex Std. IL - 6 Meters | PC | 1 | 10 | 1 | 1 | 59.04
07498382048 | FZ23RSNSNSNM007 | OM4 2 Fiber 3mm Jacket Patchcord Riser S | OM4 2 Fiber 3mm Jacket Patchcord Riser SC Duplex to SC Duplex Std. IL - 7 Meters | PC | 1 | 10 | 1 | 1 | 61.88
07498382052 | FZ23RSNSNSNM008 | OM4 2 Fiber 3mm Jacket Patchcord Riser S | OM4 2 Fiber 3mm Jacket Patchcord Riser SC Duplex to SC Duplex Std. IL - 8 Meters | PC | 1 | 10 | 1 | 1 | 64.72
07498382058 | FZ23RSNSNSNM009 | OM4 2 Fiber 3mm Jacket Patchcord Riser S | OM4 2 Fiber 3mm Jacket Patchcord Riser SC Duplex to SC Duplex Std. IL - 9 Meters | PC | 1 | 10 | 1 | 1 | 67.56
07498383681 | FZ23RSNSNSNM010 | OM4 2 Fiber 3mm Jacket Patchcord Riser S | OM4 2 Fiber 3mm Jacket Patchcord Riser SC Duplex to SC Duplex Std. IL - 10 Meters | PC | 1 | 10 | 1 | 1 | 70.4
07498382034 | FZ23RSNSNSNM011 | OM4 2 Fiber 3mm Jacket Patchcord Riser S | OM4 2 Fiber 3mm Jacket Patchcord Riser SC Duplex to SC Duplex Std. IL - 11 Meters | PC | 1 | 1 | 1 | 1 | 73.24
07498382037 | FZ23RSNSNSNM012 | OM4 2 Fiber 3mm Jacket Patchcord Riser S | OM4 2 Fiber 3mm Jacket Patchcord Riser SC Duplex to SC Duplex Std. IL - 12 Meters | PC | 1 | 1 | 1 | 1 | 76.08
07498382040 | FZ23RSNSNSNM013 | OM4 2 Fiber 3mm Jacket Patchcord Riser S | OM4 2 Fiber 3mm Jacket Patchcord Riser SC Duplex to SC Duplex Std. IL - 13 Meters | PC | 1 | 1 | 1 | 1 | 78.92
07498382044 | FZ23RSNSNSNM014 | OM4 2 Fiber 3mm Jacket Patchcord Riser S | OM4 2 Fiber 3mm Jacket Patchcord Riser SC Duplex to SC Duplex Std. IL - 14 Meters | PC | 1 | 1 | 1 | 1 | 81.76
07498382049 | FZ23RSNSNSNM015 | OM4 2 Fiber 3mm Jacket Patchcord Riser S | OM4 2 Fiber 3mm Jacket Patchcord Riser SC Duplex to SC Duplex Std. IL - 15 Meters | PC | 1 | 1 | 1 | 1 | 84.6
07498382057 | FZ23RSNSNSNM016 | OM4 2 Fiber 3mm Jacket Patchcord Riser S | OM4 2 Fiber 3mm Jacket Patchcord Riser SC Duplex to SC Duplex Std. IL - 16 Meters | PC | 1 | 1 | 1 | 1 | 87.44
07498382063 | FZ23RSNSNSNM017 | OM4 2 Fiber 3mm Jacket Patchcord Riser S | OM4 2 Fiber 3mm Jacket Patchcord Riser SC Duplex to SC Duplex Std. IL - 17 Meters | PC | 1 | 1 | 1 | 1 | 90.28
07498382074 | FZ23RSNSNSNM018 | OM4 2 Fiber 3mm Jacket Patchcord Riser S | OM4 2 Fiber 3mm Jacket Patchcord Riser SC Duplex to SC Duplex Std. IL - 18 Meters | PC | 1 | 1 | 1 | 1 | 93.12
07498382088 | FZ23RSNSNSNM019 | OM4 2 Fiber 3mm Jacket Patchcord Riser S | OM4 2 Fiber 3mm Jacket Patchcord Riser SC Duplex to SC Duplex Std. IL - 19 Meters | PC | 1 | 1 | 1 | 1 | 95.96
07498382091 | FZ23RSNSNSNM020 | OM4 2 Fiber 3mm Jacket Patchcord Riser S | OM4 2 Fiber 3mm Jacket Patchcord Riser SC Duplex to SC Duplex Std. IL - 20 Meters | PC | 1 | 1 | 1 | 1 | 98.8
07498382035 | FZ23RSNSNSNM021 | OM4 2 Fiber 3mm Jacket Patchcord Riser S | OM4 2 Fiber 3mm Jacket Patchcord Riser SC Duplex to SC Duplex Std. IL - 21 Meters | PC | 1 | 1 | 1 | 1 | 101.64
07498382039 | FZ23RSNSNSNM022 | OM4 2 Fiber 3mm Jacket Patchcord Riser S | OM4 2 Fiber 3mm Jacket Patchcord Riser SC Duplex to SC Duplex Std. IL - 22 Meters | PC | 1 | 1 | 1 | 1 | 104.48
07498382042 | FZ23RSNSNSNM023 | OM4 2 Fiber 3mm Jacket Patchcord Riser S | OM4 2 Fiber 3mm Jacket Patchcord Riser SC Duplex to SC Duplex Std. IL - 23 Meters | PC | 1 | 1 | 1 | 1 | 107.32
07498382046 | FZ23RSNSNSNM024 | OM4 2 Fiber 3mm Jacket Patchcord Riser S | OM4 2 Fiber 3mm Jacket Patchcord Riser SC Duplex to SC Duplex Std. IL - 24 Meters | PC | 1 | 1 | 1 | 1 | 110.16
07498382050 | FZ23RSNSNSNM025 | OM4 2 Fiber 3mm Jacket Patchcord Riser S | OM4 2 Fiber 3mm Jacket Patchcord Riser SC Duplex to SC Duplex Std. IL - 25 Meters | PC | 1 | 1 | 1 | 1 | 113
07498382054 | FZ23RSNSNSNM026 | OM4 2 Fiber 3mm Jacket Patchcord Riser S | OM4 2 Fiber 3mm Jacket Patchcord Riser SC Duplex to SC Duplex Std. IL - 26 Meters | PC | 1 | 1 | 1 | 1 | 115.84
07498382059 | FZ23RSNSNSNM027 | OM4 2 Fiber 3mm Jacket Patchcord Riser S | OM4 2 Fiber 3mm Jacket Patchcord Riser SC Duplex to SC Duplex Std. IL - 27 Meters | PC | 1 | 1 | 1 | 1 | 118.68
07498382064 | FZ23RSNSNSNM028 | OM4 2 Fiber 3mm Jacket Patchcord Riser S | OM4 2 Fiber 3mm Jacket Patchcord Riser SC Duplex to SC Duplex Std. IL - 28 Meters | PC | 1 | 1 | 1 | 1 | 121.52
07498382068 | FZ23RSNSNSNM029 | OM4 2 Fiber 3mm Jacket Patchcord Riser S | OM4 2 Fiber 3mm Jacket Patchcord Riser SC Duplex to SC Duplex Std. IL - 29 Meters | PC | 1 | 1 | 1 | 1 | 124.36
07498382084 | FZ23RSNSNSNM030 | OM4 2 Fiber 3mm Jacket Patchcord Riser S | OM4 2 Fiber 3mm Jacket Patchcord Riser SC Duplex to SC Duplex Std. IL - 30 Meters | PC | 1 | 1 | 1 | 1 | 127.2
07498382043 | FZ23RSNSNSNM031 | OM4 2 Fiber 3mm Jacket Patchcord Riser S | OM4 2 Fiber 3mm Jacket Patchcord Riser SC Duplex to SC Duplex Std. IL - 31 Meters | PC | 1 | 1 | 1 | 1 | 130.04
07498382047 | FZ23RSNSNSNM032 | OM4 2 Fiber 3mm Jacket Patchcord Riser S | OM4 2 Fiber 3mm Jacket Patchcord Riser SC Duplex to SC Duplex Std. IL - 32 Meters | PC | 1 | 1 | 1 | 1 | 132.88
07498382051 | FZ23RSNSNSNM033 | OM4 2 Fiber 3mm Jacket Patchcord Riser S | OM4 2 Fiber 3mm Jacket Patchcord Riser SC Duplex to SC Duplex Std. IL - 33 Meters | PC | 1 | 1 | 1 | 1 | 135.72
07498382055 | FZ23RSNSNSNM034 | OM4 2 Fiber 3mm Jacket Patchcord Riser S | OM4 2 Fiber 3mm Jacket Patchcord Riser SC Duplex to SC Duplex Std. IL - 34 Meters | PC | 1 | 1 | 1 | 1 | 138.56
07498382061 | FZ23RSNSNSNM035 | OM4 2 Fiber 3mm Jacket Patchcord Riser S | OM4 2 Fiber 3mm Jacket Patchcord Riser SC Duplex to SC Duplex Std. IL - 35 Meters | PC | 1 | 1 | 1 | 1 | 141.4
07498382066 | FZ23RSNSNSNM036 | OM4 2 Fiber 3mm Jacket Patchcord Riser S | OM4 2 Fiber 3mm Jacket Patchcord Riser SC Duplex to SC Duplex Std. IL - 36 Meters | PC | 1 | 1 | 1 | 1 | 144.24
07498382087 | FZ23RSNSNSNM037 | OM4 2 Fiber 3mm Jacket Patchcord Riser S | OM4 2 Fiber 3mm Jacket Patchcord Riser SC Duplex to SC Duplex Std. IL - 37 Meters | PC | 1 | 1 | 1 | 1 | 147.08
07498382092 | FZ23RSNSNSNM038 | OM4 2 Fiber 3mm Jacket Patchcord Riser S | OM4 2 Fiber 3mm Jacket Patchcord Riser SC Duplex to SC Duplex Std. IL - 38 Meters | PC | 1 | 1 | 1 | 1 | 149.92
07498382096 | FZ23RSNSNSNM039 | OM4 2 Fiber 3mm Jacket Patchcord Riser S | OM4 2 Fiber 3mm Jacket Patchcord Riser SC Duplex to SC Duplex Std. IL - 39 Meters | PC | 1 | 1 | 1 | 1 | 152.76
07498382099 | FZ23RSNSNSNM040 | OM4 2 Fiber 3mm Jacket Patchcord Riser S | OM4 2 Fiber 3mm Jacket Patchcord Riser SC Duplex to SC Duplex Std. IL - 40 Meters | PC | 1 | 1 | 1 | 1 | 155.6
07498382053 | FZ23RSNSNSNM041 | OM4 2 Fiber 3mm Jacket Patchcord Riser S | OM4 2 Fiber 3mm Jacket Patchcord Riser SC Duplex to SC Duplex Std. IL - 41 Meters | PC | 1 | 1 | 1 | 1 | 158.44
07498382056 | FZ23RSNSNSNM042 | OM4 2 Fiber 3mm Jacket Patchcord Riser S | OM4 2 Fiber 3mm Jacket Patchcord Riser SC Duplex to SC Duplex Std. IL - 42 Meters | PC | 1 | 1 | 1 | 1 | 161.28
07498382062 | FZ23RSNSNSNM043 | OM4 2 Fiber 3mm Jacket Patchcord Riser S | OM4 2 Fiber 3mm Jacket Patchcord Riser SC Duplex to SC Duplex Std. IL - 43 Meters | PC | 1 | 1 | 1 | 1 | 164.12
07498382067 | FZ23RSNSNSNM044 | OM4 2 Fiber 3mm Jacket Patchcord Riser S | OM4 2 Fiber 3mm Jacket Patchcord Riser SC Duplex to SC Duplex Std. IL - 44 Meters | PC | 1 | 1 | 1 | 1 | 166.96
07498382085 | FZ23RSNSNSNM045 | OM4 2 Fiber 3mm Jacket Patchcord Riser S | OM4 2 Fiber 3mm Jacket Patchcord Riser SC Duplex to SC Duplex Std. IL - 45 Meters | PC | 1 | 1 | 1 | 1 | 169.8
07498382089 | FZ23RSNSNSNM046 | OM4 2 Fiber 3mm Jacket Patchcord Riser S | OM4 2 Fiber 3mm Jacket Patchcord Riser SC Duplex to SC Duplex Std. IL - 46 Meters | PC | 1 | 1 | 1 | 1 | 172.64
07498382093 | FZ23RSNSNSNM047 | OM4 2 Fiber 3mm Jacket Patchcord Riser S | OM4 2 Fiber 3mm Jacket Patchcord Riser SC Duplex to SC Duplex Std. IL - 47 Meters | PC | 1 | 1 | 1 | 1 | 175.48
07498382094 | FZ23RSNSNSNM048 | OM4 2 Fiber 3mm Jacket Patchcord Riser S | OM4 2 Fiber 3mm Jacket Patchcord Riser SC Duplex to SC Duplex Std. IL - 48 Meters | PC | 1 | 1 | 1 | 1 | 178.32
07498382097 | FZ23RSNSNSNM049 | OM4 2 Fiber 3mm Jacket Patchcord Riser S | OM4 2 Fiber 3mm Jacket Patchcord Riser SC Duplex to SC Duplex Std. IL - 49 Meters | PC | 1 | 1 | 1 | 1 | 181.16
07498382121 | FZ23RSNSNSNM050 | OM4 2 Fiber 3mm Jacket Patchcord Riser S | OM4 2 Fiber 3mm Jacket Patchcord Riser SC Duplex to SC Duplex Std. IL - 50 Meters | PC | 1 | 1 | 1 | 1 | 184
61305644674 | FZ23RSNSNSNM1.5 | OM4 2f 3mm PC OFNR SC Dup/SC Dup Std Pol |  | PC | 1 | 10 | 1 | 1 | 46.26
61305644675 | FZ23RSNSNSNM2.5 | OM4 2f 3mm PC OFNR SC Dup/SC Dup Std Pol |  | PC | 1 | 10 | 1 | 1 | 49.1
61305644676 | FZ23RSNSNSNM3.5 | OM4 2f 3mm PC OFNR SC Dup/SC Dup Std Pol |  | PC | 1 | 10 | 1 | 1 | 51.94
61305644677 | FZ23RSNSNSNM4.5 | OM4 2f 3mm PC OFNR SC Dup/SC Dup Std Pol |  | PC | 1 | 10 | 1 | 1 | 54.78
61305644678 | FZ23RSNSNSNM5.5 | OM4 2f 3mm PC OFNR SC Dup/SC Dup Std Pol |  | PC | 1 | 10 | 1 | 1 | 57.62
61305644679 | FZ23RSNSNSNM6.5 | OM4 2f 3mm PC OFNR SC Dup/SC Dup Std Pol |  | PC | 1 | 10 | 1 | 1 | 60.46
61305644680 | FZ23RSNSNSNM7.5 | OM4 2f 3mm PC OFNR SC Dup/SC Dup Std Pol |  | PC | 1 | 10 | 1 | 1 | 63.3
61305644681 | FZ23RSNSNSNM8.5 | OM4 2f 3mm PC OFNR SC Dup/SC Dup Std Pol |  | PC | 1 | 10 | 1 | 1 | 66.14
61305644682 | FZ23RSNSNSNM9.5 | OM4 2f 3mm PC OFNR SC Dup/SC Dup Std Pol |  | PC | 1 | 10 | 1 | 1 | 68.98
61305628901 | FZ2ELLNLNSNM0.5 | OM4 2f 1.6mm PC LSZH LC Dup/LC Dup Std P |  | PC | 1 | 10 | 1 | 1 | 46.42
07498379307 | FZ2ELLNLNSNM001 | 2-Fiber,OM4,LCdu-LCdu,PC,LSZH,1M | The duplex fiber patch cord is OM4 with a 1.6mm jacket. It is Low Smoke Zero Halogen (LSZH) rated and features LC Duplex connectors. It has standard insertion loss and is 1 meter in length. | PC | 1 | 10 | 1 | 1 | 47.84
07498379573 | FZ2ELLNLNSNM002 | 2-Fiber,OM4,LCdu-LCdu,PC,LSZH,2M | The duplex fiber patch cord is OM4 with a 1.6mm jacket. It is Low Smoke Zero Halogen (LSZH) rated and features LC Duplex connectors. It has standard insertion loss and is 2 meters in length. | PC | 1 | 10 | 1 | 1 | 50.68
07498379333 | FZ2ELLNLNSNM003 | 2-Fiber,OM4,LCdu-LCdu,PC,LSZH,3M | The duplex fiber patch cord is OM4 with a 1.6mm jacket. It is Low Smoke Zero Halogen (LSZH) rated and features LC Duplex connectors. It has standard insertion loss and is 3 meters in length. | PC | 1 | 10 | 1 | 1 | 53.52
07498379264 | FZ2ELLNLNSNM004 | 2-Fiber,OM4,LCdu-LCdu,PC,LSZH,4M | The duplex fiber patch cord is OM4 with a 1.6mm jacket. It is Low Smoke Zero Halogen (LSZH) rated and features LC Duplex connectors. It has standard insertion loss and is 4 meters in length. | PC | 1 | 10 | 1 | 1 | 56.36
07498379574 | FZ2ELLNLNSNM005 | 2-Fiber,OM4,LCdu-LCdu,PC,LSZH,5M | The duplex fiber patch cord is OM4 with a 1.6mm jacket. It is Low Smoke Zero Halogen (LSZH) rated and features LC Duplex connectors. It has standard insertion loss and is 5 meters in length. | PC | 1 | 10 | 1 | 1 | 59.2
07498379575 | FZ2ELLNLNSNM006 | 2-Fiber,OM4,LCdu-LCdu,PC,LSZH,6M | 2 fiber OM4 LC duplex to LC duplex patch cord, low smoke zero halogen (LSZH) 16mm jacketed cable, with Std IL | PC | 1 | 10 | 1 | 1 | 62.04
07498379576 | FZ2ELLNLNSNM007 | 2-Fiber,OM4,LCdu-LCdu,PC,LSZH,7M | 2 fiber OM4 LC duplex to LC duplex patch cord, low smoke zero halogen (LSZH) 16mm jacketed cable, with Std IL | PC | 1 | 10 | 1 | 1 | 64.88
07498379585 | FZ2ELLNLNSNM008 | 2-Fiber,OM4,LCdu-LCdu,PC,LSZH,8M | 2 fiber OM4 LC duplex to LC duplex patch cord, low smoke zero halogen (LSZH) 16mm jacketed cable, with Std IL | PC | 1 | 10 | 1 | 1 | 67.72
07498379586 | FZ2ELLNLNSNM009 | 2-Fiber,OM4,LCdu-LCdu,PC,LSZH,9M | 2 fiber OM4 LC duplex to LC duplex patch cord, low smoke zero halogen (LSZH) 16mm jacketed cable, with Std IL | PC | 1 | 10 | 1 | 1 | 70.56
07498379587 | FZ2ELLNLNSNM010 | 2-Fiber,OM4,LCdu-LCdu,PC,LSZH,10M | The duplex fiber patch cord is OM4 with a 1.6mm jacket. It is Low Smoke Zero Halogen (LSZH) rated and features LC Duplex connectors. It has standard insertion loss and is 10 meters in length. | PC | 1 | 10 | 1 | 1 | 73.4
07498379588 | FZ2ELLNLNSNM011 | 2-Fiber,OM4,LCdu-LCdu,PC,LSZH,11M | 2 fiber OM4 LC duplex to LC duplex patch cord, low smoke zero halogen (LSZH) 16mm jacketed cable, with Std IL 11 meters | PC | 1 | 1 | 1 | 1 | 76.24
07498379589 | FZ2ELLNLNSNM012 | 2-Fiber,OM4,LCdu-LCdu,PC,LSZH,12M | 2 fiber OM4 LC duplex to LC duplex patch cord, low smoke zero halogen (LSZH) 16mm jacketed cable, with Std IL 12 meters | PC | 1 | 1 | 1 | 1 | 79.08
07498379590 | FZ2ELLNLNSNM013 | 2-Fiber,OM4,LCdu-LCdu,PC,LSZH,13M | 2 fiber OM4 LC duplex to LC duplex patch cord, low smoke zero halogen (LSZH) 16mm jacketed cable, with Std IL 13 meters | PC | 1 | 1 | 1 | 1 | 81.92
07498379591 | FZ2ELLNLNSNM014 | 2-Fiber,OM4,LCdu-LCdu,PC,LSZH,14M | 2 fiber OM4 LC duplex to LC duplex patch cord, low smoke zero halogen (LSZH) 16mm jacketed cable, with Std IL 14 meters | PC | 1 | 1 | 1 | 1 | 84.76
07498379592 | FZ2ELLNLNSNM015 | 2-Fiber,OM4,LCdu-LCdu,PC,LSZH,15M | The duplex fiber patch cord is OM4 with a 1.6mm jacket. It is Low Smoke Zero Halogen (LSZH) rated and features LC Duplex connectors. It has standard insertion loss and is 15 meters in length. | PC | 1 | 1 | 1 | 1 | 87.6
07498379332 | FZ2ELLNLNSNM016 | 2-Fiber,OM4,LCdu-LCdu,PC,LSZH,16M | 2 fiber OM4 LC duplex to LC duplex patch cord, low smoke zero halogen (LSZH) 16mm jacketed cable, with Std IL 16 meters | PC | 1 | 1 | 1 | 1 | 90.44
07498379339 | FZ2ELLNLNSNM017 | 2-Fiber,OM4,LCdu-LCdu,PC,LSZH,17M | 2 fiber OM4 LC duplex to LC duplex patch cord, low smoke zero halogen (LSZH) 16mm jacketed cable, with Std IL 17 meters | PC | 1 | 1 | 1 | 1 | 93.28
07498379359 | FZ2ELLNLNSNM018 | 2-Fiber,OM4,LCdu-LCdu,PC,LSZH,18M | 2 fiber OM4 LC duplex to LC duplex patch cord, low smoke zero halogen (LSZH) 16mm jacketed cable, with Std IL 18 meters | PC | 1 | 1 | 1 | 1 | 96.12
07498379366 | FZ2ELLNLNSNM019 | 2-Fiber,OM4,LCdu-LCdu,PC,LSZH,19M | 2 fiber OM4 LC duplex to LC duplex patch cord, low smoke zero halogen (LSZH) 16mm jacketed cable, with Std IL 19 meters | PC | 1 | 1 | 1 | 1 | 98.96
07498379593 | FZ2ELLNLNSNM020 | 2-Fiber,OM4,LCdu-LCdu,PC,LSZH,20M | The duplex fiber patch cord is OM4 with a 1.6mm jacket. It is Low Smoke Zero Halogen (LSZH) rated and features LC Duplex connectors. It has standard insertion loss and is 20 meters in length. | PC | 1 | 1 | 1 | 1 | 101.8
07498379371 | FZ2ELLNLNSNM021 | 2-Fiber,OM4,LCdu-LCdu,PC,LSZH,21M | 2 fiber OM4 LC duplex to LC duplex patch cord, low smoke zero halogen (LSZH) 16mm jacketed cable, with Std IL 21 meters | PC | 1 | 1 | 1 | 1 | 104.64
07498379375 | FZ2ELLNLNSNM022 | 2-Fiber,OM4,LCdu-LCdu,PC,LSZH,22M | 2 fiber OM4 LC duplex to LC duplex patch cord, low smoke zero halogen (LSZH) 16mm jacketed cable, with Std IL 22 meters | PC | 1 | 1 | 1 | 1 | 107.48
07498379385 | FZ2ELLNLNSNM023 | 2-Fiber,OM4,LCdu-LCdu,PC,LSZH,23M | 2 fiber OM4 LC duplex to LC duplex patch cord, low smoke zero halogen (LSZH) 16mm jacketed cable, with Std IL 23 meters | PC | 1 | 1 | 1 | 1 | 110.32
07498379388 | FZ2ELLNLNSNM024 | 2-Fiber,OM4,LCdu-LCdu,PC,LSZH,24M | 2 fiber OM4 LC duplex to LC duplex patch cord, low smoke zero halogen (LSZH) 16mm jacketed cable, with Std IL 24 meters | PC | 1 | 1 | 1 | 1 | 113.16
07498379319 | FZ2ELLNLNSNM025 | 2-Fiber,OM4,LCdu-LCdu,PC,LSZH,25M | 2 fiber OM4 LC duplex to LC duplex patch cord, low smoke zero halogen (LSZH) 16mm jacketed cable, with Std IL | PC | 1 | 1 | 1 | 1 | 116
07498379334 | FZ2ELLNLNSNM026 | 2-Fiber,OM4,LCdu-LCdu,PC,LSZH,26M | 2 fiber OM4 LC duplex to LC duplex patch cord, low smoke zero halogen (LSZH) 16mm jacketed cable, with Std IL 26 meters | PC | 1 | 1 | 1 | 1 | 118.84
07498379353 | FZ2ELLNLNSNM027 | 2-Fiber,OM4,LCdu-LCdu,PC,LSZH,27M | 2 fiber OM4 LC duplex to LC duplex patch cord, low smoke zero halogen (LSZH) 16mm jacketed cable, with Std IL 27 meters | PC | 1 | 1 | 1 | 1 | 121.68
07498379369 | FZ2ELLNLNSNM028 | 2-Fiber,OM4,LCdu-LCdu,PC,LSZH,28M | 2 fiber OM4 LC duplex to LC duplex patch cord, low smoke zero halogen (LSZH) 16mm jacketed cable, with Std IL 28 meters | PC | 1 | 1 | 1 | 1 | 124.52
07498379373 | FZ2ELLNLNSNM029 | 2-Fiber,OM4,LCdu-LCdu,PC,LSZH,29M | 2 fiber OM4 LC duplex to LC duplex patch cord, low smoke zero halogen (LSZH) 16mm jacketed cable, with Std IL 29 meters | PC | 1 | 1 | 1 | 1 | 127.36
07498379383 | FZ2ELLNLNSNM030 | 2-Fiber,OM4,LCdu-LCdu,PC,LSZH,30M | 2 fiber OM4 LC duplex to LC duplex patch cord, low smoke zero halogen (LSZH) 16mm jacketed cable, with Std IL | PC | 1 | 1 | 1 | 1 | 130.2
07498379387 | FZ2ELLNLNSNM031 | 2-Fiber,OM4,LCdu-LCdu,PC,LSZH,31M | 2 fiber OM4 LC duplex to LC duplex patch cord, low smoke zero halogen (LSZH) 16mm jacketed cable, with Std IL 31 meters | PC | 1 | 1 | 1 | 1 | 133.04
07498379389 | FZ2ELLNLNSNM032 | 2-Fiber,OM4,LCdu-LCdu,PC,LSZH,32M | 2 fiber OM4 LC duplex to LC duplex patch cord, low smoke zero halogen (LSZH) 16mm jacketed cable, with Std IL 32 meters | PC | 1 | 1 | 1 | 1 | 135.88
07498379440 | FZ2ELLNLNSNM033 | 2-Fiber,OM4,LCdu-LCdu,PC,LSZH,33M | 2 fiber OM4 LC duplex to LC duplex patch cord, low smoke zero halogen (LSZH) 16mm jacketed cable, with Std IL 33 meters | PC | 1 | 1 | 1 | 1 | 138.72
07498379391 | FZ2ELLNLNSNM034 | 2-Fiber,OM4,LCdu-LCdu,PC,LSZH,34M | 2 fiber OM4 LC duplex to LC duplex patch cord, low smoke zero halogen (LSZH) 16mm jacketed cable, with Std IL 34 meters | PC | 1 | 1 | 1 | 1 | 141.56
07498379396 | FZ2ELLNLNSNM035 | 2-Fiber,OM4,LCdu-LCdu,PC,LSZH,35M | 2 fiber OM4 LC duplex to LC duplex patch cord, low smoke zero halogen (LSZH) 16mm jacketed cable, with Std IL 35 meters | PC | 1 | 1 | 1 | 1 | 144.4
07498379368 | FZ2ELLNLNSNM036 | 2-Fiber,OM4,LCdu-LCdu,PC,LSZH,36M | 2 fiber OM4 LC duplex to LC duplex patch cord, low smoke zero halogen (LSZH) 16mm jacketed cable, with Std IL 36 meters | PC | 1 | 1 | 1 | 1 | 147.24
07498379372 | FZ2ELLNLNSNM037 | 2-Fiber,OM4,LCdu-LCdu,PC,LSZH,37M | 2 fiber OM4 LC duplex to LC duplex patch cord, low smoke zero halogen (LSZH) 16mm jacketed cable, with Std IL 37 meters | PC | 1 | 1 | 1 | 1 | 150.08
07498379376 | FZ2ELLNLNSNM038 | 2-Fiber,OM4,LCdu-LCdu,PC,LSZH,38M | 2 fiber OM4 LC duplex to LC duplex patch cord, low smoke zero halogen (LSZH) 16mm jacketed cable, with Std IL 38 meters | PC | 1 | 1 | 1 | 1 | 152.92
07498379386 | FZ2ELLNLNSNM039 | 2-Fiber,OM4,LCdu-LCdu,PC,LSZH,39M | 2 fiber OM4 LC duplex to LC duplex patch cord, low smoke zero halogen (LSZH) 16mm jacketed cable, with Std IL 39 meters | PC | 1 | 1 | 1 | 1 | 155.76
07498379390 | FZ2ELLNLNSNM040 | 2-Fiber,OM4,LCdu-LCdu,PC,LSZH,40M | 2 fiber OM4 LC duplex to LC duplex patch cord, low smoke zero halogen (LSZH) 16mm jacketed cable, with Std IL 40 meters | PC | 1 | 1 | 1 | 1 | 158.6
07498379395 | FZ2ELLNLNSNM041 | 2-Fiber,OM4,LCdu-LCdu,PC,LSZH,41M | 2 fiber OM4 LC duplex to LC duplex patch cord, low smoke zero halogen (LSZH) 16mm jacketed cable, with Std IL 41 meters | PC | 1 | 1 | 1 | 1 | 161.44
07498379398 | FZ2ELLNLNSNM042 | 2-Fiber,OM4,LCdu-LCdu,PC,LSZH,42M | 2 fiber OM4 LC duplex to LC duplex patch cord, low smoke zero halogen (LSZH) 16mm jacketed cable, with Std IL 42 meters | PC | 1 | 1 | 1 | 1 | 164.28
07498379399 | FZ2ELLNLNSNM043 | 2-Fiber,OM4,LCdu-LCdu,PC,LSZH,43M | 2 fiber OM4 LC duplex to LC duplex patch cord, low smoke zero halogen (LSZH) 16mm jacketed cable, with Std IL 43 meters | PC | 1 | 1 | 1 | 1 | 167.12
07498379400 | FZ2ELLNLNSNM044 | 2-Fiber,OM4,LCdu-LCdu,PC,LSZH,44M | 2 fiber OM4 LC duplex to LC duplex patch cord, low smoke zero halogen (LSZH) 16mm jacketed cable, with Std IL 44 meters | PC | 1 | 1 | 1 | 1 | 169.96
07498379408 | FZ2ELLNLNSNM045 | 2-Fiber,OM4,LCdu-LCdu,PC,LSZH,45M | 2 fiber OM4 LC duplex to LC duplex patch cord, low smoke zero halogen (LSZH) 16mm jacketed cable, with Std IL 45 meters | PC | 1 | 1 | 1 | 1 | 172.8
07498379336 | FZ2ELLNLNSNM046 | 2-Fiber,OM4,LCdu-LCdu,PC,LSZH,46M | 2 fiber OM4 LC duplex to LC duplex patch cord, low smoke zero halogen (LSZH) 16mm jacketed cable, with Std IL 46 meters | PC | 1 | 1 | 1 | 1 | 175.64
07498379360 | FZ2ELLNLNSNM047 | 2-Fiber,OM4,LCdu-LCdu,PC,LSZH,47M | 2 fiber OM4 LC duplex to LC duplex patch cord, low smoke zero halogen (LSZH) 16mm jacketed cable, with Std IL 47 meters | PC | 1 | 1 | 1 | 1 | 178.48
07498379370 | FZ2ELLNLNSNM048 | 2-Fiber,OM4,LCdu-LCdu,PC,LSZH,48M | 2 fiber OM4 LC duplex to LC duplex patch cord, low smoke zero halogen (LSZH) 16mm jacketed cable, with Std IL 48 meters | PC | 1 | 1 | 1 | 1 | 181.32
07498379374 | FZ2ELLNLNSNM049 | 2-Fiber,OM4,LCdu-LCdu,PC,LSZH,49M | 2 fiber OM4 LC duplex to LC duplex patch cord, low smoke zero halogen (LSZH) 16mm jacketed cable, with Std IL 49 meters | PC | 1 | 1 | 1 | 1 | 184.16
07498379384 | FZ2ELLNLNSNM050 | 2-Fiber,OM4,LCdu-LCdu,PC,LSZH,50M | 2 fiber OM4 LC duplex to LC duplex patch cord, low smoke zero halogen (LSZH) 16mm jacketed cable, with Std IL 50 meters | PC | 1 | 1 | 1 | 1 | 187
61305628898 | FZ2ELLNLNSNM3.5 | OM4 2f 1.6mm PC LSZH LC Dup/LC Dup Std P |  | PC | 1 | 10 | 1 | 1 | 54.94
61305628896 | FZ2ELLNLNSNM4.5 | OM4 2f 1.6mm PC LSZH LC Dup/LC Dup Std P |  | PC | 1 | 10 | 1 | 1 | 57.78
61305628893 | FZ2ELLNLNSNM7.5 | OM4 2f 1.6mm PC LSZH LC Dup/LC Dup Std P |  | PC | 1 | 10 | 1 | 1 | 66.3
61305643567 | FZ2ELLNLNSNM9.5 | OM4 2f 1.6mm PC LSZH LC Dup/LC Dup Std P |  | PC | 1 | 10 | 1 | 1 | 71.98
61305628878 | FZ2ELLNSNSNM0.5 | OM4 2f 1.6mm PC LSZH LC Dup/SC Dup Std P |  | PC | 1 | 10 | 1 | 1 | 44.92
07498373741 | FZ2ELLNSNSNM001 | OM4 2f 1.6mm PC LSZH LC Dup/SC Dup Std P | OM4 2-fiber 1.6mm jacket patchcord, Low Smoke Zero Halogen (LSZH) rated, LC duplex to SC duplex, Std. IL. | PC | 1 | 10 | 1 | 1 | 46.34
07498373742 | FZ2ELLNSNSNM002 | OM4 2f 1.6mm PC LSZH LC Dup/SC Dup Std P | OM4 2-fiber 1.6mm jacket patchcord, Low Smoke Zero Halogen (LSZH) rated, LC duplex to SC duplex, Std. IL. | PC | 1 | 10 | 1 | 1 | 49.18
07498373743 | FZ2ELLNSNSNM003 | OM4 2f 1.6mm PC LSZH LC Dup/SC Dup Std P | OM4 2-fiber 1.6mm jacket patchcord, Low Smoke Zero Halogen (LSZH) rated, LC duplex to SC duplex, Std. IL. | PC | 1 | 10 | 1 | 1 | 52.02
07498373744 | FZ2ELLNSNSNM004 | OM4 2f 1.6mm PC LSZH LC Dup/SC Dup Std P | OM4 2-fiber 1.6mm jacket patchcord, Low Smoke Zero Halogen (LSZH) rated, LC duplex to SC duplex, Std. IL. | PC | 1 | 10 | 1 | 1 | 54.86
07498373745 | FZ2ELLNSNSNM005 | OM4 2f 1.6mm PC LSZH LC Dup/SC Dup Std P | OM4 2-fiber 1.6mm jacket patchcord, Low Smoke Zero Halogen (LSZH) rated, LC duplex to SC duplex, Std. IL. | PC | 1 | 10 | 1 | 1 | 57.7
07498373746 | FZ2ELLNSNSNM006 | OM4 2f 1.6mm PC LSZH LC Dup/SC Dup Std P | OM4 2-fiber 1.6mm jacket patchcord, Low Smoke Zero Halogen (LSZH) rated, LC duplex to SC duplex, Std. IL. | PC | 1 | 10 | 1 | 1 | 60.54
07498373750 | FZ2ELLNSNSNM007 | OM4 2f 1.6mm PC LSZH LC Dup/SC Dup Std P | OM4 2-fiber 1.6mm jacket patchcord, Low Smoke Zero Halogen (LSZH) rated, LC duplex to SC duplex, Std. IL. | PC | 1 | 10 | 1 | 1 | 63.38
07498373747 | FZ2ELLNSNSNM008 | OM4 2f 1.6mm PC LSZH LC Dup/SC Dup Std P | OM4 2-fiber 1.6mm jacket patchcord, Low Smoke Zero Halogen (LSZH) rated, LC duplex to SC duplex, Std. IL. | PC | 1 | 10 | 1 | 1 | 66.22
07498373748 | FZ2ELLNSNSNM009 | OM4 2f 1.6mm PC LSZH LC Dup/SC Dup Std P | OM4 2-fiber 1.6mm jacket patchcord, Low Smoke Zero Halogen (LSZH) rated, LC duplex to SC duplex, Std. IL. | PC | 1 | 10 | 1 | 1 | 69.06
07498373749 | FZ2ELLNSNSNM010 | OM4 2f 1.6mm PC LSZH LC Dup/SC Dup Std P | OM4 2-fiber 1.6mm jacket patchcord, Low Smoke Zero Halogen (LSZH) rated, LC duplex to SC duplex, Std. IL. | PC | 1 | 10 | 1 | 1 | 71.9
07498373752 | FZ2ELLNSNSNM011 | OM4 2f 1.6mm PC LSZH LC Dup/SC Dup Std P | OM4 2-fiber 1.6mm jacket patchcord, Low Smoke Zero Halogen (LSZH) rated, LC duplex to SC duplex, Std. IL. | PC | 1 | 1 | 1 | 1 | 74.74
07498373755 | FZ2ELLNSNSNM012 | OM4 2f 1.6mm PC LSZH LC Dup/SC Dup Std P | OM4 2-fiber 1.6mm jacket patchcord, Low Smoke Zero Halogen (LSZH) rated, LC duplex to SC duplex, Std. IL. | PC | 1 | 1 | 1 | 1 | 77.58
07498373756 | FZ2ELLNSNSNM013 | OM4 2f 1.6mm PC LSZH LC Dup/SC Dup Std P | OM4 2-fiber 1.6mm jacket patchcord, Low Smoke Zero Halogen (LSZH) rated, LC duplex to SC duplex, Std. IL. | PC | 1 | 1 | 1 | 1 | 80.42
07498373758 | FZ2ELLNSNSNM014 | OM4 2f 1.6mm PC LSZH LC Dup/SC Dup Std P | OM4 2-fiber 1.6mm jacket patchcord, Low Smoke Zero Halogen (LSZH) rated, LC duplex to SC duplex, Std. IL. | PC | 1 | 1 | 1 | 1 | 83.26
07498373759 | FZ2ELLNSNSNM015 | OM4 2f 1.6mm PC LSZH LC Dup/SC Dup Std P | OM4 2-fiber 1.6mm jacket patchcord, Low Smoke Zero Halogen (LSZH) rated, LC duplex to SC duplex, Std. IL. | PC | 1 | 10 | 1 | 1 | 86.1
07498373760 | FZ2ELLNSNSNM016 | OM4 2f 1.6mm PC LSZH LC Dup/SC Dup Std P | OM4 2-fiber 1.6mm jacket patchcord, Low Smoke Zero Halogen (LSZH) rated, LC duplex to SC duplex, Std. IL. | PC | 1 | 1 | 1 | 1 | 88.94
07498373761 | FZ2ELLNSNSNM017 | OM4 2f 1.6mm PC LSZH LC Dup/SC Dup Std P | OM4 2-fiber 1.6mm jacket patchcord, Low Smoke Zero Halogen (LSZH) rated, LC duplex to SC duplex, Std. IL. | PC | 1 | 1 | 1 | 1 | 91.78
07498373762 | FZ2ELLNSNSNM018 | OM4 2f 1.6mm PC LSZH LC Dup/SC Dup Std P | OM4 2-fiber 1.6mm jacket patchcord, Low Smoke Zero Halogen (LSZH) rated, LC duplex to SC duplex, Std. IL. | PC | 1 | 1 | 1 | 1 | 94.62
07498373763 | FZ2ELLNSNSNM019 | OM4 2f 1.6mm PC LSZH LC Dup/SC Dup Std P | OM4 2-fiber 1.6mm jacket patchcord, Low Smoke Zero Halogen (LSZH) rated, LC duplex to SC duplex, Std. IL. | PC | 1 | 1 | 1 | 1 | 97.46
07498373764 | FZ2ELLNSNSNM020 | OM4 2f 1.6mm PC LSZH LC Dup/SC Dup Std P | OM4 2-fiber 1.6mm jacket patchcord, Low Smoke Zero Halogen (LSZH) rated, LC duplex to SC duplex, Std. IL. | PC | 1 | 10 | 1 | 1 | 100.3
07498373765 | FZ2ELLNSNSNM021 | OM4 2f 1.6mm PC LSZH LC Dup/SC Dup Std P | OM4 2-fiber 1.6mm jacket patchcord, Low Smoke Zero Halogen (LSZH) rated, LC duplex to SC duplex, Std. IL. | PC | 1 | 1 | 1 | 1 | 103.14
07498373766 | FZ2ELLNSNSNM022 | OM4 2f 1.6mm PC LSZH LC Dup/SC Dup Std P | OM4 2-fiber 1.6mm jacket patchcord, Low Smoke Zero Halogen (LSZH) rated, LC duplex to SC duplex, Std. IL. | PC | 1 | 1 | 1 | 1 | 105.98
07498373767 | FZ2ELLNSNSNM023 | OM4 2f 1.6mm PC LSZH LC Dup/SC Dup Std P | OM4 2-fiber 1.6mm jacket patchcord, Low Smoke Zero Halogen (LSZH) rated, LC duplex to SC duplex, Std. IL. | PC | 1 | 1 | 1 | 1 | 108.82
07498373768 | FZ2ELLNSNSNM024 | OM4 2f 1.6mm PC LSZH LC Dup/SC Dup Std P | OM4 2-fiber 1.6mm jacket patchcord, Low Smoke Zero Halogen (LSZH) rated, LC duplex to SC duplex, Std. IL. | PC | 1 | 1 | 1 | 1 | 111.66
07498373769 | FZ2ELLNSNSNM025 | OM4 2f 1.6mm PC LSZH LC Dup/SC Dup Std P | OM4 2-fiber 1.6mm jacket patchcord, Low Smoke Zero Halogen (LSZH) rated, LC duplex to SC duplex, Std. IL. | PC | 1 | 10 | 1 | 1 | 114.5
07498373770 | FZ2ELLNSNSNM026 | OM4 2f 1.6mm PC LSZH LC Dup/SC Dup Std P | OM4 2-fiber 1.6mm jacket patchcord, Low Smoke Zero Halogen (LSZH) rated, LC duplex to SC duplex, Std. IL. | PC | 1 | 1 | 1 | 1 | 117.34
07498373771 | FZ2ELLNSNSNM027 | OM4 2f 1.6mm PC LSZH LC Dup/SC Dup Std P | OM4 2-fiber 1.6mm jacket patchcord, Low Smoke Zero Halogen (LSZH) rated, LC duplex to SC duplex, Std. IL. | PC | 1 | 1 | 1 | 1 | 120.18
07498373772 | FZ2ELLNSNSNM028 | OM4 2f 1.6mm PC LSZH LC Dup/SC Dup Std P | OM4 2-fiber 1.6mm jacket patchcord, Low Smoke Zero Halogen (LSZH) rated, LC duplex to SC duplex, Std. IL. | PC | 1 | 1 | 1 | 1 | 123.02
07498373773 | FZ2ELLNSNSNM029 | OM4 2f 1.6mm PC LSZH LC Dup/SC Dup Std P | OM4 2-fiber 1.6mm jacket patchcord, Low Smoke Zero Halogen (LSZH) rated, LC duplex to SC duplex, Std. IL. | PC | 1 | 1 | 1 | 1 | 125.86
07498373774 | FZ2ELLNSNSNM030 | OM4 2f 1.6mm PC LSZH LC Dup/SC Dup Std P | OM4 2-fiber 1.6mm jacket patchcord, Low Smoke Zero Halogen (LSZH) rated, LC duplex to SC duplex, Std. IL. | PC | 1 | 10 | 1 | 1 | 128.7
07498373775 | FZ2ELLNSNSNM031 | OM4 2f 1.6mm PC LSZH LC Dup/SC Dup Std P | OM4 2-fiber 1.6mm jacket patchcord, Low Smoke Zero Halogen (LSZH) rated, LC duplex to SC duplex, Std. IL. | PC | 1 | 1 | 1 | 1 | 131.54
07498373776 | FZ2ELLNSNSNM032 | OM4 2f 1.6mm PC LSZH LC Dup/SC Dup Std P | OM4 2-fiber 1.6mm jacket patchcord, Low Smoke Zero Halogen (LSZH) rated, LC duplex to SC duplex, Std. IL. | PC | 1 | 1 | 1 | 1 | 134.38
07498373777 | FZ2ELLNSNSNM033 | OM4 2f 1.6mm PC LSZH LC Dup/SC Dup Std P | OM4 2-fiber 1.6mm jacket patchcord, Low Smoke Zero Halogen (LSZH) rated, LC duplex to SC duplex, Std. IL. | PC | 1 | 1 | 1 | 1 | 137.22
07498373778 | FZ2ELLNSNSNM034 | OM4 2f 1.6mm PC LSZH LC Dup/SC Dup Std P | OM4 2-fiber 1.6mm jacket patchcord, Low Smoke Zero Halogen (LSZH) rated, LC duplex to SC duplex, Std. IL. | PC | 1 | 1 | 1 | 1 | 140.06
07498373779 | FZ2ELLNSNSNM035 | OM4 2f 1.6mm PC LSZH LC Dup/SC Dup Std P | OM4 2-fiber 1.6mm jacket patchcord, Low Smoke Zero Halogen (LSZH) rated, LC duplex to SC duplex, Std. IL. | PC | 1 | 1 | 1 | 1 | 142.9
07498373780 | FZ2ELLNSNSNM036 | OM4 2f 1.6mm PC LSZH LC Dup/SC Dup Std P | OM4 2-fiber 1.6mm jacket patchcord, Low Smoke Zero Halogen (LSZH) rated, LC duplex to SC duplex, Std. IL. | PC | 1 | 1 | 1 | 1 | 145.74
07498373781 | FZ2ELLNSNSNM037 | OM4 2f 1.6mm PC LSZH LC Dup/SC Dup Std P | OM4 2-fiber 1.6mm jacket patchcord, Low Smoke Zero Halogen (LSZH) rated, LC duplex to SC duplex, Std. IL. | PC | 1 | 1 | 1 | 1 | 148.58
07498373784 | FZ2ELLNSNSNM038 | OM4 2f 1.6mm PC LSZH LC Dup/SC Dup Std P | OM4 2-fiber 1.6mm jacket patchcord, Low Smoke Zero Halogen (LSZH) rated, LC duplex to SC duplex, Std. IL. | PC | 1 | 1 | 1 | 1 | 151.42
07498373782 | FZ2ELLNSNSNM039 | OM4 2f 1.6mm PC LSZH LC Dup/SC Dup Std P | OM4 2-fiber 1.6mm jacket patchcord, Low Smoke Zero Halogen (LSZH) rated, LC duplex to SC duplex, Std. IL. | PC | 1 | 1 | 1 | 1 | 154.26
07498373783 | FZ2ELLNSNSNM040 | OM4 2f 1.6mm PC LSZH LC Dup/SC Dup Std P | OM4 2-fiber 1.6mm jacket patchcord, Low Smoke Zero Halogen (LSZH) rated, LC duplex to SC duplex, Std. IL. | PC | 1 | 1 | 1 | 1 | 157.1
07498373785 | FZ2ELLNSNSNM041 | OM4 2f 1.6mm PC LSZH LC Dup/SC Dup Std P | OM4 2-fiber 1.6mm jacket patchcord, Low Smoke Zero Halogen (LSZH) rated, LC duplex to SC duplex, Std. IL. | PC | 1 | 1 | 1 | 1 | 159.94
07498373786 | FZ2ELLNSNSNM042 | OM4 2f 1.6mm PC LSZH LC Dup/SC Dup Std P | OM4 2-fiber 1.6mm jacket patchcord, Low Smoke Zero Halogen (LSZH) rated, LC duplex to SC duplex, Std. IL. | PC | 1 | 1 | 1 | 1 | 162.78
07498373787 | FZ2ELLNSNSNM043 | OM4 2f 1.6mm PC LSZH LC Dup/SC Dup Std P | OM4 2-fiber 1.6mm jacket patchcord, Low Smoke Zero Halogen (LSZH) rated, LC duplex to SC duplex, Std. IL. | PC | 1 | 1 | 1 | 1 | 165.62
07498373788 | FZ2ELLNSNSNM044 | OM4 2f 1.6mm PC LSZH LC Dup/SC Dup Std P | OM4 2-fiber 1.6mm jacket patchcord, Low Smoke Zero Halogen (LSZH) rated, LC duplex to SC duplex, Std. IL. | PC | 1 | 1 | 1 | 1 | 168.46
07498373789 | FZ2ELLNSNSNM045 | OM4 2f 1.6mm PC LSZH LC Dup/SC Dup Std P | OM4 2-fiber 1.6mm jacket patchcord, Low Smoke Zero Halogen (LSZH) rated, LC duplex to SC duplex, Std. IL. | PC | 1 | 1 | 1 | 1 | 171.3
07498373790 | FZ2ELLNSNSNM046 | OM4 2f 1.6mm PC LSZH LC Dup/SC Dup Std P | OM4 2-fiber 1.6mm jacket patchcord, Low Smoke Zero Halogen (LSZH) rated, LC duplex to SC duplex, Std. IL. | PC | 1 | 1 | 1 | 1 | 174.14
07498373791 | FZ2ELLNSNSNM047 | OM4 2f 1.6mm PC LSZH LC Dup/SC Dup Std P | OM4 2-fiber 1.6mm jacket patchcord, Low Smoke Zero Halogen (LSZH) rated, LC duplex to SC duplex, Std. IL. | PC | 1 | 1 | 1 | 1 | 176.98
07498373792 | FZ2ELLNSNSNM048 | OM4 2f 1.6mm PC LSZH LC Dup/SC Dup Std P | OM4 2-fiber 1.6mm jacket patchcord, Low Smoke Zero Halogen (LSZH) rated, LC duplex to SC duplex, Std. IL. | PC | 1 | 1 | 1 | 1 | 179.82
07498373793 | FZ2ELLNSNSNM049 | OM4 2f 1.6mm PC LSZH LC Dup/SC Dup Std P | OM4 2-fiber 1.6mm jacket patchcord, Low Smoke Zero Halogen (LSZH) rated, LC duplex to SC duplex, Std. IL. | PC | 1 | 1 | 1 | 1 | 182.66
07498373794 | FZ2ELLNSNSNM050 | OM4 2f 1.6mm PC LSZH LC Dup/SC Dup Std P | OM4 2-fiber 1.6mm jacket patchcord, Low Smoke Zero Halogen (LSZH) rated, LC duplex to SC duplex, Std. IL. | PC | 1 | 1 | 1 | 1 | 185.5
61305628875 | FZ2ELLNSNSNM1.5 | OM4 2f 1.6mm PC LSZH LC Dup/SC Dup Std P |  | PC | 1 | 10 | 1 | 1 | 47.76
61305628872 | FZ2ELLNSNSNM2.5 | OM4 2f 1.6mm PC LSZH LC Dup/SC Dup Std P |  | PC | 1 | 10 | 1 | 1 | 50.6
61305628870 | FZ2ELLNSNSNM3.5 | OM4 2f 1.6mm PC LSZH LC Dup/SC Dup Std P |  | PC | 1 | 10 | 1 | 1 | 53.44
61305643921 | FZ2ELLNSNSNM4.5 | OM4 2f 1.6mm PC LSZH LC Dup/SC Dup Std P |  | PC | 1 | 10 | 1 | 1 | 56.28
61305643922 | FZ2ELLNSNSNM5.5 | OM4 2f 1.6mm PC LSZH LC Dup/SC Dup Std P |  | PC | 1 | 10 | 1 | 1 | 59.12
61305643923 | FZ2ELLNSNSNM6.5 | OM4 2f 1.6mm PC LSZH LC Dup/SC Dup Std P |  | PC | 1 | 10 | 1 | 1 | 61.96
61305643924 | FZ2ELLNSNSNM7.5 | OM4 2f 1.6mm PC LSZH LC Dup/SC Dup Std P |  | PC | 1 | 10 | 1 | 1 | 64.8
61305643925 | FZ2ELLNSNSNM8.5 | OM4 2f 1.6mm PC LSZH LC Dup/SC Dup Std P |  | PC | 1 | 10 | 1 | 1 | 67.64
61305643926 | FZ2ELLNSNSNM9.5 | OM4 2f 1.6mm PC LSZH LC Dup/SC Dup Std P |  | PC | 1 | 10 | 1 | 1 | 70.48
07498312083 | FZ2ELQ1Q1NNM001 | OM4,2-Fbr,1.6mm,PC,LSZH,UltIl,1M | 2 fiber OM4 patch cord, LC push pull to LC push pull, 16mm jacket, low smoke zero halogen (LSZH) rated, Ultra IL, 1m | PC | 1 | 10 | 1 | 1 | 52.24
07498312109 | FZ2ELQ1Q1NNM002 | OM4,2-Fbr,1.6mm,PC,LSZH,UltIl,2M | The duplex fiber patch cord is OM4 with a 1.6mm jacket. It is Low Smoke Zero Halogen (LSZH) rated and features LC Push Pull connectors. It has ultra insertion loss and is 2 meters in length. | PC | 1 | 10 | 1 | 1 | 55.08
07498312135 | FZ2ELQ1Q1NNM003 | OM4,2-Fbr,1.6mm,PC,LSZH,UltIl,3M | The duplex fiber patch cord is OM4 with a 1.6mm jacket. It is Low Smoke Zero Halogen (LSZH) rated and features LC Push Pull connectors. It has ultra insertion loss and is 3 meters in length. | PC | 1 | 10 | 1 | 1 | 57.92
07498312162 | FZ2ELQ1Q1NNM004 | OM4,2-Fbr,1.6mm,PC,LSZH,UltIl,4M | 2 fiber OM4 patch cord, LC push pull to LC push pull, 16mm jacket, low smoke zero halogen (LSZH) rated, Ultra IL, 4m | PC | 1 | 10 | 1 | 1 | 60.76
07498312180 | FZ2ELQ1Q1NNM005 | OM4,2-Fbr,1.6mm,PC,LSZH,UltIl,5M | 2 fiber OM4 patch cord, LC push pull to LC push pull, 16mm jacket, low smoke zero halogen (LSZH) rated, Ultra IL, 5m | PC | 1 | 10 | 1 | 1 | 63.6
07498312206 | FZ2ELQ1Q1NNM006 | OM4,2-Fbr,1.6mm,PC,LSZH,UltIl,6M | 2 fiber OM4 patch cord, LC push pull to LC push pull, 16mm jacket, low smoke zero halogen (LSZH) rated, Ultra IL, 6m | PC | 1 | 10 | 1 | 1 | 66.44
07498312219 | FZ2ELQ1Q1NNM007 | OM4,2-Fbr,1.6mm,PC,LSZH,UltIl,7M | 2 fiber OM4 patch cord, LC push pull to LC push pull, 16mm jacket, low smoke zero halogen (LSZH) rated, Ultra IL, 7m | PC | 1 | 10 | 1 | 1 | 69.28
07498312227 | FZ2ELQ1Q1NNM008 | OM4,2-Fbr,1.6mm,PC,LSZH,UltIl,8M | 2 fiber OM4 patch cord, LC push pull to LC push pull, 16mm jacket, low smoke zero halogen (LSZH) rated, Ultra IL, 8m | PC | 1 | 10 | 1 | 1 | 72.12
07498312228 | FZ2ELQ1Q1NNM009 | OM4,2-Fbr,1.6mm,PC,LSZH,UltIl,9M | 2 fiber OM4 patch cord, LC push pull to LC push pull, 16mm jacket, low smoke zero halogen (LSZH) rated, Ultra IL, 9m | PC | 1 | 10 | 1 | 1 | 74.96
07498312229 | FZ2ELQ1Q1NNM010 | OM4,2-Fbr,1.6mm,PC,LSZH,UltIl,10M | 2 fiber OM4 patch cord, LC push pull to LC push pull, 16mm jacket, low smoke zero halogen (LSZH) rated, Ultra IL, 10m | PC | 1 | 10 | 1 | 1 | 77.8
07498312240 | FZ2ELQ1Q1NNM011 | OM4,2-Fbr,1.6mm,PC,LSZH,UltIl,11M | 2 fiber OM4 patch cord, LC push pull to LC push pull, 16mm jacket, low smoke zero halogen (LSZH) rated, Ultra IL, 11m | PC | 1 | 1 | 1 | 1 | 80.64
07498312241 | FZ2ELQ1Q1NNM012 | OM4,2-Fbr,1.6mm,PC,LSZH,UltIl,12M | 2 fiber OM4 patch cord, LC push pull to LC push pull, 16mm jacket, low smoke zero halogen (LSZH) rated, Ultra IL, 12m | PC | 1 | 1 | 1 | 1 | 83.48
07498312242 | FZ2ELQ1Q1NNM013 | OM4,2-Fbr,1.6mm,PC,LSZH,UltIl,13M | 2 fiber OM4 patch cord, LC push pull to LC push pull, 16mm jacket, low smoke zero halogen (LSZH) rated, Ultra IL, 13m | PC | 1 | 1 | 1 | 1 | 86.32
07498312243 | FZ2ELQ1Q1NNM014 | OM4,2-Fbr,1.6mm,PC,LSZH,UltIl,14M | 2 fiber OM4 patch cord, LC push pull to LC push pull, 16mm jacket, low smoke zero halogen (LSZH) rated, Ultra IL, 14m | PC | 1 | 1 | 1 | 1 | 89.16
07498312244 | FZ2ELQ1Q1NNM015 | OM4,2-Fbr,1.6mm,PC,LSZH,UltIl,15M | 2 fiber OM4 patch cord, LC push pull to LC push pull, 16mm jacket, low smoke zero halogen (LSZH) rated, Ultra IL, 15m | PC | 1 | 10 | 1 | 1 | 92
07498312245 | FZ2ELQ1Q1NNM016 | OM4,2-Fbr,1.6mm,PC,LSZH,UltIl,16M | 2 fiber OM4 patch cord, LC push pull to LC push pull, 16mm jacket, low smoke zero halogen (LSZH) rated, Ultra IL, 16m | PC | 1 | 1 | 1 | 1 | 94.84
07498312246 | FZ2ELQ1Q1NNM017 | OM4,2-Fbr,1.6mm,PC,LSZH,UltIl,17M | 2 fiber OM4 patch cord, LC push pull to LC push pull, 16mm jacket, low smoke zero halogen (LSZH) rated, Ultra IL, 17m | PC | 1 | 1 | 1 | 1 | 97.68
07498312247 | FZ2ELQ1Q1NNM018 | OM4,2-Fbr,1.6mm,PC,LSZH,UltIl,18M | 2 fiber OM4 patch cord, LC push pull to LC push pull, 16mm jacket, low smoke zero halogen (LSZH) rated, Ultra IL, 18m | PC | 1 | 1 | 1 | 1 | 100.52
07498312248 | FZ2ELQ1Q1NNM019 | OM4,2-Fbr,1.6mm,PC,LSZH,UltIl,19M | 2 fiber OM4 patch cord, LC push pull to LC push pull, 16mm jacket, low smoke zero halogen (LSZH) rated, Ultra IL, 19m | PC | 1 | 1 | 1 | 1 | 103.36
07498312269 | FZ2ELQ1Q1NNM020 | OM4,2-Fbr,1.6mm,PC,LSZH,UltIl,20M | 2 fiber OM4 patch cord, LC push pull to LC push pull, 16mm jacket, low smoke zero halogen (LSZH) rated, Ultra IL, 20m | PC | 1 | 10 | 1 | 1 | 106.2
07498312292 | FZ2ELQ1Q1NNM021 | OM4,2-Fbr,1.6mm,PC,LSZH,UltIl,21M | 2 fiber OM4 patch cord, LC push pull to LC push pull, 16mm jacket, low smoke zero halogen (LSZH) rated, Ultra IL, 21m | PC | 1 | 1 | 1 | 1 | 109.04
07498312305 | FZ2ELQ1Q1NNM022 | OM4,2-Fbr,1.6mm,PC,LSZH,UltIl,22M | 2 fiber OM4 patch cord, LC push pull to LC push pull, 16mm jacket, low smoke zero halogen (LSZH) rated, Ultra IL, 22m | PC | 1 | 1 | 1 | 1 | 111.88
07498312306 | FZ2ELQ1Q1NNM023 | OM4,2-Fbr,1.6mm,PC,LSZH,UltIl,23M | 2 fiber OM4 patch cord, LC push pull to LC push pull, 16mm jacket, low smoke zero halogen (LSZH) rated, Ultra IL, 23m | PC | 1 | 1 | 1 | 1 | 114.72
07498312311 | FZ2ELQ1Q1NNM024 | OM4,2-Fbr,1.6mm,PC,LSZH,UltIl,24M | 2 fiber OM4 patch cord, LC push pull to LC push pull, 16mm jacket, low smoke zero halogen (LSZH) rated, Ultra IL, 24m | PC | 1 | 1 | 1 | 1 | 117.56
07498312331 | FZ2ELQ1Q1NNM025 | OM4,2-Fbr,1.6mm,PC,LSZH,UltIl,25M | 2 fiber OM4 patch cord, LC push pull to LC push pull, 16mm jacket, low smoke zero halogen (LSZH) rated, Ultra IL, 25m | PC | 1 | 10 | 1 | 1 | 120.4
07498312344 | FZ2ELQ1Q1NNM026 | OM4,2-Fbr,1.6mm,PC,LSZH,UltIl,26M | 2 fiber OM4 patch cord, LC push pull to LC push pull, 16mm jacket, low smoke zero halogen (LSZH) rated, Ultra IL, 26m | PC | 1 | 1 | 1 | 1 | 123.24
07498312348 | FZ2ELQ1Q1NNM027 | OM4,2-Fbr,1.6mm,PC,LSZH,UltIl,27M | 2 fiber OM4 patch cord, LC push pull to LC push pull, 16mm jacket, low smoke zero halogen (LSZH) rated, Ultra IL, 27m | PC | 1 | 1 | 1 | 1 | 126.08
07498312357 | FZ2ELQ1Q1NNM028 | OM4,2-Fbr,1.6mm,PC,LSZH,UltIl,28M | 2 fiber OM4 patch cord, LC push pull to LC push pull, 16mm jacket, low smoke zero halogen (LSZH) rated, Ultra IL, 28m | PC | 1 | 1 | 1 | 1 | 128.92
07498312358 | FZ2ELQ1Q1NNM029 | OM4,2-Fbr,1.6mm,PC,LSZH,UltIl,29M | 2 fiber OM4 patch cord, LC push pull to LC push pull, 16mm jacket, low smoke zero halogen (LSZH) rated, Ultra IL, 29m | PC | 1 | 1 | 1 | 1 | 131.76
07498312474 | FZ2ELQ1Q1NNM030 | OM4,2-Fbr,1.6mm,PC,LSZH,UltIl,30M | 2 fiber OM4 patch cord, LC push pull to LC push pull, 16mm jacket, low smoke zero halogen (LSZH) rated, Ultra IL, 30m | PC | 1 | 1 | 1 | 1 | 134.6
07498312475 | FZ2ELQ1Q1NNM031 | OM4,2-Fbr,1.6mm,PC,LSZH,UltIl,31M | 2 fiber OM4 patch cord, LC push pull to LC push pull, 16mm jacket, low smoke zero halogen (LSZH) rated, Ultra IL, 31m | PC | 1 | 1 | 1 | 1 | 137.44
07498312501 | FZ2ELQ1Q1NNM032 | OM4,2-Fbr,1.6mm,PC,LSZH,UltIl,32M | 2 fiber OM4 patch cord, LC push pull to LC push pull, 16mm jacket, low smoke zero halogen (LSZH) rated, Ultra IL, 32m | PC | 1 | 1 | 1 | 1 | 140.28
07498312527 | FZ2ELQ1Q1NNM033 | OM4,2-Fbr,1.6mm,PC,LSZH,UltIl,33M | 2 fiber OM4 patch cord, LC push pull to LC push pull, 16mm jacket, low smoke zero halogen (LSZH) rated, Ultra IL, 33m | PC | 1 | 1 | 1 | 1 | 143.12
07498312578 | FZ2ELQ1Q1NNM034 | OM4,2-Fbr,1.6mm,PC,LSZH,UltIl,34M | 2 fiber OM4 patch cord, LC push pull to LC push pull, 16mm jacket, low smoke zero halogen (LSZH) rated, Ultra IL, 34m | PC | 1 | 1 | 1 | 1 | 145.96
07498312591 | FZ2ELQ1Q1NNM035 | OM4,2-Fbr,1.6mm,PC,LSZH,UltIl,35M | 2 fiber OM4 patch cord, LC push pull to LC push pull, 16mm jacket, low smoke zero halogen (LSZH) rated, Ultra IL, 35m | PC | 1 | 1 | 1 | 1 | 148.8
07498312605 | FZ2ELQ1Q1NNM036 | OM4,2-Fbr,1.6mm,PC,LSZH,UltIl,36M | 2 fiber OM4 patch cord, LC push pull to LC push pull, 16mm jacket, low smoke zero halogen (LSZH) rated, Ultra IL, 36m | PC | 1 | 1 | 1 | 1 | 151.64
07498312618 | FZ2ELQ1Q1NNM037 | OM4,2-Fbr,1.6mm,PC,LSZH,UltIl,37M | 2 fiber OM4 patch cord, LC push pull to LC push pull, 16mm jacket, low smoke zero halogen (LSZH) rated, Ultra IL, 37m | PC | 1 | 1 | 1 | 1 | 154.48
07498312631 | FZ2ELQ1Q1NNM038 | OM4,2-Fbr,1.6mm,PC,LSZH,UltIl,38M | 2 fiber OM4 patch cord, LC push pull to LC push pull, 16mm jacket, low smoke zero halogen (LSZH) rated, Ultra IL, 38m | PC | 1 | 1 | 1 | 1 | 157.32
07498312657 | FZ2ELQ1Q1NNM039 | OM4,2-Fbr,1.6mm,PC,LSZH,UltIl,39M | 2 fiber OM4 patch cord, LC push pull to LC push pull, 16mm jacket, low smoke zero halogen (LSZH) rated, Ultra IL, 39m | PC | 1 | 1 | 1 | 1 | 160.16
07498312774 | FZ2ELQ1Q1NNM040 | OM4,2-Fbr,1.6mm,PC,LSZH,UltIl,40M | 2 fiber OM4 patch cord, LC push pull to LC push pull, 16mm jacket, low smoke zero halogen (LSZH) rated, Ultra IL, 40m | PC | 1 | 1 | 1 | 1 | 163
07498312787 | FZ2ELQ1Q1NNM041 | OM4,2-Fbr,1.6mm,PC,LSZH,UltIl,41M | 2 fiber OM4 patch cord, LC push pull to LC push pull, 16mm jacket, low smoke zero halogen (LSZH) rated, Ultra IL, 41m | PC | 1 | 1 | 1 | 1 | 165.84
07498312800 | FZ2ELQ1Q1NNM042 | OM4,2-Fbr,1.6mm,PC,LSZH,UltIl,42M | 2 fiber OM4 patch cord, LC push pull to LC push pull, 16mm jacket, low smoke zero halogen (LSZH) rated, Ultra IL, 42m | PC | 1 | 1 | 1 | 1 | 168.68
07498312813 | FZ2ELQ1Q1NNM043 | OM4,2-Fbr,1.6mm,PC,LSZH,UltIl,43M | 2 fiber OM4 patch cord, LC push pull to LC push pull, 16mm jacket, low smoke zero halogen (LSZH) rated, Ultra IL, 43m | PC | 1 | 1 | 1 | 1 | 171.52
07498312826 | FZ2ELQ1Q1NNM044 | OM4,2-Fbr,1.6mm,PC,LSZH,UltIl,44M | 2 fiber OM4 patch cord, LC push pull to LC push pull, 16mm jacket, low smoke zero halogen (LSZH) rated, Ultra IL, 44m | PC | 1 | 1 | 1 | 1 | 174.36
07498312839 | FZ2ELQ1Q1NNM045 | OM4,2-Fbr,1.6mm,PC,LSZH,UltIl,45M | 2 fiber OM4 patch cord, LC push pull to LC push pull, 16mm jacket, low smoke zero halogen (LSZH) rated, Ultra IL, 45m | PC | 1 | 1 | 1 | 1 | 177.2
07498312852 | FZ2ELQ1Q1NNM046 | OM4,2-Fbr,1.6mm,PC,LSZH,UltIl,46M | 2 fiber OM4 patch cord, LC push pull to LC push pull, 16mm jacket, low smoke zero halogen (LSZH) rated, Ultra IL, 46m | PC | 1 | 1 | 1 | 1 | 180.04
07498312865 | FZ2ELQ1Q1NNM047 | OM4,2-Fbr,1.6mm,PC,LSZH,UltIl,47M | 2 fiber OM4 patch cord, LC push pull to LC push pull, 16mm jacket, low smoke zero halogen (LSZH) rated, Ultra IL, 47m | PC | 1 | 1 | 1 | 1 | 182.88
07498312866 | FZ2ELQ1Q1NNM048 | OM4,2-Fbr,1.6mm,PC,LSZH,UltIl,48M | 2 fiber OM4 patch cord, LC push pull to LC push pull, 16mm jacket, low smoke zero halogen (LSZH) rated, Ultra IL, 48m | PC | 1 | 1 | 1 | 1 | 185.72
07498312892 | FZ2ELQ1Q1NNM049 | OM4,2-Fbr,1.6mm,PC,LSZH,UltIl,49M | 2 fiber OM4 patch cord, LC push pull to LC push pull, 16mm jacket, low smoke zero halogen (LSZH) rated, Ultra IL, 49m | PC | 1 | 1 | 1 | 1 | 188.56
07498312918 | FZ2ELQ1Q1NNM050 | OM4,2-Fbr,1.6mm,PC,LSZH,UltIl,50M | 2 fiber OM4 patch cord, LC push pull to LC push pull, 16mm jacket, low smoke zero halogen (LSZH) rated, Ultra IL, 50m | PC | 1 | 1 | 1 | 1 | 191.4
61305628867 | FZ2ELQ1Q1SNM0.5 | OM4 2f 1.6mm PC LSZH PushPull LC/PushPul |  | PC | 1 | 10 | 1 | 1 | 46.82
07498398090 | FZ2ELQ1Q1SNM001 | OM4,2-Fbr,1.6mm,PC,LSZH,StdIl,1M | The duplex fiber patch cord is OM4 with a 1.6mm jacket. It is Low Smoke Zero Halogen (LSZH) rated and features LC Push Pull connectors. It has standard insertion loss and is 1 meter in length. | PC | 1 | 10 | 1 | 1 | 48.24
07498398093 | FZ2ELQ1Q1SNM002 | OM4,2-Fbr,1.6mm,PC,LSZH,StdIl,2M | The duplex fiber patch cord is OM4 with a 1.6mm jacket. It is Low Smoke Zero Halogen (LSZH) rated and features LC Push Pull connectors. It has standard insertion loss and is 2 meters in length. | PC | 1 | 10 | 1 | 1 | 51.08
07498398173 | FZ2ELQ1Q1SNM003 | OM4,2-Fbr,1.6mm,PC,LSZH,StdIl,3M | The duplex fiber patch cord is OM4 with a 1.6mm jacket. It is Low Smoke Zero Halogen (LSZH) rated and features LC Push Pull connectors. It has standard insertion loss and is 3 meters in length. | PC | 1 | 10 | 1 | 1 | 53.92
07498398182 | FZ2ELQ1Q1SNM004 | OM4,2-Fbr,1.6mm,PC,LSZH,StdIl,4M | 2 fiber OM4 patch cord, LC push pull to LC push pull, 16mm jacket, low smoke zero halogen (LSZH) rated, Standard IL, 4m | PC | 1 | 10 | 1 | 1 | 56.76
07498398186 | FZ2ELQ1Q1SNM005 | OM4,2-Fbr,1.6mm,PC,LSZH,StdIl,5M | 2 fiber OM4 patch cord, LC push pull to LC push pull, 16mm jacket, low smoke zero halogen (LSZH) rated, Standard IL, 5m | PC | 1 | 1 | 1 | 1 | 59.6
07498398094 | FZ2ELQ1Q1SNM006 | OM4,2-Fbr,1.6mm,PC,LSZH,StdIl,6M | 2 fiber OM4 patch cord, LC push pull to LC push pull, 16mm jacket, low smoke zero halogen (LSZH) rated, Standard IL, 6m | PC | 1 | 10 | 1 | 1 | 62.44
07498398177 | FZ2ELQ1Q1SNM007 | OM4,2-Fbr,1.6mm,PC,LSZH,StdIl,7M | 2 fiber OM4 patch cord, LC push pull to LC push pull, 16mm jacket, low smoke zero halogen (LSZH) rated, Standard IL, 7m | PC | 1 | 10 | 1 | 1 | 65.28
07498398183 | FZ2ELQ1Q1SNM008 | OM4,2-Fbr,1.6mm,PC,LSZH,StdIl,8M | 2 fiber OM4 patch cord, LC push pull to LC push pull, 16mm jacket, low smoke zero halogen (LSZH) rated, Standard IL, 8m | PC | 1 | 10 | 1 | 1 | 68.12
07498398187 | FZ2ELQ1Q1SNM009 | OM4,2-Fbr,1.6mm,PC,LSZH,StdIl,9M | 2 fiber OM4 patch cord, LC push pull to LC push pull, 16mm jacket, low smoke zero halogen (LSZH) rated, Standard IL, 9m | PC | 1 | 10 | 1 | 1 | 70.96
07498398190 | FZ2ELQ1Q1SNM010 | OM4,2-Fbr,1.6mm,PC,LSZH,StdIl,10M | 2 fiber OM4 patch cord, LC push pull to LC push pull, 16mm jacket, low smoke zero halogen (LSZH) rated, Standard IL, 10m | PC | 1 | 10 | 1 | 1 | 73.8
07498398192 | FZ2ELQ1Q1SNM011 | OM4,2-Fbr,1.6mm,PC,LSZH,StdIl,11M | 2 fiber OM4 patch cord, LC push pull to LC push pull, 16mm jacket, low smoke zero halogen (LSZH) rated, Standard IL, 11m | PC | 1 | 1 | 1 | 1 | 76.64
07498398191 | FZ2ELQ1Q1SNM012 | OM4,2-Fbr,1.6mm,PC,LSZH,StdIl,12M | 2 fiber OM4 patch cord, LC push pull to LC push pull, 16mm jacket, low smoke zero halogen (LSZH) rated, Standard IL, 12m | PC | 1 | 1 | 1 | 1 | 79.48
07498398193 | FZ2ELQ1Q1SNM013 | OM4,2-Fbr,1.6mm,PC,LSZH,StdIl,13M | 2 fiber OM4 patch cord, LC push pull to LC push pull, 16mm jacket, low smoke zero halogen (LSZH) rated, Standard IL, 13m | PC | 1 | 1 | 1 | 1 | 82.32
07498398194 | FZ2ELQ1Q1SNM014 | OM4,2-Fbr,1.6mm,PC,LSZH,StdIl,14M | 2 fiber OM4 patch cord, LC push pull to LC push pull, 16mm jacket, low smoke zero halogen (LSZH) rated, Standard IL, 14m | PC | 1 | 1 | 1 | 1 | 85.16
07498398199 | FZ2ELQ1Q1SNM015 | OM4,2-Fbr,1.6mm,PC,LSZH,StdIl,15M | 2 fiber OM4 patch cord, LC push pull to LC push pull, 16mm jacket, low smoke zero halogen (LSZH) rated, Standard IL, 15 meters. | PC | 1 | 10 | 1 | 1 | 88
07498398210 | FZ2ELQ1Q1SNM016 | OM4,2-Fiber,1.6mm,PC,LSZH,16M | 2 fiber OM4 patch cord, LC push pull to LC push pull, 16mm jacket, low smoke zero halogen (LSZH) rated, Standard IL, 16m | PC | 1 | 1 | 1 | 1 | 90.84
07498398220 | FZ2ELQ1Q1SNM017 | OM4,2-Fbr,1.6mm,PC,LSZH,StdIl,17M | 2 fiber OM4 patch cord, LC push pull to LC push pull, 16mm jacket, low smoke zero halogen (LSZH) rated, Standard IL, 17m | PC | 1 | 1 | 1 | 1 | 93.68
07498398242 | FZ2ELQ1Q1SNM018 | OM4,2-Fbr,1.6mm,PC,LSZH,StdIl,18M | 2 fiber OM4 patch cord, LC push pull to LC push pull, 16mm jacket, low smoke zero halogen (LSZH) rated, Standard IL, 18m | PC | 1 | 1 | 1 | 1 | 96.52
07498398244 | FZ2ELQ1Q1SNM019 | OM4,2-Fbr,1.6mm,PC,LSZH,StdIl,19M | 2 fiber OM4 patch cord, LC push pull to LC push pull, 16mm jacket, low smoke zero halogen (LSZH) rated, Standard IL, 19m | PC | 1 | 1 | 1 | 1 | 99.36
07498398247 | FZ2ELQ1Q1SNM020 | OM4,2-Fbr,1.6mm,PC,LSZH,StdIl,20M | 2 fiber OM4 patch cord, LC push pull to LC push pull, 16mm jacket, low smoke zero halogen (LSZH) rated, Standard IL, 20m | PC | 1 | 10 | 1 | 1 | 102.2
07498398253 | FZ2ELQ1Q1SNM021 | OM4,2-Fbr,1.6mm,PC,LSZH,StdIl,21M | 2 fiber OM4 patch cord, LC push pull to LC push pull, 16mm jacket, low smoke zero halogen (LSZH) rated, Standard IL, 21m | PC | 1 | 1 | 1 | 1 | 105.04
07498398262 | FZ2ELQ1Q1SNM022 | OM4,2-Fbr,1.6mm,PC,LSZH,StdIl,22M | 2 fiber OM4 patch cord, LC push pull to LC push pull, 16mm jacket, low smoke zero halogen (LSZH) rated, Standard IL, 22m | PC | 1 | 1 | 1 | 1 | 107.88
07498398264 | FZ2ELQ1Q1SNM023 | OM4,2-Fbr,1.6mm,PC,LSZH,StdIl,23M | 2 fiber OM4 patch cord, LC push pull to LC push pull, 16mm jacket, low smoke zero halogen (LSZH) rated, Standard IL, 23m | PC | 1 | 1 | 1 | 1 | 110.72
07498398265 | FZ2ELQ1Q1SNM024 | OM4,2-Fbr,1.6mm,PC,LSZH,StdIl,24M | 2 fiber OM4 patch cord, LC push pull to LC push pull, 16mm jacket, low smoke zero halogen (LSZH) rated, Standard IL, 24m | PC | 1 | 1 | 1 | 1 | 113.56
07498398268 | FZ2ELQ1Q1SNM025 | OM4,2-Fbr,1.6mm,PC,LSZH,StdIl,25M | 2 fiber OM4 patch cord, LC push pull to LC push pull, 16mm jacket, low smoke zero halogen (LSZH) rated, Standard IL, 25 meters. | PC | 1 | 10 | 1 | 1 | 116.4
07498398271 | FZ2ELQ1Q1SNM026 | OM4,2-Fbr,1.6mm,PC,LSZH,StdIl,26M | 2 fiber OM4 patch cord, LC push pull to LC push pull, 16mm jacket, low smoke zero halogen (LSZH) rated, Standard IL, 26m | PC | 1 | 1 | 1 | 1 | 119.24
07498398272 | FZ2ELQ1Q1SNM027 | OM4,2-Fbr,1.6mm,PC,LSZH,StdIl,27M | 2 fiber OM4 patch cord, LC push pull to LC push pull, 16mm jacket, low smoke zero halogen (LSZH) rated, Standard IL, 27m | PC | 1 | 1 | 1 | 1 | 122.08
07498398417 | FZ2ELQ1Q1SNM028 | OM4,2-Fbr,1.6mm,PC,LSZH,StdIl,28M | 2 fiber OM4 patch cord, LC push pull to LC push pull, 16mm jacket, low smoke zero halogen (LSZH) rated, Standard IL, 28m | PC | 1 | 1 | 1 | 1 | 124.92
07498398419 | FZ2ELQ1Q1SNM029 | OM4,2-Fbr,1.6mm,PC,LSZH,StdIl,29M | 2 fiber OM4 patch cord, LC push pull to LC push pull, 16mm jacket, low smoke zero halogen (LSZH) rated, Standard IL, 29m | PC | 1 | 1 | 1 | 1 | 127.76
07498398422 | FZ2ELQ1Q1SNM030 | OM4,2-Fbr,1.6mm,PC,LSZH,StdIl,30M | 2 fiber OM4 patch cord, LC push pull to LC push pull, 16mm jacket, low smoke zero halogen (LSZH) rated, Standard IL, 30m | PC | 1 | 10 | 1 | 1 | 130.6
07498398423 | FZ2ELQ1Q1SNM031 | OM4,2-Fbr,1.6mm,PC,LSZH,StdIl,31M | 2 fiber OM4 patch cord, LC push pull to LC push pull, 16mm jacket, low smoke zero halogen (LSZH) rated, Standard IL, 31m | PC | 1 | 1 | 1 | 1 | 133.44
07498398425 | FZ2ELQ1Q1SNM032 | OM4,2-Fbr,1.6mm,PC,LSZH,StdIl,32M | 2 fiber OM4 patch cord, LC push pull to LC push pull, 16mm jacket, low smoke zero halogen (LSZH) rated, Standard IL, 32m | PC | 1 | 1 | 1 | 1 | 136.28
07498398426 | FZ2ELQ1Q1SNM033 | OM4,2-Fbr,1.6mm,PC,LSZH,StdIl,33M | 2 fiber OM4 patch cord, LC push pull to LC push pull, 16mm jacket, low smoke zero halogen (LSZH) rated, Standard IL, 33m | PC | 1 | 1 | 1 | 1 | 139.12
07498398429 | FZ2ELQ1Q1SNM034 | OM4,2-Fbr,1.6mm,PC,LSZH,StdIl,34M | 2 fiber OM4 patch cord, LC push pull to LC push pull, 16mm jacket, low smoke zero halogen (LSZH) rated, Standard IL, 34m | PC | 1 | 1 | 1 | 1 | 141.96
07498398431 | FZ2ELQ1Q1SNM035 | OM4,2-Fbr,1.6mm,PC,LSZH,StdIl,35M | 2 fiber OM4 patch cord, LC push pull to LC push pull, 16mm jacket, low smoke zero halogen (LSZH) rated, Standard IL, 35 meters. | PC | 1 | 1 | 1 | 1 | 144.8
07498398434 | FZ2ELQ1Q1SNM036 | OM4,2-Fbr,1.6mm,PC,LSZH,StdIl,36M | 2 fiber OM4 patch cord, LC push pull to LC push pull, 16mm jacket, low smoke zero halogen (LSZH) rated, Standard IL, 36m | PC | 1 | 1 | 1 | 1 | 147.64
07498398436 | FZ2ELQ1Q1SNM037 | OM4,2-Fbr,1.6mm,PC,LSZH,StdIl,37M | 2 fiber OM4 patch cord, LC push pull to LC push pull, 16mm jacket, low smoke zero halogen (LSZH) rated, Standard IL, 37m | PC | 1 | 1 | 1 | 1 | 150.48
07498398440 | FZ2ELQ1Q1SNM038 | OM4,2-Fbr,1.6mm,PC,LSZH,StdIl,38M | 2 fiber OM4 patch cord, LC push pull to LC push pull, 16mm jacket, low smoke zero halogen (LSZH) rated, Standard IL, 38m | PC | 1 | 1 | 1 | 1 | 153.32
07498398442 | FZ2ELQ1Q1SNM039 | OM4,2-Fbr,1.6mm,PC,LSZH,StdIl,39M | 2 fiber OM4 patch cord, LC push pull to LC push pull, 16mm jacket, low smoke zero halogen (LSZH) rated, Standard IL, 39m | PC | 1 | 1 | 1 | 1 | 156.16
07498398444 | FZ2ELQ1Q1SNM040 | OM4,2-Fbr,1.6mm,PC,LSZH,StdIl,40M | 2 fiber OM4 patch cord, LC push pull to LC push pull, 16mm jacket, low smoke zero halogen (LSZH) rated, Standard IL, 40m | PC | 1 | 1 | 1 | 1 | 159
07498398447 | FZ2ELQ1Q1SNM041 | OM4,2-Fbr,1.6mm,PC,LSZH,StdIl,41M | 2 fiber OM4 patch cord, LC push pull to LC push pull, 16mm jacket, low smoke zero halogen (LSZH) rated, Standard IL, 41m | PC | 1 | 1 | 1 | 1 | 161.84
07498398519 | FZ2ELQ1Q1SNM042 | OM4,2-Fbr,1.6mm,PC,LSZH,StdIl,42M | 2 fiber OM4 patch cord, LC push pull to LC push pull, 16mm jacket, low smoke zero halogen (LSZH) rated, Standard IL, 42m | PC | 1 | 1 | 1 | 1 | 164.68
07498398523 | FZ2ELQ1Q1SNM043 | OM4,2-Fbr,1.6mm,PC,LSZH,StdIl,43M | 2 fiber OM4 patch cord, LC push pull to LC push pull, 16mm jacket, low smoke zero halogen (LSZH) rated, Standard IL, 43m | PC | 1 | 1 | 1 | 1 | 167.52
07498398562 | FZ2ELQ1Q1SNM044 | OM4,2-Fbr,1.6mm,PC,LSZH,StdIl,44M | 2 fiber OM4 patch cord, LC push pull to LC push pull, 16mm jacket, low smoke zero halogen (LSZH) rated, Standard IL, 44m | PC | 1 | 10 | 1 | 1 | 170.36
07498398563 | FZ2ELQ1Q1SNM045 | OM4,2-Fbr,1.6mm,PC,LSZH,StdIl,45M | 2 fiber OM4 patch cord, LC push pull to LC push pull, 16mm jacket, low smoke zero halogen (LSZH) rated, Standard IL, 45 meters. | PC | 1 | 10 | 1 | 1 | 173.2
07498398564 | FZ2ELQ1Q1SNM046 | OM4,2-Fbr,1.6mm,PC,LSZH,StdIl,46M | 2 fiber OM4 patch cord, LC push pull to LC push pull, 16mm jacket, low smoke zero halogen (LSZH) rated, Standard IL, 46m | PC | 1 | 1 | 1 | 1 | 176.04
07498398707 | FZ2ELQ1Q1SNM047 | OM4,2-Fbr,1.6mm,PC,LSZH,StdIl,47M | 2 fiber OM4 patch cord, LC push pull to LC push pull, 16mm jacket, low smoke zero halogen (LSZH) rated, Standard IL, 47m | PC | 1 | 1 | 1 | 1 | 178.88
07498398708 | FZ2ELQ1Q1SNM048 | OM4,2-Fbr,1.6mm,PC,LSZH,StdIl,48M | 2 fiber OM4 patch cord, LC push pull to LC push pull, 16mm jacket, low smoke zero halogen (LSZH) rated, Standard IL, 48m | PC | 1 | 1 | 1 | 1 | 181.72
07498398709 | FZ2ELQ1Q1SNM049 | OM4,2-Fbr,1.6mm,PC,LSZH,StdIl,49M | 2 fiber OM4 patch cord, LC push pull to LC push pull, 16mm jacket, low smoke zero halogen (LSZH) rated, Standard IL, 49m | PC | 1 | 1 | 1 | 1 | 184.56
07498398721 | FZ2ELQ1Q1SNM050 | OM4,2-Fbr,1.6mm,PC,LSZH,StdIl,50M | 2 fiber OM4 patch cord, LC push pull to LC push pull, 16mm jacket, low smoke zero halogen (LSZH) rated, Standard IL, 50m | PC | 1 | 1 | 1 | 1 | 187.4
07498398091 | FZ2ELQ1Q1SNM1.5 | OM4,2-Fiber,1.6mm,PC,LSZH,1.5M | 2 fiber OM4 patch cord, LC push pull to LC push pull, 16mm jacket, low smoke zero halogen (LSZH) rated, Standard IL, 15m | PC | 1 | 10 | 1 | 1 | 49.66
07498398097 | FZ2ELQ1Q1SNM2.5 | OM4,2-Fiber,1.6mm,PC,LSZH,2.5M | 2 fiber OM4 patch cord, LC push pull to LC push pull, 16mm jacket, low smoke zero halogen (LSZH) rated, Standard IL, 25m | PC | 1 | 10 | 1 | 1 | 52.5
07498398178 | FZ2ELQ1Q1SNM3.5 | OM4,2-Fiber,1.6mm,PC,LSZH,3.5M | 2 fiber OM4 patch cord, LC push pull to LC push pull, 16mm jacket, low smoke zero halogen (LSZH) rated, Standard IL, 35m | PC | 1 | 10 | 1 | 1 | 55.34
07498398184 | FZ2ELQ1Q1SNM4.5 | OM4,2-Fiber,1.6mm,PC,LSZH,4.5M | 2 fiber OM4 patch cord, LC push pull to LC push pull, 16mm jacket, low smoke zero halogen (LSZH) rated, Standard IL, 45m | PC | 1 | 10 | 1 | 1 | 58.18
07498398188 | FZ2ELQ1Q1SNM5.5 | OM4,2-Fiber,1.6mm,PC,LSZH,5.5M | 2 fiber OM4 patch cord, LC push pull to LC push pull, 16mm jacket, low smoke zero halogen (LSZH) rated, Standard IL, 55m | PC | 1 | 10 | 1 | 1 | 61.02
07498398098 | FZ2ELQ1Q1SNM6.5 | OM4,2-Fiber,1.6mm,PC,LSZH,6.5M | 2 fiber OM4 patch cord, LC push pull to LC push pull, 16mm jacket, low smoke zero halogen (LSZH) rated, Standard IL, 65m | PC | 1 | 10 | 1 | 1 | 63.86
07498398179 | FZ2ELQ1Q1SNM7.5 | OM4,2-Fiber,1.6mm,PC,LSZH,7.5M | 2 fiber OM4 patch cord, LC push pull to LC push pull, 16mm jacket, low smoke zero halogen (LSZH) rated, Standard IL, 75m | PC | 1 | 10 | 1 | 1 | 66.7
07498398185 | FZ2ELQ1Q1SNM8.5 | OM4,2-Fiber,1.6mm,PC,LSZH,8.5M | 2 fiber OM4 patch cord, LC push pull to LC push pull, 16mm jacket, low smoke zero halogen (LSZH) rated, Standard IL, 85m | PC | 1 | 10 | 1 | 1 | 69.54
07498398189 | FZ2ELQ1Q1SNM9.5 | OM4,2-Fiber,1.6mm,PC,LSZH,9.5M | 2 fiber OM4 patch cord, LC push pull to LC push pull, 16mm jacket, low smoke zero halogen (LSZH) rated, Standard IL, 95m | PC | 1 | 10 | 1 | 1 | 72.38
61305645514 | FZ2ELQ1SNSNM0.5 | OM4 2f 1.6mm PC LSZH PushPull LC/SC Dup |  | PC | 1 | 10 | 1 | 1 | 49.92
61305645688 | FZ2ELQ1SNSNM011 | OM4 2f 1.6mm PC LSZH PushPull LC/SC Dup |  | PC | 1 | 1 | 1 | 1 | 79.74
61305645689 | FZ2ELQ1SNSNM012 | OM4 2f 1.6mm PC LSZH PushPull LC/SC Dup |  | PC | 1 | 1 | 1 | 1 | 82.58
61305645727 | FZ2ELQ1SNSNM013 | OM4 2f 1.6mm PC LSZH PushPull LC/SC Dup |  | PC | 1 | 1 | 1 | 1 | 85.42
61305645728 | FZ2ELQ1SNSNM014 | OM4 2f 1.6mm PC LSZH PushPull LC/SC Dup |  | PC | 1 | 1 | 1 | 1 | 88.26
61305645729 | FZ2ELQ1SNSNM015 | OM4 2f 1.6mm PC LSZH PushPull LC/SC Dup |  | PC | 1 | 1 | 1 | 1 | 91.1
61305645730 | FZ2ELQ1SNSNM016 | OM4 2f 1.6mm PC LSZH PushPull LC/SC Dup |  | PC | 1 | 1 | 1 | 1 | 93.94
61305645754 | FZ2ELQ1SNSNM017 | OM4 2f 1.6mm PC LSZH PushPull LC/SC Dup |  | PC | 1 | 1 | 1 | 1 | 96.78
61305645755 | FZ2ELQ1SNSNM018 | OM4 2f 1.6mm PC LSZH PushPull LC/SC Dup |  | PC | 1 | 1 | 1 | 1 | 99.62
61305645756 | FZ2ELQ1SNSNM019 | OM4 2f 1.6mm PC LSZH PushPull LC/SC Dup |  | PC | 1 | 1 | 1 | 1 | 102.46
61305645757 | FZ2ELQ1SNSNM020 | OM4 2f 1.6mm PC LSZH PushPull LC/SC Dup |  | PC | 1 | 1 | 1 | 1 | 105.3
61305645841 | FZ2ELQ1SNSNM021 | OM4 2f 1.6mm PC LSZH PushPull LC/SC Dup |  | PC | 1 | 1 | 1 | 1 | 108.14
61305645842 | FZ2ELQ1SNSNM022 | OM4 2f 1.6mm PC LSZH PushPull LC/SC Dup |  | PC | 1 | 1 | 1 | 1 | 110.98
61305645843 | FZ2ELQ1SNSNM023 | OM4 2f 1.6mm PC LSZH PushPull LC/SC Dup |  | PC | 1 | 1 | 1 | 1 | 113.82
61305645844 | FZ2ELQ1SNSNM024 | OM4 2f 1.6mm PC LSZH PushPull LC/SC Dup |  | PC | 1 | 1 | 1 | 1 | 116.66
61305645845 | FZ2ELQ1SNSNM025 | OM4 2f 1.6mm PC LSZH PushPull LC/SC Dup |  | PC | 1 | 1 | 1 | 1 | 119.5
61305645846 | FZ2ELQ1SNSNM026 | OM4 2f 1.6mm PC LSZH PushPull LC/SC Dup |  | PC | 1 | 1 | 1 | 1 | 122.34
61305645847 | FZ2ELQ1SNSNM027 | OM4 2f 1.6mm PC LSZH PushPull LC/SC Dup |  | PC | 1 | 1 | 1 | 1 | 125.18
61305645848 | FZ2ELQ1SNSNM028 | OM4 2f 1.6mm PC LSZH PushPull LC/SC Dup |  | PC | 1 | 1 | 1 | 1 | 128.02
61305645849 | FZ2ELQ1SNSNM029 | OM4 2f 1.6mm PC LSZH PushPull LC/SC Dup |  | PC | 1 | 1 | 1 | 1 | 130.86
61305645850 | FZ2ELQ1SNSNM030 | OM4 2f 1.6mm PC LSZH PushPull LC/SC Dup |  | PC | 1 | 1 | 1 | 1 | 133.7
61305645851 | FZ2ELQ1SNSNM031 | OM4 2f 1.6mm PC LSZH PushPull LC/SC Dup |  | PC | 1 | 1 | 1 | 1 | 136.54
61305645852 | FZ2ELQ1SNSNM032 | OM4 2f 1.6mm PC LSZH PushPull LC/SC Dup |  | PC | 1 | 1 | 1 | 1 | 139.38
61305645853 | FZ2ELQ1SNSNM033 | OM4 2f 1.6mm PC LSZH PushPull LC/SC Dup |  | PC | 1 | 1 | 1 | 1 | 142.22
61305645854 | FZ2ELQ1SNSNM034 | OM4 2f 1.6mm PC LSZH PushPull LC/SC Dup |  | PC | 1 | 1 | 1 | 1 | 145.06
61305645855 | FZ2ELQ1SNSNM035 | OM4 2f 1.6mm PC LSZH PushPull LC/SC Dup |  | PC | 1 | 1 | 1 | 1 | 147.9
61305645961 | FZ2ELQ1SNSNM036 | OM4 2f 1.6mm PC LSZH PushPull LC/SC Dup |  | PC | 1 | 1 | 1 | 1 | 150.74
61305645962 | FZ2ELQ1SNSNM037 | OM4 2f 1.6mm PC LSZH PushPull LC/SC Dup |  | PC | 1 | 1 | 1 | 1 | 153.58
61305645963 | FZ2ELQ1SNSNM038 | OM4 2f 1.6mm PC LSZH PushPull LC/SC Dup |  | PC | 1 | 1 | 1 | 1 | 156.42
61305645964 | FZ2ELQ1SNSNM039 | OM4 2f 1.6mm PC LSZH PushPull LC/SC Dup |  | PC | 1 | 1 | 1 | 1 | 159.26
61305645965 | FZ2ELQ1SNSNM040 | OM4 2f 1.6mm PC LSZH PushPull LC/SC Dup |  | PC | 1 | 1 | 1 | 1 | 162.1
61305645966 | FZ2ELQ1SNSNM041 | OM4 2f 1.6mm PC LSZH PushPull LC/SC Dup |  | PC | 1 | 1 | 1 | 1 | 164.94
61305645967 | FZ2ELQ1SNSNM042 | OM4 2f 1.6mm PC LSZH PushPull LC/SC Dup |  | PC | 1 | 1 | 1 | 1 | 167.78
61305645968 | FZ2ELQ1SNSNM043 | OM4 2f 1.6mm PC LSZH PushPull LC/SC Dup |  | PC | 1 | 1 | 1 | 1 | 170.62
61305645969 | FZ2ELQ1SNSNM044 | OM4 2f 1.6mm PC LSZH PushPull LC/SC Dup |  | PC | 1 | 1 | 1 | 1 | 173.46
61305645970 | FZ2ELQ1SNSNM045 | OM4 2f 1.6mm PC LSZH PushPull LC/SC Dup |  | PC | 1 | 1 | 1 | 1 | 176.3
61305645971 | FZ2ELQ1SNSNM046 | OM4 2f 1.6mm PC LSZH PushPull LC/SC Dup |  | PC | 1 | 1 | 1 | 1 | 179.14
61305645972 | FZ2ELQ1SNSNM047 | OM4 2f 1.6mm PC LSZH PushPull LC/SC Dup |  | PC | 1 | 1 | 1 | 1 | 181.98
61305645973 | FZ2ELQ1SNSNM048 | OM4 2f 1.6mm PC LSZH PushPull LC/SC Dup |  | PC | 1 | 1 | 1 | 1 | 184.82
61305645974 | FZ2ELQ1SNSNM049 | OM4 2f 1.6mm PC LSZH PushPull LC/SC Dup |  | PC | 1 | 1 | 1 | 1 | 187.66
61305645975 | FZ2ELQ1SNSNM050 | OM4 2f 1.6mm PC LSZH PushPull LC/SC Dup |  | PC | 1 | 1 | 1 | 1 | 190.5
61305645516 | FZ2ELQ1SNSNM1.5 | OM4 2f 1.6mm PC LSZH PushPull LC/SC Dup |  | PC | 1 | 10 | 1 | 1 | 52.76
61305645518 | FZ2ELQ1SNSNM2.5 | OM4 2f 1.6mm PC LSZH PushPull LC/SC Dup |  | PC | 1 | 10 | 1 | 1 | 55.6
61305645585 | FZ2ELQ1SNSNM3.5 | OM4 2f 1.6mm PC LSZH PushPull LC/SC Dup |  | PC | 1 | 10 | 1 | 1 | 58.44
61305645587 | FZ2ELQ1SNSNM4.5 | OM4 2f 1.6mm PC LSZH PushPull LC/SC Dup |  | PC | 1 | 10 | 1 | 1 | 61.28
61305645589 | FZ2ELQ1SNSNM5.5 | OM4 2f 1.6mm PC LSZH PushPull LC/SC Dup |  | PC | 1 | 10 | 1 | 1 | 64.12
61305645639 | FZ2ELQ1SNSNM6.5 | OM4 2f 1.6mm PC LSZH PushPull LC/SC Dup |  | PC | 1 | 10 | 1 | 1 | 66.96
61305645641 | FZ2ELQ1SNSNM7.5 | OM4 2f 1.6mm PC LSZH PushPull LC/SC Dup |  | PC | 1 | 10 | 1 | 1 | 69.8
61305645684 | FZ2ELQ1SNSNM8.5 | OM4 2f 1.6mm PC LSZH PushPull LC/SC Dup |  | PC | 1 | 10 | 1 | 1 | 72.64
61305645686 | FZ2ELQ1SNSNM9.5 | OM4 2f 1.6mm PC LSZH PushPull LC/SC Dup |  | PC | 1 | 10 | 1 | 1 | 75.48
07498307473 | FZ2EPQ1Q1NNM001 | OM4 2 Fiber 1.6mm Jacket Patchcord Plenu | OM4 2 Fiber 1.6mm Jacket Patchcord Plenum LC Push-Pull to LC Push-Pull Ultra IL - 1 Meter | PC | 1 | 10 | 1 | 1 | 52.24
07498307465 | FZ2EPQ1Q1NNM002 | OM4 2 Fiber 1.6mm Jacket Patchcord Plenu | OM4 2 Fiber 1.6mm Jacket Patchcord Plenum LC Push-Pull to LC Push-Pull Ultra IL - 2 Meters | PC | 1 | 10 | 1 | 1 | 55.08
07498307474 | FZ2EPQ1Q1NNM003 | OM4 2 Fiber 1.6mm Jacket Patchcord Plenu | OM4 2 Fiber 1.6mm Jacket Patchcord Plenum LC Push-Pull to LC Push-Pull Ultra IL - 3 Meters | PC | 1 | 10 | 1 | 1 | 57.92
07498307428 | FZ2EPQ1Q1NNM004 | OM4 2 Fiber 1.6mm Jacket Patchcord Plenu | OM4 2 Fiber 1.6mm Jacket Patchcord Plenum LC Push-Pull to LC Push-Pull Ultra IL - 4 Meters | PC | 1 | 10 | 1 | 1 | 60.76
07498307429 | FZ2EPQ1Q1NNM005 | OM4 2 Fiber 1.6mm Jacket Patchcord Plenu | OM4 2 Fiber 1.6mm Jacket Patchcord Plenum LC Push-Pull to LC Push-Pull Ultra IL - 5 Meters | PC | 1 | 10 | 1 | 1 | 63.6
07498307435 | FZ2EPQ1Q1NNM006 | OM4 2 Fiber 1.6mm Jacket Patchcord Plenu | OM4 2 Fiber 1.6mm Jacket Patchcord Plenum LC Push-Pull to LC Push-Pull Ultra IL - 6 Meters | PC | 1 | 10 | 1 | 1 | 66.44
07498307436 | FZ2EPQ1Q1NNM007 | OM4 2 Fiber 1.6mm Jacket Patchcord Plenu | OM4 2 Fiber 1.6mm Jacket Patchcord Plenum LC Push-Pull to LC Push-Pull Ultra IL - 7 Meters | PC | 1 | 10 | 1 | 1 | 69.28
07498307572 | FZ2EPQ1Q1NNM008 | OM4 2 Fiber 1.6mm Jacket Patchcord Plenu | OM4 2 Fiber 1.6mm Jacket Patchcord Plenum LC Push-Pull to LC Push-Pull Ultra IL - 8 Meters | PC | 1 | 10 | 1 | 1 | 72.12
07498307441 | FZ2EPQ1Q1NNM009 | OM4 2 Fiber 1.6mm Jacket Patchcord Plenu | OM4 2 Fiber 1.6mm Jacket Patchcord Plenum LC Push-Pull to LC Push-Pull Ultra IL - 9 Meters | PC | 1 | 10 | 1 | 1 | 74.96
07498307475 | FZ2EPQ1Q1NNM010 | OM4 2 Fiber 1.6mm Jacket Patchcord Plenu | OM4 2 Fiber 1.6mm Jacket Patchcord Plenum LC Push-Pull to LC Push-Pull Ultra IL - 10 Meters | PC | 1 | 10 | 1 | 1 | 77.8
07498307442 | FZ2EPQ1Q1NNM011 | OM4 2 Fiber 1.6mm Jacket Patchcord Plenu | OM4 2 Fiber 1.6mm Jacket Patchcord Plenum LC Push-Pull to LC Push-Pull Ultra IL - 11 Meters | PC | 1 | 1 | 1 | 1 | 80.64
07498307444 | FZ2EPQ1Q1NNM012 | OM4 2 Fiber 1.6mm Jacket Patchcord Plenu | OM4 2 Fiber 1.6mm Jacket Patchcord Plenum LC Push-Pull to LC Push-Pull Ultra IL - 12 Meters | PC | 1 | 1 | 1 | 1 | 83.48
07498307446 | FZ2EPQ1Q1NNM013 | OM4 2 Fiber 1.6mm Jacket Patchcord Plenu | OM4 2 Fiber 1.6mm Jacket Patchcord Plenum LC Push-Pull to LC Push-Pull Ultra IL - 13 Meters | PC | 1 | 1 | 1 | 1 | 86.32
07498307447 | FZ2EPQ1Q1NNM014 | OM4 2 Fiber 1.6mm Jacket Patchcord Plenu | OM4 2 Fiber 1.6mm Jacket Patchcord Plenum LC Push-Pull to LC Push-Pull Ultra IL - 14 Meters | PC | 1 | 1 | 1 | 1 | 89.16
07498307448 | FZ2EPQ1Q1NNM015 | OM4 2 Fiber 1.6mm Jacket Patchcord Plenu | OM4 2 Fiber 1.6mm Jacket Patchcord Plenum LC Push-Pull to LC Push-Pull Ultra IL - 15 Meters | PC | 1 | 1 | 1 | 1 | 92
07498307450 | FZ2EPQ1Q1NNM016 | OM4 2 Fiber 1.6mm Jacket Patchcord Plenu | OM4 2 Fiber 1.6mm Jacket Patchcord Plenum LC Push-Pull to LC Push-Pull Ultra IL - 16 Meters | PC | 1 | 1 | 1 | 1 | 94.84
07498307452 | FZ2EPQ1Q1NNM017 | OM4 2 Fiber 1.6mm Jacket Patchcord Plenu | OM4 2 Fiber 1.6mm Jacket Patchcord Plenum LC Push-Pull to LC Push-Pull Ultra IL - 17 Meters | PC | 1 | 1 | 1 | 1 | 97.68
07498307453 | FZ2EPQ1Q1NNM018 | OM4 2 Fiber 1.6mm Jacket Patchcord Plenu | OM4 2 Fiber 1.6mm Jacket Patchcord Plenum LC Push-Pull to LC Push-Pull Ultra IL - 18 Meters | PC | 1 | 1 | 1 | 1 | 100.52
07498307454 | FZ2EPQ1Q1NNM019 | OM4 2 Fiber 1.6mm Jacket Patchcord Plenu | OM4 2 Fiber 1.6mm Jacket Patchcord Plenum LC Push-Pull to LC Push-Pull Ultra IL - 19 Meters | PC | 1 | 1 | 1 | 1 | 103.36
07498307460 | FZ2EPQ1Q1NNM020 | OM4 2 Fiber 1.6mm Jacket Patchcord Plenu | OM4 2 Fiber 1.6mm Jacket Patchcord Plenum LC Push-Pull to LC Push-Pull Ultra IL - 20 Meters | PC | 1 | 1 | 1 | 1 | 106.2
07498307461 | FZ2EPQ1Q1NNM021 | OM4 2 Fiber 1.6mm Jacket Patchcord Plenu | OM4 2 Fiber 1.6mm Jacket Patchcord Plenum LC Push-Pull to LC Push-Pull Ultra IL - 21 Meters | PC | 1 | 1 | 1 | 1 | 109.04
07498307462 | FZ2EPQ1Q1NNM022 | OM4 2 Fiber 1.6mm Jacket Patchcord Plenu | OM4 2 Fiber 1.6mm Jacket Patchcord Plenum LC Push-Pull to LC Push-Pull Ultra IL - 22 Meters | PC | 1 | 1 | 1 | 1 | 111.88
07498307463 | FZ2EPQ1Q1NNM023 | OM4 2 Fiber 1.6mm Jacket Patchcord Plenu | OM4 2 Fiber 1.6mm Jacket Patchcord Plenum LC Push-Pull to LC Push-Pull Ultra IL - 23 Meters | PC | 1 | 1 | 1 | 1 | 114.72
07498307466 | FZ2EPQ1Q1NNM024 | OM4 2 Fiber 1.6mm Jacket Patchcord Plenu | OM4 2 Fiber 1.6mm Jacket Patchcord Plenum LC Push-Pull to LC Push-Pull Ultra IL - 24 Meters | PC | 1 | 1 | 1 | 1 | 117.56
07498307467 | FZ2EPQ1Q1NNM025 | OM4 2 Fiber 1.6mm Jacket Patchcord Plenu | OM4 2 Fiber 1.6mm Jacket Patchcord Plenum LC Push-Pull to LC Push-Pull Ultra IL - 25 Meters | PC | 1 | 1 | 1 | 1 | 120.4
07498307500 | FZ2EPQ1Q1NNM026 | OM4 2 Fiber 1.6mm Jacket Patchcord Plenu | OM4 2 Fiber 1.6mm Jacket Patchcord Plenum LC Push-Pull to LC Push-Pull Ultra IL - 26 Meters | PC | 1 | 1 | 1 | 1 | 123.24
07498307502 | FZ2EPQ1Q1NNM027 | OM4 2 Fiber 1.6mm Jacket Patchcord Plenu | OM4 2 Fiber 1.6mm Jacket Patchcord Plenum LC Push-Pull to LC Push-Pull Ultra IL - 27 Meters | PC | 1 | 1 | 1 | 1 | 126.08
07498307503 | FZ2EPQ1Q1NNM028 | OM4 2 Fiber 1.6mm Jacket Patchcord Plenu | OM4 2 Fiber 1.6mm Jacket Patchcord Plenum LC Push-Pull to LC Push-Pull Ultra IL - 28 Meters | PC | 1 | 1 | 1 | 1 | 128.92
07498307504 | FZ2EPQ1Q1NNM029 | OM4 2 Fiber 1.6mm Jacket Patchcord Plenu | OM4 2 Fiber 1.6mm Jacket Patchcord Plenum LC Push-Pull to LC Push-Pull Ultra IL - 29 Meters | PC | 1 | 1 | 1 | 1 | 131.76
07498307508 | FZ2EPQ1Q1NNM030 | OM4 2 Fiber 1.6mm Jacket Patchcord Plenu | OM4 2 Fiber 1.6mm Jacket Patchcord Plenum LC Push-Pull to LC Push-Pull Ultra IL - 30 Meters | PC | 1 | 1 | 1 | 1 | 134.6
07498307511 | FZ2EPQ1Q1NNM031 | OM4 2 Fiber 1.6mm Jacket Patchcord Plenu | OM4 2 Fiber 1.6mm Jacket Patchcord Plenum LC Push-Pull to LC Push-Pull Ultra IL - 31 Meters | PC | 1 | 1 | 1 | 1 | 137.44
07498307512 | FZ2EPQ1Q1NNM032 | OM4 2 Fiber 1.6mm Jacket Patchcord Plenu | OM4 2 Fiber 1.6mm Jacket Patchcord Plenum LC Push-Pull to LC Push-Pull Ultra IL - 32 Meters | PC | 1 | 1 | 1 | 1 | 140.28
07498307513 | FZ2EPQ1Q1NNM033 | OM4 2 Fiber 1.6mm Jacket Patchcord Plenu | OM4 2 Fiber 1.6mm Jacket Patchcord Plenum LC Push-Pull to LC Push-Pull Ultra IL - 33 Meters | PC | 1 | 1 | 1 | 1 | 143.12
07498307514 | FZ2EPQ1Q1NNM034 | OM4 2 Fiber 1.6mm Jacket Patchcord Plenu | OM4 2 Fiber 1.6mm Jacket Patchcord Plenum LC Push-Pull to LC Push-Pull Ultra IL - 34 Meters | PC | 1 | 1 | 1 | 1 | 145.96
07498307517 | FZ2EPQ1Q1NNM035 | OM4 2 Fiber 1.6mm Jacket Patchcord Plenu | OM4 2 Fiber 1.6mm Jacket Patchcord Plenum LC Push-Pull to LC Push-Pull Ultra IL - 35 Meters | PC | 1 | 1 | 1 | 1 | 148.8
07498307522 | FZ2EPQ1Q1NNM036 | OM4 2 Fiber 1.6mm Jacket Patchcord Plenu | OM4 2 Fiber 1.6mm Jacket Patchcord Plenum LC Push-Pull to LC Push-Pull Ultra IL - 36 Meters | PC | 1 | 1 | 1 | 1 | 151.64
07498307525 | FZ2EPQ1Q1NNM037 | OM4 2 Fiber 1.6mm Jacket Patchcord Plenu | OM4 2 Fiber 1.6mm Jacket Patchcord Plenum LC Push-Pull to LC Push-Pull Ultra IL - 37 Meters | PC | 1 | 1 | 1 | 1 | 154.48
07498307527 | FZ2EPQ1Q1NNM038 | OM4 2 Fiber 1.6mm Jacket Patchcord Plenu | OM4 2 Fiber 1.6mm Jacket Patchcord Plenum LC Push-Pull to LC Push-Pull Ultra IL - 38 Meters | PC | 1 | 1 | 1 | 1 | 157.32
07498307529 | FZ2EPQ1Q1NNM039 | OM4 2 Fiber 1.6mm Jacket Patchcord Plenu | OM4 2 Fiber 1.6mm Jacket Patchcord Plenum LC Push-Pull to LC Push-Pull Ultra IL - 39 Meters | PC | 1 | 1 | 1 | 1 | 160.16
07498307530 | FZ2EPQ1Q1NNM040 | OM4 2 Fiber 1.6mm Jacket Patchcord Plenu | OM4 2 Fiber 1.6mm Jacket Patchcord Plenum LC Push-Pull to LC Push-Pull Ultra IL - 40 Meters | PC | 1 | 1 | 1 | 1 | 163
07498307532 | FZ2EPQ1Q1NNM041 | OM4 2 Fiber 1.6mm Jacket Patchcord Plenu | OM4 2 Fiber 1.6mm Jacket Patchcord Plenum LC Push-Pull to LC Push-Pull Ultra IL - 41 Meters | PC | 1 | 1 | 1 | 1 | 165.84
07498307534 | FZ2EPQ1Q1NNM042 | OM4 2 Fiber 1.6mm Jacket Patchcord Plenu | OM4 2 Fiber 1.6mm Jacket Patchcord Plenum LC Push-Pull to LC Push-Pull Ultra IL - 42 Meters | PC | 1 | 1 | 1 | 1 | 168.68
07498307535 | FZ2EPQ1Q1NNM043 | OM4 2 Fiber 1.6mm Jacket Patchcord Plenu | OM4 2 Fiber 1.6mm Jacket Patchcord Plenum LC Push-Pull to LC Push-Pull Ultra IL - 43 Meters | PC | 1 | 1 | 1 | 1 | 171.52
07498307537 | FZ2EPQ1Q1NNM044 | OM4 2 Fiber 1.6mm Jacket Patchcord Plenu | OM4 2 Fiber 1.6mm Jacket Patchcord Plenum LC Push-Pull to LC Push-Pull Ultra IL - 44 Meters | PC | 1 | 1 | 1 | 1 | 174.36
07498307539 | FZ2EPQ1Q1NNM045 | OM4 2 Fiber 1.6mm Jacket Patchcord Plenu | OM4 2 Fiber 1.6mm Jacket Patchcord Plenum LC Push-Pull to LC Push-Pull Ultra IL - 45 Meters | PC | 1 | 1 | 1 | 1 | 177.2
07498307545 | FZ2EPQ1Q1NNM046 | OM4 2 Fiber 1.6mm Jacket Patchcord Plenu | OM4 2 Fiber 1.6mm Jacket Patchcord Plenum LC Push-Pull to LC Push-Pull Ultra IL - 46 Meters | PC | 1 | 1 | 1 | 1 | 180.04
07498307548 | FZ2EPQ1Q1NNM047 | OM4 2 Fiber 1.6mm Jacket Patchcord Plenu | OM4 2 Fiber 1.6mm Jacket Patchcord Plenum LC Push-Pull to LC Push-Pull Ultra IL - 47 Meters | PC | 1 | 1 | 1 | 1 | 182.88
07498307550 | FZ2EPQ1Q1NNM048 | OM4 2 Fiber 1.6mm Jacket Patchcord Plenu | OM4 2 Fiber 1.6mm Jacket Patchcord Plenum LC Push-Pull to LC Push-Pull Ultra IL - 48 Meters | PC | 1 | 1 | 1 | 1 | 185.72
07498307551 | FZ2EPQ1Q1NNM049 | OM4 2 Fiber 1.6mm Jacket Patchcord Plenu | OM4 2 Fiber 1.6mm Jacket Patchcord Plenum LC Push-Pull to LC Push-Pull Ultra IL - 49 Meters | PC | 1 | 1 | 1 | 1 | 188.56
07498307552 | FZ2EPQ1Q1NNM050 | OM4 2 Fiber 1.6mm Jacket Patchcord Plenu | OM4 2 Fiber 1.6mm Jacket Patchcord Plenum LC Push-Pull to LC Push-Pull Ultra IL - 50 Meters | PC | 1 | 1 | 1 | 1 | 191.4
61305600900 | FZ2ERLNLNONM002 | OM4 2f 1.6mm PC OFNR LC Dup/LC Dup Std P |  | PC | 1 | 10 | 1 | 1 | 50.94
61305600901 | FZ2ERLNLNONM003 | OM4 2f 1.6mm PC OFNR LC Dup/LC Dup Std P |  | PC | 1 | 10 | 1 | 1 | 53.66
61305628844 | FZ2ERLNLNSNF001 | OM4 2f 1.6mm PC OFNR LC Dup/LC Dup Std P |  | PC | 1 | 10 | 1 | 1 | 45.86
61305628841 | FZ2ERLNLNSNF002 | OM4 2f 1.6mm PC OFNR LC Dup/LC Dup Std P |  | PC | 1 | 10 | 1 | 1 | 46.74
61305628839 | FZ2ERLNLNSNF003 | OM4 2f 1.6mm PC OFNR LC Dup/LC Dup Std P |  | PC | 1 | 10 | 1 | 1 | 47.6
61305628836 | FZ2ERLNLNSNF004 | OM4 2f 1.6mm PC OFNR LC Dup/LC Dup Std P |  | PC | 1 | 10 | 1 | 1 | 48.46
61305628834 | FZ2ERLNLNSNF005 | OM4 2f 1.6mm PC OFNR LC Dup/LC Dup Std P |  | PC | 1 | 10 | 1 | 1 | 49.32
61305628831 | FZ2ERLNLNSNF006 | OM4 2f 1.6mm PC OFNR LC Dup/LC Dup Std P |  | PC | 1 | 10 | 1 | 1 | 50.2
61305628828 | FZ2ERLNLNSNF007 | OM4 2f 1.6mm PC OFNR LC Dup/LC Dup Std P |  | PC | 1 | 10 | 1 | 1 | 51.06
61305628826 | FZ2ERLNLNSNF008 | OM4 2f 1.6mm PC OFNR LC Dup/LC Dup Std P |  | PC | 1 | 10 | 1 | 1 | 51.92
61305628823 | FZ2ERLNLNSNF009 | OM4 2f 1.6mm PC OFNR LC Dup/LC Dup Std P |  | PC | 1 | 10 | 1 | 1 | 52.8
61305628821 | FZ2ERLNLNSNF010 | OM4 2f 1.6mm PC OFNR LC Dup/LC Dup Std P |  | PC | 1 | 10 | 1 | 1 | 53.66
61305628818 | FZ2ERLNLNSNF012 | OM4 2f 1.6mm PC OFNR LC Dup/LC Dup Std P |  | PC | 1 | 10 | 1 | 1 | 55.38
61305628815 | FZ2ERLNLNSNF015 | OM4 2f 1.6mm PC OFNR LC Dup/LC Dup Std P |  | PC | 1 | 10 | 1 | 1 | 57.98
61305628813 | FZ2ERLNLNSNF018 | OM4 2f 1.6mm PC OFNR LC Dup/LC Dup Std P |  | PC | 1 | 10 | 1 | 1 | 60.58
61305628811 | FZ2ERLNLNSNF019 | OM4 2f 1.6mm PC OFNR LC Dup/LC Dup Std P |  | PC | 1 | 10 | 1 | 1 | 61.44
61305628810 | FZ2ERLNLNSNF020 | OM4 2f 1.6mm PC OFNR LC Dup/LC Dup Std P |  | PC | 1 | 10 | 1 | 1 | 62.32
61305628809 | FZ2ERLNLNSNF021 | OM4 2f 1.6mm PC OFNR LC Dup/LC Dup Std P |  | PC | 1 | 10 | 1 | 1 | 63.18
61305628808 | FZ2ERLNLNSNF022 | OM4 2f 1.6mm PC OFNR LC Dup/LC Dup Std P |  | PC | 1 | 10 | 1 | 1 | 64.04
61305628807 | FZ2ERLNLNSNF023 | OM4 2f 1.6mm PC OFNR LC Dup/LC Dup Std P |  | PC | 1 | 10 | 1 | 1 | 64.9
61305628806 | FZ2ERLNLNSNF024 | OM4 2f 1.6mm PC OFNR LC Dup/LC Dup Std P |  | PC | 1 | 10 | 1 | 1 | 65.78
61305628805 | FZ2ERLNLNSNF025 | OM4 2f 1.6mm PC OFNR LC Dup/LC Dup Std P |  | PC | 1 | 10 | 1 | 1 | 66.64
61305643542 | FZ2ERLNLNSNM0.5 | OM4 2f 1.6mm PC OFNR LC Dup/LC Dup Std P |  | PC | 1 | 10 | 1 | 1 | 46.42
07498392281 | FZ2ERLNLNSNM001 | 2-Fiber,OM4,10GbE,10GbE,1.6mm,PC,1M | The duplex fiber patch cord is OM4 with 1.6mm jacketed cable. It is Riser (OFNR) rated, features LC Duplex connectors, has standard insertion loss, and is 1 meter long. | PC | 1 | 10 | 1 | 1 | 47.84
07498392282 | FZ2ERLNLNSNM002 | 2-Fiber,OM4,10GbE,10GbE,1.6mm,PC,2M | The duplex fiber patch cord is OM4 with 1.6mm jacketed cable. It is Riser (OFNR) rated, features LC Duplex connectors, has standard insertion loss, and is 2 meters long. | PC | 1 | 10 | 1 | 1 | 50.68
07498392283 | FZ2ERLNLNSNM003 | 2-Fiber,OM4,10GbE,10GbE,1.6mm,PC,3M | The duplex fiber patch cord is OM4 with 1.6mm jacketed cable. It is Riser (OFNR) rated, features LC Duplex connectors, has standard insertion loss, and is 3 meters long. | PC | 1 | 10 | 1 | 1 | 53.52
07498392284 | FZ2ERLNLNSNM004 | 2-Fiber,OM4,10GbE,10GbE,1.6mm,PC,4M | The duplex fiber patch cord is OM4 with 1.6mm jacketed cable. It is Riser (OFNR) rated, features LC Duplex connectors, has standard insertion loss, and is 4 meters long. | PC | 1 | 10 | 1 | 1 | 56.36
07498392285 | FZ2ERLNLNSNM005 | 2-Fiber,OM4,10GbE,10GbE,1.6mm,PC,5M | The duplex fiber patch cord is OM4 with 1.6mm jacketed cable. It is Riser (OFNR) rated, features LC Duplex connectors, has standard insertion loss, and is 5 meters long. | PC | 1 | 10 | 1 | 1 | 59.2
07498392286 | FZ2ERLNLNSNM006 | 2-Fiber,OM4,10GbE,10GbE,1.6mm,PC,6M | 2 fiber OM4 patch cord, riser (OFNR) rated, LC duplex to LC duplex, 16mm jacket, Std IL 6 meters | PC | 1 | 10 | 1 | 1 | 62.04
07498392287 | FZ2ERLNLNSNM007 | 2-Fiber,OM4,10GbE,10GbE,1.6mm,PC,7M | The duplex fiber patch cord is OM4 with 1.6mm jacketed cable. It is Riser (OFNR) rated, features LC Duplex connectors, has standard insertion loss, and is 7 meters long. | PC | 1 | 10 | 1 | 1 | 64.88
07498392288 | FZ2ERLNLNSNM008 | 2-Fiber,OM4,10GbE,10GbE,1.6mm,PC,8M | The duplex fiber patch cord is OM4 with 1.6mm jacketed cable. It is Riser (OFNR) rated, features LC Duplex connectors, has standard insertion loss, and is 8 meters long. | PC | 1 | 10 | 1 | 1 | 67.72
07498392289 | FZ2ERLNLNSNM009 | 2-Fiber,OM4,10GbE,10GbE,1.6mm,PC,9M | 2 fiber OM4 patch cord, riser (OFNR) rated, LC duplex to LC duplex, 16mm jacket, Std IL 9 meters | PC | 1 | 10 | 1 | 1 | 70.56
07498392290 | FZ2ERLNLNSNM010 | 2-Fiber,OM4,10GbE,10GbE,1.6mm,PC,10M | The duplex fiber patch cord is OM4 with 1.6mm jacketed cable. It is Riser (OFNR) rated, features LC Duplex connectors, has standard insertion loss, and is 10 meters long. | PC | 1 | 10 | 1 | 1 | 73.4
07498392291 | FZ2ERLNLNSNM011 | 2-Fiber,OM4,10GbE,10GbE,1.6mm,PC,11M | 2 fiber OM4 patch cord, riser (OFNR) rated, LC duplex to LC duplex, 16mm jacket, Std IL 11 meters | PC | 1 | 1 | 1 | 1 | 76.24
07498392292 | FZ2ERLNLNSNM012 | 2-Fiber,OM4,10GbE,10GbE,1.6mm,PC,12M | 2 fiber OM4 patch cord, riser (OFNR) rated, LC duplex to LC duplex, 16mm jacket, Std IL 12 meters | PC | 1 | 1 | 1 | 1 | 79.08
07498392294 | FZ2ERLNLNSNM013 | 2-Fiber,OM4,10GbE,10GbE,1.6mm,PC,13M | 2 fiber OM4 patch cord, riser (OFNR) rated, LC duplex to LC duplex, 16mm jacket, Std IL 13 meters | PC | 1 | 1 | 1 | 1 | 81.92
07498392295 | FZ2ERLNLNSNM014 | 2-Fiber,OM4,10GbE,10GbE,1.6mm,PC,14M | 2 fiber OM4 patch cord, riser (OFNR) rated, LC duplex to LC duplex, 16mm jacket, Std IL 14 meters | PC | 1 | 1 | 1 | 1 | 84.76
07498392296 | FZ2ERLNLNSNM015 | 2-Fiber,OM4,10GbE,10GbE,1.6mm,PC,15M | The duplex fiber patch cord is OM4 with 1.6mm jacketed cable. It is Riser (OFNR) rated, features LC Duplex connectors, has standard insertion loss, and is 15 meters long. | PC | 1 | 10 | 1 | 1 | 87.6
07498392298 | FZ2ERLNLNSNM016 | 2-Fiber,OM4,10GbE,10GbE,1.6mm,PC,16M | 2 fiber OM4 patch cord, riser (OFNR) rated, LC duplex to LC duplex, 16mm jacket, Std IL | PC | 1 | 1 | 1 | 1 | 90.44
07498392299 | FZ2ERLNLNSNM017 | 2-Fiber,OM4,10GbE,10GbE,1.6mm,PC,17M | 2 fiber OM4 patch cord, riser (OFNR) rated, LC duplex to LC duplex, 16mm jacket, Std IL 17 meters | PC | 1 | 1 | 1 | 1 | 93.28
07498392300 | FZ2ERLNLNSNM018 | 2-Fiber,OM4,10GbE,10GbE,1.6mm,PC,18M | 2 fiber OM4 patch cord, riser (OFNR) rated, LC duplex to LC duplex, 16mm jacket, Std IL 18 meters | PC | 1 | 1 | 1 | 1 | 96.12
07498392301 | FZ2ERLNLNSNM019 | 2-Fiber,OM4,10GbE,10GbE,1.6mm,PC,19M | 2 fiber OM4 patch cord, riser (OFNR) rated, LC duplex to LC duplex, 16mm jacket, Std IL 19 meters | PC | 1 | 1 | 1 | 1 | 98.96
07498392302 | FZ2ERLNLNSNM020 | 2-Fiber,OM4,10GbE,10GbE,1.6mm,PC,20M | 2 fiber OM4 patch cord, riser (OFNR) rated, LC duplex to LC duplex, 16mm jacket, Std IL 20 meters | PC | 1 | 1 | 1 | 1 | 101.8
07498378830 | FZ2ERLNLNSNM021 | 2-Fiber,OM4,10GbE,1.6mm,PC,Risr,21M | 2 fiber OM4 patch cord, riser (OFNR) rated, LC duplex to LC duplex, 16mm jacket, Std IL 21 meters | PC | 1 | 1 | 1 | 1 | 104.64
07498378847 | FZ2ERLNLNSNM022 | 2-Fiber,OM4,10GbE,1.6mm,PC,Risr,22M | 2 fiber OM4 patch cord, riser (OFNR) rated, LC duplex to LC duplex, 16mm jacket, Std IL 22 meters | PC | 1 | 1 | 1 | 1 | 107.48
07498378848 | FZ2ERLNLNSNM023 | 2-Fiber,OM4,10GbE,1.6mm,PC,Risr,23M | 2 fiber OM4 patch cord, riser (OFNR) rated, LC duplex to LC duplex, 16mm jacket, Std IL 23 meters | PC | 1 | 1 | 1 | 1 | 110.32
07498378854 | FZ2ERLNLNSNM024 | 2-Fiber,OM4,10GbE,1.6mm,PC,Risr,24M | 2 fiber OM4 patch cord, riser (OFNR) rated, LC duplex to LC duplex, 16mm jacket, Std IL 24 meters | PC | 1 | 1 | 1 | 1 | 113.16
07498378859 | FZ2ERLNLNSNM025 | 2-Fiber,OM4,10GbE,1.6mm,PC,Risr,25M | The duplex fiber patch cord is OM4 with 1.6mm jacketed cable. It is Riser (OFNR) rated, features LC Duplex connectors, has standard insertion loss, and is 25 meters long. | PC | 1 | 10 | 1 | 1 | 116
07498378861 | FZ2ERLNLNSNM026 | 2-Fiber,OM4,10GbE,1.6mm,PC,Risr,26M | 2 fiber OM4 patch cord, riser (OFNR) rated, LC duplex to LC duplex, 16mm jacket, Std IL 26 meters | PC | 1 | 1 | 1 | 1 | 118.84
07498378862 | FZ2ERLNLNSNM027 | 2-Fiber,OM4,10GbE,1.6mm,PC,Risr,27M | 2 fiber OM4 patch cord, riser (OFNR) rated, LC duplex to LC duplex, 16mm jacket, Std IL 27 meters | PC | 1 | 1 | 1 | 1 | 121.68
07498378863 | FZ2ERLNLNSNM028 | 2-Fiber,OM4,10GbE,1.6mm,PC,Risr,28M | 2 fiber OM4 patch cord, riser (OFNR) rated, LC duplex to LC duplex, 16mm jacket, Std IL 28 meters | PC | 1 | 1 | 1 | 1 | 124.52
07498378867 | FZ2ERLNLNSNM029 | 2-Fiber,OM4,10GbE,1.6mm,PC,Risr,29M | 2 fiber OM4 patch cord, riser (OFNR) rated, LC duplex to LC duplex, 16mm jacket, Std IL 29 meters | PC | 1 | 1 | 1 | 1 | 127.36
07498378868 | FZ2ERLNLNSNM030 | 2-Fiber,OM4,10GbE,1.6mm,PC,Risr,30M | The duplex fiber patch cord is OM4 with 1.6mm jacketed cable. It is Riser (OFNR) rated, features LC Duplex connectors, has standard insertion loss, and is 30 meters long. | PC | 1 | 1 | 1 | 1 | 130.2
07498378872 | FZ2ERLNLNSNM031 | 2-Fiber,OM4,10GbE,1.6mm,PC,Risr,31M | 2 fiber OM4 patch cord, riser (OFNR) rated, LC duplex to LC duplex, 16mm jacket, Std IL 31 meters | PC | 1 | 1 | 1 | 1 | 133.04
07498378884 | FZ2ERLNLNSNM032 | 2-Fiber,OM4,10GbE,1.6mm,PC,Risr,32M | 2 fiber OM4 patch cord, riser (OFNR) rated, LC duplex to LC duplex, 16mm jacket, Std IL 32 meters | PC | 1 | 1 | 1 | 1 | 135.88
07498379447 | FZ2ERLNLNSNM033 | 2-Fiber,OM4,10GbE,1.6mm,PC,Risr,33M | 2 fiber OM4 patch cord, riser (OFNR) rated, LC duplex to LC duplex, 16mm jacket, Std IL 33 meters | PC | 1 | 1 | 1 | 1 | 138.72
07498378885 | FZ2ERLNLNSNM034 | 2-Fiber,OM4,10GbE,1.6mm,PC,Risr,34M | 2 fiber OM4 patch cord, riser (OFNR) rated, LC duplex to LC duplex, 16mm jacket, Std IL 34 meters | PC | 1 | 1 | 1 | 1 | 141.56
07498378887 | FZ2ERLNLNSNM035 | 2-Fiber,OM4,10GbE,1.6mm,PC,Risr,35M | 2 fiber OM4 patch cord, riser (OFNR) rated, LC duplex to LC duplex, 16mm jacket, Std IL 35 meters | PC | 1 | 1 | 1 | 1 | 144.4
07498378890 | FZ2ERLNLNSNM036 | 2-Fiber,OM4,10GbE,1.6mm,PC,Risr,36M | 2 fiber OM4 patch cord, riser (OFNR) rated, LC duplex to LC duplex, 16mm jacket, Std IL 36 meters | PC | 1 | 1 | 1 | 1 | 147.24
07498378892 | FZ2ERLNLNSNM037 | 2-Fiber,OM4,10GbE,1.6mm,PC,Risr,37M | 2 fiber OM4 patch cord, riser (OFNR) rated, LC duplex to LC duplex, 16mm jacket, Std IL 37 meters | PC | 1 | 1 | 1 | 1 | 150.08
07498378893 | FZ2ERLNLNSNM038 | 2-Fiber,OM4,10GbE,1.6mm,PC,Risr,38M | 2 fiber OM4 patch cord, riser (OFNR) rated, LC duplex to LC duplex, 16mm jacket, Std IL 38 meters | PC | 1 | 1 | 1 | 1 | 152.92
07498378894 | FZ2ERLNLNSNM039 | 2-Fiber,OM4,10GbE,1.6mm,PC,Risr,39M | 2 fiber OM4 patch cord, riser (OFNR) rated, LC duplex to LC duplex, 16mm jacket, Std IL 39 meters | PC | 1 | 1 | 1 | 1 | 155.76
07498378895 | FZ2ERLNLNSNM040 | 2-Fiber,OM4,10GbE,1.6mm,PC,Risr,40M | 2 fiber OM4 patch cord, riser (OFNR) rated, LC duplex to LC duplex, 16mm jacket, Std IL 40 meters | PC | 1 | 1 | 1 | 1 | 158.6
07498378896 | FZ2ERLNLNSNM041 | 2-Fiber,OM4,10GbE,1.6mm,PC,Risr,41M | 2 fiber OM4 patch cord, riser (OFNR) rated, LC duplex to LC duplex, 16mm jacket, Std IL 41 meters | PC | 1 | 1 | 1 | 1 | 161.44
07498378897 | FZ2ERLNLNSNM042 | 2-Fiber,OM4,10GbE,1.6mm,PC,Risr,42M | 2 fiber OM4 patch cord, riser (OFNR) rated, LC duplex to LC duplex, 16mm jacket, Std IL 42 meters | PC | 1 | 1 | 1 | 1 | 164.28
07498378899 | FZ2ERLNLNSNM043 | 2-Fiber,OM4,10GbE,1.6mm,PC,Risr,43M | 2 fiber OM4 patch cord, riser (OFNR) rated, LC duplex to LC duplex, 16mm jacket, Std IL 43 meters | PC | 1 | 1 | 1 | 1 | 167.12
07498378914 | FZ2ERLNLNSNM044 | 2-Fiber,OM4,10GbE,1.6mm,PC,Risr,44M | 2 fiber OM4 patch cord, riser (OFNR) rated, LC duplex to LC duplex, 16mm jacket, Std IL 44 meters | PC | 1 | 1 | 1 | 1 | 169.96
07498378915 | FZ2ERLNLNSNM045 | 2-Fiber,OM4,10GbE,1.6mm,PC,Risr,45M | 2 fiber OM4 patch cord, riser (OFNR) rated, LC duplex to LC duplex, 16mm jacket, Std IL 45 meters | PC | 1 | 1 | 1 | 1 | 172.8
07498378917 | FZ2ERLNLNSNM046 | 2-Fiber,OM4,10GbE,1.6mm,PC,Risr,46M | 2 fiber OM4 patch cord, riser (OFNR) rated, LC duplex to LC duplex, 16mm jacket, Std IL 46 meters | PC | 1 | 1 | 1 | 1 | 175.64
07498378918 | FZ2ERLNLNSNM047 | 2-Fiber,OM4,10GbE,1.6mm,PC,Risr,47M | 2 fiber OM4 patch cord, riser (OFNR) rated, LC duplex to LC duplex, 16mm jacket, Std IL 47 meters | PC | 1 | 1 | 1 | 1 | 178.48
07498378920 | FZ2ERLNLNSNM049 | 2-Fiber,OM4,10GbE,1.6mm,PC,Risr,49M | 2 fiber OM4 patch cord, riser (OFNR) rated, LC duplex to LC duplex, 16mm jacket, Std IL 49 meters | PC | 1 | 1 | 1 | 1 | 184.16
07498378922 | FZ2ERLNLNSNM050 | 2-Fiber,OM4,10GbE,1.6mm,PC,Risr,50M | 2 fiber OM4 patch cord, riser (OFNR) rated, LC duplex to LC duplex, 16mm jacket, Std IL 50 meters | PC | 1 | 1 | 1 | 1 | 187
61305628804 | FZ2ERLNLNSNM2.5 | OM4 2f 1.6mm PC OFNR LC Dup/LC Dup Std P |  | PC | 1 | 10 | 1 | 1 | 52.1
61305628803 | FZ2ERLNLNSNM3.5 | OM4 2f 1.6mm PC OFNR LC Dup/LC Dup Std P |  | PC | 1 | 10 | 1 | 1 | 54.94
61305628802 | FZ2ERLNLNSNM4.5 | OM4 2f 1.6mm PC OFNR LC Dup/LC Dup Std P |  | PC | 1 | 10 | 1 | 1 | 57.78
61305628801 | FZ2ERLNLNSNM5.5 | OM4 2f 1.6mm PC OFNR LC Dup/LC Dup Std P |  | PC | 1 | 10 | 1 | 1 | 60.62
61305643543 | FZ2ERLNLNSNM6.5 | OM4 2f 1.6mm PC OFNR LC Dup/LC Dup Std P |  | PC | 1 | 10 | 1 | 1 | 63.46
61305643544 | FZ2ERLNLNSNM7.5 | OM4 2f 1.6mm PC OFNR LC Dup/LC Dup Std P |  | PC | 1 | 10 | 1 | 1 | 66.3
61305643545 | FZ2ERLNLNSNM8.5 | OM4 2f 1.6mm PC OFNR LC Dup/LC Dup Std P |  | PC | 1 | 10 | 1 | 1 | 69.14
61305643546 | FZ2ERLNLNSNM9.5 | OM4 2f 1.6mm PC OFNR LC Dup/LC Dup Std P |  | PC | 1 | 10 | 1 | 1 | 71.98
61305643847 | FZ2ERLNSNSNF001 | OM4 2f 1.6mm PC OFNR LC Dup/SC Dup Std P |  | PC | 1 | 10 | 1 | 1 | 44.36
61305643896 | FZ2ERLNSNSNF002 | OM4 2f 1.6mm PC OFNR LC Dup/SC Dup Std P |  | PC | 1 | 10 | 1 | 1 | 45.24
61305643897 | FZ2ERLNSNSNF003 | OM4 2f 1.6mm PC OFNR LC Dup/SC Dup Std P |  | PC | 1 | 10 | 1 | 1 | 46.1
61305643898 | FZ2ERLNSNSNF004 | OM4 2f 1.6mm PC OFNR LC Dup/SC Dup Std P |  | PC | 1 | 10 | 1 | 1 | 46.96
61305643899 | FZ2ERLNSNSNF005 | OM4 2f 1.6mm PC OFNR LC Dup/SC Dup Std P |  | PC | 1 | 10 | 1 | 1 | 47.82
61305643900 | FZ2ERLNSNSNF006 | OM4 2f 1.6mm PC OFNR LC Dup/SC Dup Std P |  | PC | 1 | 10 | 1 | 1 | 48.7
61305643901 | FZ2ERLNSNSNF007 | OM4 2f 1.6mm PC OFNR LC Dup/SC Dup Std P |  | PC | 1 | 10 | 1 | 1 | 49.56
61305643902 | FZ2ERLNSNSNF008 | OM4 2f 1.6mm PC OFNR LC Dup/SC Dup Std P |  | PC | 1 | 10 | 1 | 1 | 50.42
61305643903 | FZ2ERLNSNSNF009 | OM4 2f 1.6mm PC OFNR LC Dup/SC Dup Std P |  | PC | 1 | 10 | 1 | 1 | 51.3
61305643904 | FZ2ERLNSNSNF010 | OM4 2f 1.6mm PC OFNR LC Dup/SC Dup Std P |  | PC | 1 | 10 | 1 | 1 | 52.16
61305643854 | FZ2ERLNSNSNF011 | OM4 2f 1.6mm PC OFNR LC Dup/SC Dup Std P |  | PC | 1 | 10 | 1 | 1 | 53.02
61305643905 | FZ2ERLNSNSNF012 | OM4 2f 1.6mm PC OFNR LC Dup/SC Dup Std P |  | PC | 1 | 10 | 1 | 1 | 53.88
61305643906 | FZ2ERLNSNSNF013 | OM4 2f 1.6mm PC OFNR LC Dup/SC Dup Std P |  | PC | 1 | 10 | 1 | 1 | 54.76
61305643907 | FZ2ERLNSNSNF014 | OM4 2f 1.6mm PC OFNR LC Dup/SC Dup Std P |  | PC | 1 | 10 | 1 | 1 | 55.62
61305643908 | FZ2ERLNSNSNF015 | OM4 2f 1.6mm PC OFNR LC Dup/SC Dup Std P |  | PC | 1 | 10 | 1 | 1 | 56.48
61305643909 | FZ2ERLNSNSNF016 | OM4 2f 1.6mm PC OFNR LC Dup/SC Dup Std P |  | PC | 1 | 10 | 1 | 1 | 57.34
61305643910 | FZ2ERLNSNSNF017 | OM4 2f 1.6mm PC OFNR LC Dup/SC Dup Std P |  | PC | 1 | 10 | 1 | 1 | 58.22
61305643911 | FZ2ERLNSNSNF018 | OM4 2f 1.6mm PC OFNR LC Dup/SC Dup Std P |  | PC | 1 | 10 | 1 | 1 | 59.08
61305643912 | FZ2ERLNSNSNF019 | OM4 2f 1.6mm PC OFNR LC Dup/SC Dup Std P |  | PC | 1 | 10 | 1 | 1 | 59.94
61305628796 | FZ2ERLNSNSNF020 | OM4 2f 1.6mm PC OFNR LC Dup/SC Dup Std P |  | PC | 1 | 10 | 1 | 1 | 60.82
61305643855 | FZ2ERLNSNSNF021 | OM4 2f 1.6mm PC OFNR LC Dup/SC Dup Std P |  | PC | 1 | 10 | 1 | 1 | 61.68
61305643913 | FZ2ERLNSNSNF022 | OM4 2f 1.6mm PC OFNR LC Dup/SC Dup Std P |  | PC | 1 | 10 | 1 | 1 | 62.54
61305643914 | FZ2ERLNSNSNF023 | OM4 2f 1.6mm PC OFNR LC Dup/SC Dup Std P |  | PC | 1 | 10 | 1 | 1 | 63.4
61305643915 | FZ2ERLNSNSNF024 | OM4 2f 1.6mm PC OFNR LC Dup/SC Dup Std P |  | PC | 1 | 10 | 1 | 1 | 64.28
61305643916 | FZ2ERLNSNSNF025 | OM4 2f 1.6mm PC OFNR LC Dup/SC Dup Std P |  | PC | 1 | 10 | 1 | 1 | 65.14
61305643917 | FZ2ERLNSNSNM0.5 | OM4 2f 1.6mm PC OFNR LC Dup/SC Dup Std P |  | PC | 1 | 10 | 1 | 1 | 44.92
07498373600 | FZ2ERLNSNSNM001 | OM4 2f 1.6mm PC OFNR LC Dup/SC Dup Std P | OM4 2-fiber 1.6mm, jacket, patchcord, Riser (OFNR), LC duplex to SC duplex, Std. IL. | PC | 1 | 10 | 1 | 1 | 46.34
07498373897 | FZ2ERLNSNSNM002 | OM4 2f 1.6mm PC OFNR LC Dup/SC Dup Std P | OM4 2-fiber 1.6mm, jacket, patchcord, Riser (OFNR), LC duplex to SC duplex, Std. IL. | PC | 1 | 10 | 1 | 1 | 49.18
07498373601 | FZ2ERLNSNSNM003 | OM4 2f 1.6mm PC OFNR LC Dup/SC Dup Std P | OM4 2-fiber 1.6mm, jacket, patchcord, Riser (OFNR), LC duplex to SC duplex, Std. IL. | PC | 1 | 10 | 1 | 1 | 52.02
07498373898 | FZ2ERLNSNSNM004 | OM4 2f 1.6mm PC OFNR LC Dup/SC Dup Std P | OM4 2-fiber 1.6mm, jacket, patchcord, Riser (OFNR), LC duplex to SC duplex, Std. IL. | PC | 1 | 10 | 1 | 1 | 54.86
07498373901 | FZ2ERLNSNSNM005 | OM4 2f 1.6mm PC OFNR LC Dup/SC Dup Std P | OM4 2-fiber 1.6mm, jacket, patchcord, Riser (OFNR), LC duplex to SC duplex, Std. IL. | PC | 1 | 10 | 1 | 1 | 57.7
07498373602 | FZ2ERLNSNSNM006 | OM4 2f 1.6mm PC OFNR LC Dup/SC Dup Std P | OM4 2-fiber 1.6mm, jacket, patchcord, Riser (OFNR), LC duplex to SC duplex, Std. IL. | PC | 1 | 10 | 1 | 1 | 60.54
07498373603 | FZ2ERLNSNSNM007 | OM4 2f 1.6mm PC OFNR LC Dup/SC Dup Std P | OM4 2-fiber 1.6mm, jacket, patchcord, Riser (OFNR), LC duplex to SC duplex, Std. IL. | PC | 1 | 10 | 1 | 1 | 63.38
07498373922 | FZ2ERLNSNSNM008 | OM4 2f 1.6mm PC OFNR LC Dup/SC Dup Std P | OM4 2-fiber 1.6mm, jacket, patchcord, Riser (OFNR), LC duplex to SC duplex, Std. IL. | PC | 1 | 10 | 1 | 1 | 66.22
07498373604 | FZ2ERLNSNSNM009 | OM4 2f 1.6mm PC OFNR LC Dup/SC Dup Std P | OM4 2-fiber 1.6mm, jacket, patchcord, Riser (OFNR), LC duplex to SC duplex, Std. IL. | PC | 1 | 10 | 1 | 1 | 69.06
07498373923 | FZ2ERLNSNSNM010 | OM4 2f 1.6mm PC OFNR LC Dup/SC Dup Std P | OM4 2-fiber 1.6mm, jacket, patchcord, Riser (OFNR), LC duplex to SC duplex, Std. IL. | PC | 1 | 10 | 1 | 1 | 71.9
07498373607 | FZ2ERLNSNSNM011 | OM4 2f 1.6mm PC OFNR LC Dup/SC Dup Std P | OM4 2-fiber 1.6mm, jacket, patchcord, Riser (OFNR), LC duplex to SC duplex, Std. IL. | PC | 1 | 1 | 1 | 1 | 74.74
07498373609 | FZ2ERLNSNSNM012 | OM4 2f 1.6mm PC OFNR LC Dup/SC Dup Std P | OM4 2-fiber 1.6mm, jacket, patchcord, Riser (OFNR), LC duplex to SC duplex, Std. IL. | PC | 1 | 1 | 1 | 1 | 77.58
07498373612 | FZ2ERLNSNSNM013 | OM4 2f 1.6mm PC OFNR LC Dup/SC Dup Std P | OM4 2-fiber 1.6mm, jacket, patchcord, Riser (OFNR), LC duplex to SC duplex, Std. IL. | PC | 1 | 1 | 1 | 1 | 80.42
07498373614 | FZ2ERLNSNSNM014 | OM4 2f 1.6mm PC OFNR LC Dup/SC Dup Std P | OM4 2-fiber 1.6mm, jacket, patchcord, Riser (OFNR), LC duplex to SC duplex, Std. IL. | PC | 1 | 1 | 1 | 1 | 83.26
07498373615 | FZ2ERLNSNSNM015 | OM4 2f 1.6mm PC OFNR LC Dup/SC Dup Std P | OM4 2-fiber 1.6mm, jacket, patchcord, Riser (OFNR), LC duplex to SC duplex, Std. IL. | PC | 1 | 10 | 1 | 1 | 86.1
07498373617 | FZ2ERLNSNSNM016 | OM4 2f 1.6mm PC OFNR LC Dup/SC Dup Std P | OM4 2-fiber 1.6mm, jacket, patchcord, Riser (OFNR), LC duplex to SC duplex, Std. IL. | PC | 1 | 1 | 1 | 1 | 88.94
07498373619 | FZ2ERLNSNSNM017 | OM4 2f 1.6mm PC OFNR LC Dup/SC Dup Std P | OM4 2-fiber 1.6mm, jacket, patchcord, Riser (OFNR), LC duplex to SC duplex, Std. IL. | PC | 1 | 1 | 1 | 1 | 91.78
07498373623 | FZ2ERLNSNSNM018 | OM4 2f 1.6mm PC OFNR LC Dup/SC Dup Std P | OM4 2-fiber 1.6mm, jacket, patchcord, Riser (OFNR), LC duplex to SC duplex, Std. IL. | PC | 1 | 1 | 1 | 1 | 94.62
07498372825 | FZ2ERLNSNSNM019 | OM4 2f 1.6mm PC OFNR LC Dup/SC Dup Std P | OM4 2-fiber 1.6mm, jacket, patchcord, Riser (OFNR), LC duplex to SC duplex, Std. IL. | PC | 1 | 1 | 1 | 1 | 97.46
07498373624 | FZ2ERLNSNSNM020 | OM4 2f 1.6mm PC OFNR LC Dup/SC Dup Std P | OM4 2-fiber 1.6mm, jacket, patchcord, Riser (OFNR), LC duplex to SC duplex, Std. IL. | PC | 1 | 10 | 1 | 1 | 100.3
07498373625 | FZ2ERLNSNSNM021 | OM4 2f 1.6mm PC OFNR LC Dup/SC Dup Std P | OM4 2-fiber 1.6mm, jacket, patchcord, Riser (OFNR), LC duplex to SC duplex, Std. IL. | PC | 1 | 1 | 1 | 1 | 103.14
07498372826 | FZ2ERLNSNSNM022 | OM4 2f 1.6mm PC OFNR LC Dup/SC Dup Std P | OM4 2-fiber 1.6mm, jacket, patchcord, Riser (OFNR), LC duplex to SC duplex, Std. IL. | PC | 1 | 1 | 1 | 1 | 105.98
07498373626 | FZ2ERLNSNSNM023 | OM4 2f 1.6mm PC OFNR LC Dup/SC Dup Std P | OM4 2-fiber 1.6mm, jacket, patchcord, Riser (OFNR), LC duplex to SC duplex, Std. IL. | PC | 1 | 1 | 1 | 1 | 108.82
07498373627 | FZ2ERLNSNSNM024 | OM4 2f 1.6mm PC OFNR LC Dup/SC Dup Std P | OM4 2-fiber 1.6mm, jacket, patchcord, Riser (OFNR), LC duplex to SC duplex, Std. IL. | PC | 1 | 1 | 1 | 1 | 111.66
07498373628 | FZ2ERLNSNSNM025 | OM4 2f 1.6mm PC OFNR LC Dup/SC Dup Std P | OM4 2-fiber 1.6mm, jacket, patchcord, Riser (OFNR), LC duplex to SC duplex, Std. IL. | PC | 1 | 1 | 1 | 1 | 114.5
07498373629 | FZ2ERLNSNSNM026 | OM4 2f 1.6mm PC OFNR LC Dup/SC Dup Std P | OM4 2-fiber 1.6mm, jacket, patchcord, Riser (OFNR), LC duplex to SC duplex, Std. IL. | PC | 1 | 1 | 1 | 1 | 117.34
07498373630 | FZ2ERLNSNSNM027 | OM4 2f 1.6mm PC OFNR LC Dup/SC Dup Std P | OM4 2-fiber 1.6mm, jacket, patchcord, Riser (OFNR), LC duplex to SC duplex, Std. IL. | PC | 1 | 1 | 1 | 1 | 120.18
07498373631 | FZ2ERLNSNSNM028 | OM4 2f 1.6mm PC OFNR LC Dup/SC Dup Std P | OM4 2-fiber 1.6mm, jacket, patchcord, Riser (OFNR), LC duplex to SC duplex, Std. IL. | PC | 1 | 1 | 1 | 1 | 123.02
07498373632 | FZ2ERLNSNSNM029 | OM4 2f 1.6mm PC OFNR LC Dup/SC Dup Std P | OM4 2-fiber 1.6mm, jacket, patchcord, Riser (OFNR), LC duplex to SC duplex, Std. IL. | PC | 1 | 1 | 1 | 1 | 125.86
07498373651 | FZ2ERLNSNSNM030 | OM4 2f 1.6mm PC OFNR LC Dup/SC Dup Std P | OM4 2-fiber 1.6mm, jacket, patchcord, Riser (OFNR), LC duplex to SC duplex, Std. IL. | PC | 1 | 1 | 1 | 1 | 128.7
07498373652 | FZ2ERLNSNSNM031 | OM4 2f 1.6mm PC OFNR LC Dup/SC Dup Std P | OM4 2-fiber 1.6mm, jacket, patchcord, Riser (OFNR), LC duplex to SC duplex, Std. IL. | PC | 1 | 1 | 1 | 1 | 131.54
07498373655 | FZ2ERLNSNSNM032 | OM4 2f 1.6mm PC OFNR LC Dup/SC Dup Std P | OM4 2-fiber 1.6mm, jacket, patchcord, Riser (OFNR), LC duplex to SC duplex, Std. IL. | PC | 1 | 1 | 1 | 1 | 134.38
07498373659 | FZ2ERLNSNSNM033 | OM4 2f 1.6mm PC OFNR LC Dup/SC Dup Std P | OM4 2-fiber 1.6mm, jacket, patchcord, Riser (OFNR), LC duplex to SC duplex, Std. IL. | PC | 1 | 1 | 1 | 1 | 137.22
07498372827 | FZ2ERLNSNSNM034 | OM4 2f 1.6mm PC OFNR LC Dup/SC Dup Std P | OM4 2-fiber 1.6mm, jacket, patchcord, Riser (OFNR), LC duplex to SC duplex, Std. IL. | PC | 1 | 1 | 1 | 1 | 140.06
07498373660 | FZ2ERLNSNSNM035 | OM4 2f 1.6mm PC OFNR LC Dup/SC Dup Std P | OM4 2-fiber 1.6mm, jacket, patchcord, Riser (OFNR), LC duplex to SC duplex, Std. IL. | PC | 1 | 1 | 1 | 1 | 142.9
07498373663 | FZ2ERLNSNSNM036 | OM4 2f 1.6mm PC OFNR LC Dup/SC Dup Std P | OM4 2-fiber 1.6mm, jacket, patchcord, Riser (OFNR), LC duplex to SC duplex, Std. IL. | PC | 1 | 1 | 1 | 1 | 145.74
07498373664 | FZ2ERLNSNSNM037 | OM4 2f 1.6mm PC OFNR LC Dup/SC Dup Std P | OM4 2-fiber 1.6mm, jacket, patchcord, Riser (OFNR), LC duplex to SC duplex, Std. IL. | PC | 1 | 1 | 1 | 1 | 148.58
07498373666 | FZ2ERLNSNSNM038 | OM4 2f 1.6mm PC OFNR LC Dup/SC Dup Std P | OM4 2-fiber 1.6mm, jacket, patchcord, Riser (OFNR), LC duplex to SC duplex, Std. IL. | PC | 1 | 1 | 1 | 1 | 151.42
07498373669 | FZ2ERLNSNSNM039 | OM4 2f 1.6mm PC OFNR LC Dup/SC Dup Std P | OM4 2-fiber 1.6mm, jacket, patchcord, Riser (OFNR), LC duplex to SC duplex, Std. IL. | PC | 1 | 1 | 1 | 1 | 154.26
07498373670 | FZ2ERLNSNSNM040 | OM4 2f 1.6mm PC OFNR LC Dup/SC Dup Std P | OM4 2-fiber 1.6mm, jacket, patchcord, Riser (OFNR), LC duplex to SC duplex, Std. IL. | PC | 1 | 1 | 1 | 1 | 157.1
07498373674 | FZ2ERLNSNSNM041 | OM4 2f 1.6mm PC OFNR LC Dup/SC Dup Std P | OM4 2-fiber 1.6mm, jacket, patchcord, Riser (OFNR), LC duplex to SC duplex, Std. IL. | PC | 1 | 1 | 1 | 1 | 159.94
07498373675 | FZ2ERLNSNSNM042 | OM4 2f 1.6mm PC OFNR LC Dup/SC Dup Std P | OM4 2-fiber 1.6mm, jacket, patchcord, Riser (OFNR), LC duplex to SC duplex, Std. IL. | PC | 1 | 1 | 1 | 1 | 162.78
07498373683 | FZ2ERLNSNSNM043 | OM4 2f 1.6mm PC OFNR LC Dup/SC Dup Std P | OM4 2-fiber 1.6mm, jacket, patchcord, Riser (OFNR), LC duplex to SC duplex, Std. IL. | PC | 1 | 1 | 1 | 1 | 165.62
07498373684 | FZ2ERLNSNSNM044 | OM4 2f 1.6mm PC OFNR LC Dup/SC Dup Std P | OM4 2-fiber 1.6mm, jacket, patchcord, Riser (OFNR), LC duplex to SC duplex, Std. IL. | PC | 1 | 1 | 1 | 1 | 168.46
07498373685 | FZ2ERLNSNSNM045 | OM4 2f 1.6mm PC OFNR LC Dup/SC Dup Std P | OM4 2-fiber 1.6mm, jacket, patchcord, Riser (OFNR), LC duplex to SC duplex, Std. IL. | PC | 1 | 1 | 1 | 1 | 171.3
07498373686 | FZ2ERLNSNSNM046 | OM4 2f 1.6mm PC OFNR LC Dup/SC Dup Std P | OM4 2-fiber 1.6mm, jacket, patchcord, Riser (OFNR), LC duplex to SC duplex, Std. IL. | PC | 1 | 1 | 1 | 1 | 174.14
07498373687 | FZ2ERLNSNSNM047 | OM4 2f 1.6mm PC OFNR LC Dup/SC Dup Std P | OM4 2-fiber 1.6mm, jacket, patchcord, Riser (OFNR), LC duplex to SC duplex, Std. IL. | PC | 1 | 1 | 1 | 1 | 176.98
07498373688 | FZ2ERLNSNSNM048 | OM4 2f 1.6mm PC OFNR LC Dup/SC Dup Std P | OM4 2-fiber 1.6mm, jacket, patchcord, Riser (OFNR), LC duplex to SC duplex, Std. IL. | PC | 1 | 1 | 1 | 1 | 179.82
07498373689 | FZ2ERLNSNSNM049 | OM4 2f 1.6mm PC OFNR LC Dup/SC Dup Std P | OM4 2-fiber 1.6mm, jacket, patchcord, Riser (OFNR), LC duplex to SC duplex, Std. IL. | PC | 1 | 1 | 1 | 1 | 182.66
07498373690 | FZ2ERLNSNSNM050 | OM4 2f 1.6mm PC OFNR LC Dup/SC Dup Std P | OM4 2-fiber 1.6mm, jacket, patchcord, Riser (OFNR), LC duplex to SC duplex, Std. IL. | PC | 1 | 1 | 1 | 1 | 185.5
61305628795 | FZ2ERLNSNSNM1.5 | OM4 2f 1.6mm PC OFNR LC Dup/SC Dup Std P |  | PC | 1 | 10 | 1 | 1 | 47.76
61305644450 | FZ2ERLNSNSNM2.5 | OM4 2f 1.6mm PC OFNR LC Dup/SC Dup Std P |  | PC | 1 | 10 | 1 | 1 | 50.6
61305644451 | FZ2ERLNSNSNM3.5 | OM4 2f 1.6mm PC OFNR LC Dup/SC Dup Std P |  | PC | 1 | 10 | 1 | 1 | 53.44
61305644452 | FZ2ERLNSNSNM4.5 | OM4 2f 1.6mm PC OFNR LC Dup/SC Dup Std P |  | PC | 1 | 10 | 1 | 1 | 56.28
61305628794 | FZ2ERLNSNSNM5.5 | OM4 2f 1.6mm PC OFNR LC Dup/SC Dup Std P |  | PC | 1 | 10 | 1 | 1 | 59.12
61305643918 | FZ2ERLNSNSNM6.5 | OM4 2f 1.6mm PC OFNR LC Dup/SC Dup Std P |  | PC | 1 | 10 | 1 | 1 | 61.96
61305643919 | FZ2ERLNSNSNM7.5 | OM4 2f 1.6mm PC OFNR LC Dup/SC Dup Std P |  | PC | 1 | 10 | 1 | 1 | 64.8
61305643856 | FZ2ERLNSNSNM8.5 | OM4 2f 1.6mm PC OFNR LC Dup/SC Dup Std P |  | PC | 1 | 10 | 1 | 1 | 67.64
61305643920 | FZ2ERLNSNSNM9.5 | OM4 2f 1.6mm PC OFNR LC Dup/SC Dup Std P |  | PC | 1 | 10 | 1 | 1 | 70.48
07498311991 | FZ2ERQ1Q1NNM001 | OM4,2-Fiber,1.6mm,PC,Risr,UltIL,1M | 2 fiber OM4 patch cord, LC push pull to LC push pull, 16mm jacket, riser (OFNR) rated, Ultra IL, 1m | PC | 1 | 10 | 1 | 1 | 52.24
07498312001 | FZ2ERQ1Q1NNM002 | OM4,2-Fbr,1.6mm,PC,Risr,UltIl,2M | 2 fiber OM4 patch cord, LC push pull to LC push pull, 16mm jacket, riser (OFNR) rated, Ultra IL, 2m | PC | 1 | 10 | 1 | 1 | 55.08
07498312004 | FZ2ERQ1Q1NNM003 | OM4,2-Fbr,1.6mm,PC,Risr,UltIl,3M | 2 fiber OM4 patch cord, LC push pull to LC push pull, 16mm jacket, riser (OFNR) rated, Ultra IL, 3m | PC | 1 | 10 | 1 | 1 | 57.92
07498312017 | FZ2ERQ1Q1NNM004 | OM4,2-Fbr,1.6mm,PC,Risr,UltIl,4M | 2 fiber OM4 patch cord, LC push pull to LC push pull, 16mm jacket, riser (OFNR) rated, Ultra IL, 4m | PC | 1 | 10 | 1 | 1 | 60.76
07498312029 | FZ2ERQ1Q1NNM005 | OM4,2-Fbr,1.6mm,PC,Risr,UltIl,5M | 2 fiber OM4 patch cord, LC push pull to LC push pull, 16mm jacket, riser (OFNR) rated, Ultra IL, 5m | PC | 1 | 10 | 1 | 1 | 63.6
07498312031 | FZ2ERQ1Q1NNM006 | OM4,2-Fbr,1.6mm,PC,Risr,UltIl,6M | 2 fiber OM4 patch cord, LC push pull to LC push pull, 16mm jacket, riser (OFNR) rated, Ultra IL, 6m | PC | 1 | 10 | 1 | 1 | 66.44
07498312049 | FZ2ERQ1Q1NNM007 | OM4,2-Fbr,1.6mm,PC,Risr,UltIl,7M | 2 fiber OM4 patch cord, LC push pull to LC push pull, 16mm jacket, riser (OFNR) rated, Ultra IL, 7m | PC | 1 | 10 | 1 | 1 | 69.28
07498312057 | FZ2ERQ1Q1NNM008 | OM4,2-Fbr,1.6mm,PC,Risr,UltIl,8M | 2 fiber OM4 patch cord, LC push pull to LC push pull, 16mm jacket, riser (OFNR) rated, Ultra IL, 8m | PC | 1 | 10 | 1 | 1 | 72.12
07498312072 | FZ2ERQ1Q1NNM009 | OM4,2-Fbr,1.6mm,PC,Risr,UltIl,9M | 2 fiber OM4 patch cord, LC push pull to LC push pull, 16mm jacket, riser (OFNR) rated, Ultra IL, 9m | PC | 1 | 10 | 1 | 1 | 74.96
07498312082 | FZ2ERQ1Q1NNM010 | OM4,2-Fbr,1.6mm,PC,Risr,UltIl,10M | 2 fiber OM4 patch cord, LC push pull to LC push pull, 16mm jacket, riser (OFNR) rated, Ultra IL, 10m | PC | 1 | 10 | 1 | 1 | 77.8
07498312230 | FZ2ERQ1Q1NNM011 | OM4,2-Fbr,1.6mm,PC,Risr,UltIl,11M | 2 fiber OM4 patch cord, LC push pull to LC push pull, 16mm jacket, riser (OFNR) rated, Ultra IL, 11m | PC | 1 | 1 | 1 | 1 | 80.64
07498312231 | FZ2ERQ1Q1NNM012 | OM4,2-Fbr,1.6mm,PC,Risr,UltIl,12M | 2 fiber OM4 patch cord, LC push pull to LC push pull, 16mm jacket, riser (OFNR) rated, Ultra IL, 12m | PC | 1 | 1 | 1 | 1 | 83.48
07498312232 | FZ2ERQ1Q1NNM013 | OM4,2-Fbr,1.6mm,PC,Risr,UltIl,13M | 2 fiber OM4 patch cord, LC push pull to LC push pull, 16mm jacket, riser (OFNR) rated, Ultra IL, 13m | PC | 1 | 1 | 1 | 1 | 86.32
07498312233 | FZ2ERQ1Q1NNM014 | OM4,2-Fbr,1.6mm,PC,Risr,UltIl,14M | 2 fiber OM4 patch cord, LC push pull to LC push pull, 16mm jacket, riser (OFNR) rated, Ultra IL, 14m | PC | 1 | 1 | 1 | 1 | 89.16
07498312234 | FZ2ERQ1Q1NNM015 | OM4,2-Fbr,1.6mm,PC,Risr,UltIl,15M | 2 fiber OM4 patch cord, LC push pull to LC push pull, 16mm jacket, riser (OFNR) rated, Ultra IL, 15m | PC | 1 | 1 | 1 | 1 | 92
07498312235 | FZ2ERQ1Q1NNM016 | OM4,2-Fbr,1.6mm,PC,Risr,UltIl,16M | 2 fiber OM4 patch cord, LC push pull to LC push pull, 16mm jacket, riser (OFNR) rated, Ultra IL, 16m | PC | 1 | 1 | 1 | 1 | 94.84
07498312236 | FZ2ERQ1Q1NNM017 | OM4,2-Fbr,1.6mm,PC,Risr,UltIl,17M | 2 fiber OM4 patch cord, LC push pull to LC push pull, 16mm jacket, riser (OFNR) rated, Ultra IL, 17m | PC | 1 | 1 | 1 | 1 | 97.68
07498312237 | FZ2ERQ1Q1NNM018 | OM4,2-Fbr,1.6mm,PC,Risr,UltIl,18M | 2 fiber OM4 patch cord, LC push pull to LC push pull, 16mm jacket, riser (OFNR) rated, Ultra IL, 18m | PC | 1 | 1 | 1 | 1 | 100.52
07498312238 | FZ2ERQ1Q1NNM019 | OM4,2-Fbr,1.6mm,PC,Risr,UltIl,19M | 2 fiber OM4 patch cord, LC push pull to LC push pull, 16mm jacket, riser (OFNR) rated, Ultra IL, 19m | PC | 1 | 1 | 1 | 1 | 103.36
07498312239 | FZ2ERQ1Q1NNM020 | OM4,2-Fbr,1.6mm,PC,Risr,UltIl,20M | 2 fiber OM4 patch cord, LC push pull to LC push pull, 16mm jacket, riser (OFNR) rated, Ultra IL, 20m | PC | 1 | 1 | 1 | 1 | 106.2
07498312249 | FZ2ERQ1Q1NNM021 | OM4,2-Fbr,1.6mm,PC,Risr,UltIl,21M | 2 fiber OM4 patch cord, LC push pull to LC push pull, 16mm jacket, riser (OFNR) rated, Ultra IL, 21m | PC | 1 | 1 | 1 | 1 | 109.04
07498312250 | FZ2ERQ1Q1NNM022 | OM4,2-Fbr,1.6mm,PC,Risr,UltIl,22M | 2 fiber OM4 patch cord, LC push pull to LC push pull, 16mm jacket, riser (OFNR) rated, Ultra IL, 22m | PC | 1 | 1 | 1 | 1 | 111.88
07498312251 | FZ2ERQ1Q1NNM023 | OM4,2-Fbr,1.6mm,PC,Risr,UltIl,23M | 2 fiber OM4 patch cord, LC push pull to LC push pull, 16mm jacket, riser (OFNR) rated, Ultra IL, 23m | PC | 1 | 1 | 1 | 1 | 114.72
07498312252 | FZ2ERQ1Q1NNM024 | OM4,2-Fbr,1.6mm,PC,Risr,UltIl,24M | 2 fiber OM4 patch cord, LC push pull to LC push pull, 16mm jacket, riser (OFNR) rated, Ultra IL, 24m | PC | 1 | 1 | 1 | 1 | 117.56
07498312253 | FZ2ERQ1Q1NNM025 | OM4,2-Fbr,1.6mm,PC,Risr,UltIl,25M | 2 fiber OM4 patch cord, LC push pull to LC push pull, 16mm jacket, riser (OFNR) rated, Ultra IL, 25m | PC | 1 | 1 | 1 | 1 | 120.4
07498312254 | FZ2ERQ1Q1NNM026 | OM4,2-Fbr,1.6mm,PC,Risr,UltIl,26M | 2 fiber OM4 patch cord, LC push pull to LC push pull, 16mm jacket, riser (OFNR) rated, Ultra IL, 26m | PC | 1 | 1 | 1 | 1 | 123.24
07498312255 | FZ2ERQ1Q1NNM027 | OM4,2-Fbr,1.6mm,PC,Risr,UltIl,27M | 2 fiber OM4 patch cord, LC push pull to LC push pull, 16mm jacket, riser (OFNR) rated, Ultra IL, 27m | PC | 1 | 1 | 1 | 1 | 126.08
07498312256 | FZ2ERQ1Q1NNM028 | OM4,2-Fbr,1.6mm,PC,Risr,UltIl,28M | 2 fiber OM4 patch cord, LC push pull to LC push pull, 16mm jacket, riser (OFNR) rated, Ultra IL, 28m | PC | 1 | 1 | 1 | 1 | 128.92
07498312262 | FZ2ERQ1Q1NNM029 | OM4,2-Fbr,1.6mm,PC,Risr,UltIl,29M | 2 fiber OM4 patch cord, LC push pull to LC push pull, 16mm jacket, riser (OFNR) rated, Ultra IL, 29m | PC | 1 | 1 | 1 | 1 | 131.76
07498312266 | FZ2ERQ1Q1NNM030 | OM4,2-Fbr,1.6mm,PC,Risr,UltIl,30M | 2 fiber OM4 patch cord, LC push pull to LC push pull, 16mm jacket, riser (OFNR) rated, Ultra IL, 30m | PC | 1 | 1 | 1 | 1 | 134.6
07498312370 | FZ2ERQ1Q1NNM031 | OM4,2-Fbr,1.6mm,PC,Risr,UltIl,31M | 2 fiber OM4 patch cord, LC push pull to LC push pull, 16mm jacket, riser (OFNR) rated, Ultra IL, 31m | PC | 1 | 1 | 1 | 1 | 137.44
07498312383 | FZ2ERQ1Q1NNM032 | OM4,2-Fbr,1.6mm,PC,Risr,UltIl,32M | 2 fiber OM4 patch cord, LC push pull to LC push pull, 16mm jacket, riser (OFNR) rated, Ultra IL, 32m | PC | 1 | 1 | 1 | 1 | 140.28
07498312396 | FZ2ERQ1Q1NNM033 | OM4,2-Fbr,1.6mm,PC,Risr,UltIl,33M | 2 fiber OM4 patch cord, LC push pull to LC push pull, 16mm jacket, riser (OFNR) rated, Ultra IL, 33m | PC | 1 | 1 | 1 | 1 | 143.12
07498312409 | FZ2ERQ1Q1NNM034 | OM4,2-Fbr,1.6mm,PC,Risr,UltIl,34M | 2 fiber OM4 patch cord, LC push pull to LC push pull, 16mm jacket, riser (OFNR) rated, Ultra IL, 34m | PC | 1 | 1 | 1 | 1 | 145.96
07498312422 | FZ2ERQ1Q1NNM035 | OM4,2-Fbr,1.6mm,PC,Risr,UltIl,35M | 2 fiber OM4 patch cord, LC push pull to LC push pull, 16mm jacket, riser (OFNR) rated, Ultra IL, 35m | PC | 1 | 1 | 1 | 1 | 148.8
07498312428 | FZ2ERQ1Q1NNM036 | OM4,2-Fbr,1.6mm,PC,Risr,UltIl,36M | 2 fiber OM4 patch cord, LC push pull to LC push pull, 16mm jacket, riser (OFNR) rated, Ultra IL, 36m | PC | 1 | 1 | 1 | 1 | 151.64
07498312435 | FZ2ERQ1Q1NNM037 | OM4,2-Fbr,1.6mm,PC,Risr,UltIl,37M | 2 fiber OM4 patch cord, LC push pull to LC push pull, 16mm jacket, riser (OFNR) rated, Ultra IL, 37m | PC | 1 | 1 | 1 | 1 | 154.48
07498312436 | FZ2ERQ1Q1NNM038 | OM4,2-Fbr,1.6mm,PC,Risr,UltIl,38M | 2 fiber OM4 patch cord, LC push pull to LC push pull, 16mm jacket, riser (OFNR) rated, Ultra IL, 38m | PC | 1 | 1 | 1 | 1 | 157.32
07498312449 | FZ2ERQ1Q1NNM039 | OM4,2-Fbr,1.6mm,PC,Risr,UltIl,39M | 2 fiber OM4 patch cord, LC push pull to LC push pull, 16mm jacket, riser (OFNR) rated, Ultra IL, 39m | PC | 1 | 1 | 1 | 1 | 160.16
07498312462 | FZ2ERQ1Q1NNM040 | OM4,2-Fbr,1.6mm,PC,Risr,UltIl,40M | 2 fiber OM4 patch cord, LC push pull to LC push pull, 16mm jacket, riser (OFNR) rated, Ultra IL, 40m | PC | 1 | 1 | 1 | 1 | 163
07498312662 | FZ2ERQ1Q1NNM041 | OM4,2-Fbr,1.6mm,PC,Risr,UltIl,41M | 2 fiber OM4 patch cord, LC push pull to LC push pull, 16mm jacket, riser (OFNR) rated, Ultra IL, 41m | PC | 1 | 1 | 1 | 1 | 165.84
07498312663 | FZ2ERQ1Q1NNM042 | OM4,2-Fbr,1.6mm,PC,Risr,UltIl,42M | 2 fiber OM4 patch cord, LC push pull to LC push pull, 16mm jacket, riser (OFNR) rated, Ultra IL, 42m | PC | 1 | 1 | 1 | 1 | 168.68
07498312670 | FZ2ERQ1Q1NNM043 | OM4,2-Fbr,1.6mm,PC,Risr,UltIl,43M | 2 fiber OM4 patch cord, LC push pull to LC push pull, 16mm jacket, riser (OFNR) rated, Ultra IL, 43m | PC | 1 | 1 | 1 | 1 | 171.52
07498312683 | FZ2ERQ1Q1NNM044 | OM4,2-Fbr,1.6mm,PC,Risr,UltIl,44M | 2 fiber OM4 patch cord, LC push pull to LC push pull, 16mm jacket, riser (OFNR) rated, Ultra IL, 44m | PC | 1 | 1 | 1 | 1 | 174.36
07498312709 | FZ2ERQ1Q1NNM045 | OM4,2-Fbr,1.6mm,PC,Risr,UltIl,45M | 2 fiber OM4 patch cord, LC push pull to LC push pull, 16mm jacket, riser (OFNR) rated, Ultra IL, 45m | PC | 1 | 1 | 1 | 1 | 177.2
07498312710 | FZ2ERQ1Q1NNM046 | OM4,2-Fbr,1.6mm,PC,Risr,UltIl,46M | 2 fiber OM4 patch cord, LC push pull to LC push pull, 16mm jacket, riser (OFNR) rated, Ultra IL, 46m | PC | 1 | 1 | 1 | 1 | 180.04
07498312722 | FZ2ERQ1Q1NNM047 | OM4,2-Fbr,1.6mm,PC,Risr,UltIl,47M | 2 fiber OM4 patch cord, LC push pull to LC push pull, 16mm jacket, riser (OFNR) rated, Ultra IL, 47m | PC | 1 | 1 | 1 | 1 | 182.88
07498312723 | FZ2ERQ1Q1NNM048 | OM4,2-Fbr,1.6mm,PC,Risr,UltIl,48M | 2 fiber OM4 patch cord, LC push pull to LC push pull, 16mm jacket, riser (OFNR) rated, Ultra IL, 48m | PC | 1 | 1 | 1 | 1 | 185.72
07498312748 | FZ2ERQ1Q1NNM049 | OM4,2-Fbr,1.6mm,PC,Risr,UltIl,49M | 2 fiber OM4 patch cord, LC push pull to LC push pull, 16mm jacket, riser (OFNR) rated, Ultra IL, 49m | PC | 1 | 1 | 1 | 1 | 188.56
07498312761 | FZ2ERQ1Q1NNM050 | OM4,2-Fbr,1.6mm,PC,Risr,UltIl,50M | 2 fiber OM4 patch cord, LC push pull to LC push pull, 16mm jacket, riser (OFNR) rated, Ultra IL, 50m | PC | 1 | 1 | 1 | 1 | 191.4
07498313873 | FZ2ERQ1Q1SNF001 | OM4 2f 1.6mm PC OFNR PushPull LC/PushPul | OM4 2 Fiber 1.6mm Jacket Patchcord Riser LC Push-Pull to LC Push-Pull Standard IL - 1 Foot | PC | 1 | 10 | 1 | 1 | 46.26
07498313875 | FZ2ERQ1Q1SNF002 | OM4 2f 1.6mm PC OFNR PushPull LC/PushPul | OM4 2 Fiber 1.6mm Jacket Patchcord Riser LC Push-Pull to LC Push-Pull Standard IL - 2 Feet | PC | 1 | 10 | 1 | 1 | 47.14
07498313876 | FZ2ERQ1Q1SNF003 | OM4 2f 1.6mm PC OFNR PushPull LC/PushPul | OM4 2 Fiber 1.6mm Jacket Patchcord Riser LC Push-Pull to LC Push-Pull Standard IL - 3 Feet | PC | 1 | 10 | 1 | 1 | 48
07498313877 | FZ2ERQ1Q1SNF004 | OM4 2f 1.6mm PC OFNR PushPull LC/PushPul | OM4 2 Fiber 1.6mm Jacket Patchcord Riser LC Push-Pull to LC Push-Pull Standard IL - 4 Feet | PC | 1 | 10 | 1 | 1 | 48.86
07498313878 | FZ2ERQ1Q1SNF005 | OM4 2f 1.6mm PC OFNR PushPull LC/PushPul | OM4 2 Fiber 1.6mm Jacket Patchcord Riser LC Push-Pull to LC Push-Pull Standard IL - 5 Feet | PC | 1 | 10 | 1 | 1 | 49.72
07498313880 | FZ2ERQ1Q1SNF006 | OM4 2f 1.6mm PC OFNR PushPull LC/PushPul | OM4 2 Fiber 1.6mm Jacket Patchcord Riser LC Push-Pull to LC Push-Pull Standard IL - 6 Feet | PC | 1 | 10 | 1 | 1 | 50.6
07498313881 | FZ2ERQ1Q1SNF007 | OM4 2f 1.6mm PC OFNR PushPull LC/PushPul | OM4 2 Fiber 1.6mm Jacket Patchcord Riser LC Push-Pull to LC Push-Pull Standard IL - 7 Feet | PC | 1 | 10 | 1 | 1 | 51.46
07498313882 | FZ2ERQ1Q1SNF008 | OM4 2f 1.6mm PC OFNR PushPull LC/PushPul | OM4 2 Fiber 1.6mm Jacket Patchcord Riser LC Push-Pull to LC Push-Pull Standard IL - 8 Feet | PC | 1 | 10 | 1 | 1 | 52.32
07498313884 | FZ2ERQ1Q1SNF009 | OM4 2f 1.6mm PC OFNR PushPull LC/PushPul | OM4 2 Fiber 1.6mm Jacket Patchcord Riser LC Push-Pull to LC Push-Pull Standard IL - 9 Feet | PC | 1 | 10 | 1 | 1 | 53.2
07498313885 | FZ2ERQ1Q1SNF010 | OM4 2f 1.6mm PC OFNR PushPull LC/PushPul | OM4 2 Fiber 1.6mm Jacket Patchcord Riser LC Push-Pull to LC Push-Pull Standard IL - 10 Feet | PC | 1 | 10 | 1 | 1 | 54.06
07498313888 | FZ2ERQ1Q1SNF011 | OM4 2f 1.6mm PC OFNR PushPull LC/PushPul | OM4 2 Fiber 1.6mm Jacket Patchcord Riser LC Push-Pull to LC Push-Pull Standard IL - 11 Feet | PC | 1 | 1 | 1 | 1 | 54.92
07498313893 | FZ2ERQ1Q1SNF012 | OM4 2f 1.6mm PC OFNR PushPull LC/PushPul | OM4 2 Fiber 1.6mm Jacket Patchcord Riser LC Push-Pull to LC Push-Pull Standard IL - 12 Feet | PC | 1 | 10 | 1 | 1 | 55.78
07498313897 | FZ2ERQ1Q1SNF013 | OM4 2f 1.6mm PC OFNR PushPull LC/PushPul | OM4 2 Fiber 1.6mm Jacket Patchcord Riser LC Push-Pull to LC Push-Pull Standard IL - 13 Feet | PC | 1 | 1 | 1 | 1 | 56.66
07498313901 | FZ2ERQ1Q1SNF014 | OM4 2f 1.6mm PC OFNR PushPull LC/PushPul | OM4 2 Fiber 1.6mm Jacket Patchcord Riser LC Push-Pull to LC Push-Pull Standard IL - 14 Feet | PC | 1 | 10 | 1 | 1 | 57.52
07498313902 | FZ2ERQ1Q1SNF015 | OM4 2f 1.6mm PC OFNR PushPull LC/PushPul | OM4 2 Fiber 1.6mm Jacket Patchcord Riser LC Push-Pull to LC Push-Pull Standard IL - 15 Feet | PC | 1 | 1 | 1 | 1 | 58.38
07498313903 | FZ2ERQ1Q1SNF016 | OM4 2f 1.6mm PC OFNR PushPull LC/PushPul | OM4 2 Fiber 1.6mm Jacket Patchcord Riser LC Push-Pull to LC Push-Pull Standard IL - 16 Feet | PC | 1 | 10 | 1 | 1 | 59.24
07498313906 | FZ2ERQ1Q1SNF017 | OM4 2f 1.6mm PC OFNR PushPull LC/PushPul | OM4 2 Fiber 1.6mm Jacket Patchcord Riser LC Push-Pull to LC Push-Pull Standard IL - 17 Feet | PC | 1 | 1 | 1 | 1 | 60.12
07498313911 | FZ2ERQ1Q1SNF018 | OM4 2f 1.6mm PC OFNR PushPull LC/PushPul | OM4 2 Fiber 1.6mm Jacket Patchcord Riser LC Push-Pull to LC Push-Pull Standard IL - 18 Feet | PC | 1 | 10 | 1 | 1 | 60.98
07498313912 | FZ2ERQ1Q1SNF019 | OM4 2f 1.6mm PC OFNR PushPull LC/PushPul | OM4 2 Fiber 1.6mm Jacket Patchcord Riser LC Push-Pull to LC Push-Pull Standard IL - 19 Feet | PC | 1 | 1 | 1 | 1 | 61.84
07498313916 | FZ2ERQ1Q1SNF020 | OM4 2f 1.6mm PC OFNR PushPull LC/PushPul | OM4 2 Fiber 1.6mm Jacket Patchcord Riser LC Push-Pull to LC Push-Pull Standard IL - 20 Feet | PC | 1 | 10 | 1 | 1 | 62.72
07498313917 | FZ2ERQ1Q1SNF021 | OM4 2f 1.6mm PC OFNR PushPull LC/PushPul | OM4 2 Fiber 1.6mm Jacket Patchcord Riser LC Push-Pull to LC Push-Pull Standard IL - 21 Feet | PC | 1 | 10 | 1 | 1 | 63.58
07498313919 | FZ2ERQ1Q1SNF022 | OM4 2f 1.6mm PC OFNR PushPull LC/PushPul | OM4 2 Fiber 1.6mm Jacket Patchcord Riser LC Push-Pull to LC Push-Pull Standard IL - 22 Feet | PC | 1 | 10 | 1 | 1 | 64.44
07498313920 | FZ2ERQ1Q1SNF023 | OM4 2f 1.6mm PC OFNR PushPull LC/PushPul | OM4 2 Fiber 1.6mm Jacket Patchcord Riser LC Push-Pull to LC Push-Pull Standard IL - 23 Feet | PC | 1 | 10 | 1 | 1 | 65.3
07498313921 | FZ2ERQ1Q1SNF024 | OM4 2f 1.6mm PC OFNR PushPull LC/PushPul | OM4 2 Fiber 1.6mm Jacket Patchcord Riser LC Push-Pull to LC Push-Pull Standard IL - 24 Feet | PC | 1 | 10 | 1 | 1 | 66.18
07498313922 | FZ2ERQ1Q1SNF025 | OM4 2f 1.6mm PC OFNR PushPull LC/PushPul | OM4 2 Fiber 1.6mm Jacket Patchcord Riser LC Push-Pull to LC Push-Pull Standard IL - 25 Feet | PC | 1 | 10 | 1 | 1 | 67.04
61305628773 | FZ2ERQ1Q1SNM0.5 | OM4 2f 1.6mm PC OFNR PushPull LC/PushPul | 2-fiber OM4 patch cord, LC push-pull to LC push-pull, 1.6mm jacket, riser (OFNR) rated, Standard IL. | PC | 1 | 10 | 1 | 1 | 46.82
07498399457 | FZ2ERQ1Q1SNM001 | OM4,2-Fiber,1.6mm,PC,Risr,StdIL,1M | The duplex fiber patch cord is OM4 with a 1.6mm jacket. It is Riser (OFNR) rated and features LC Push Pull connectors. It has standard insertion loss and is 1 meter in length. | PC | 1 | 10 | 1 | 1 | 48.24
07498399459 | FZ2ERQ1Q1SNM002 | OM4,2-Fbr,1.6mm,PC,Risr,StdIl,2M | The duplex fiber patch cord is OM4 with a 1.6mm jacket. It is Riser (OFNR) rated and features LC Push Pull connectors. It has standard insertion loss and is 2 meters in length. | PC | 1 | 10 | 1 | 1 | 51.08
07498399467 | FZ2ERQ1Q1SNM003 | OM4,2-Fbr,1.6mm,PC,Risr,StdIl,3M | The duplex fiber patch cord is OM4 with a 1.6mm jacket. It is Riser (OFNR) rated and features LC Push Pull connectors. It has standard insertion loss and is 3 meters in length. | PC | 1 | 10 | 1 | 1 | 53.92
07498399469 | FZ2ERQ1Q1SNM004 | OM4,2-Fbr,1.6mm,PC,Risr,StdIl,4M | The duplex fiber patch cord is OM4 with a 1.6mm jacket. It is Riser (OFNR) rated and features LC Push Pull connectors. It has standard insertion loss and is 4 meters in length. | PC | 1 | 10 | 1 | 1 | 56.76
07498399483 | FZ2ERQ1Q1SNM005 | OM4,2-Fbr,1.6mm,PC,Risr,StdIl,5M | The duplex fiber patch cord is OM4 with a 1.6mm jacket. It is Riser (OFNR) rated and features LC Push Pull connectors. It has standard insertion loss and is 5 meters in length. | PC | 1 | 10 | 1 | 1 | 59.6
07498399505 | FZ2ERQ1Q1SNM006 | OM4,2-Fbr,1.6mm,PC,Risr,StdIl,6M | 2 fiber OM4 patch cord, LC push pull to LC push pull, 16mm jacket, riser (OFNR) rated, Standard IL 6 meters | PC | 1 | 10 | 1 | 1 | 62.44
07498399507 | FZ2ERQ1Q1SNM007 | OM4,2-Fbr,1.6mm,PC,Risr,StdIl,7M | 2 fiber OM4 patch cord, LC push pull to LC push pull, 16mm jacket, riser (OFNR) rated, Standard IL 7 meters | PC | 1 | 10 | 1 | 1 | 65.28
07498399510 | FZ2ERQ1Q1SNM008 | OM4,2-Fbr,1.6mm,PC,Risr,StdIl,8M | 2 fiber OM4 patch cord, LC push pull to LC push pull, 16mm jacket, riser (OFNR) rated, Standard IL 8 meters | PC | 1 | 10 | 1 | 1 | 68.12
07498399477 | FZ2ERQ1Q1SNM009 | OM4,2-Fbr,1.6mm,PC,Risr,StdIl,9M | 2 fiber OM4 patch cord, LC push pull to LC push pull, 16mm jacket, riser (OFNR) rated, Standard IL 9 meters | PC | 1 | 10 | 1 | 1 | 70.96
07498399484 | FZ2ERQ1Q1SNM010 | OM4,2-Fbr,1.6mm,PC,Risr,StdIl,10M | 2 fiber OM4 patch cord, LC push pull to LC push pull, 16mm jacket, riser (OFNR) rated, Standard IL 10 meters | PC | 1 | 10 | 1 | 1 | 73.8
07498399504 | FZ2ERQ1Q1SNM011 | OM4,2-Fbr,1.6mm,PC,Risr,StdIl,11M | 2 fiber OM4 patch cord, LC push pull to LC push pull, 16mm jacket, riser (OFNR) rated, Standard IL 11 meters | PC | 1 | 1 | 1 | 1 | 76.64
07498399512 | FZ2ERQ1Q1SNM012 | OM4,2-Fbr,1.6mm,PC,Risr,StdIl,12M | 2 fiber OM4 patch cord, LC push pull to LC push pull, 16mm jacket, riser (OFNR) rated, Standard IL 12 meters | PC | 1 | 1 | 1 | 1 | 79.48
07498399528 | FZ2ERQ1Q1SNM013 | OM4,2-Fbr,1.6mm,PC,Risr,StdIl,13M | 2 fiber OM4 patch cord, LC push pull to LC push pull, 16mm jacket, riser (OFNR) rated, Standard IL 13 meters | PC | 1 | 1 | 1 | 1 | 82.32
07498399529 | FZ2ERQ1Q1SNM014 | OM4,2-Fbr,1.6mm,PC,Risr,StdIl,14M | 2 fiber OM4 patch cord, LC push pull to LC push pull, 16mm jacket, riser (OFNR) rated, Standard IL 14 meters | PC | 1 | 1 | 1 | 1 | 85.16
07498399530 | FZ2ERQ1Q1SNM015 | OM4,2-Fbr,1.6mm,PC,Risr,StdIl,15M | 2 fiber OM4 patch cord, LC push pull to LC push pull, 16mm jacket, riser (OFNR) rated, Standard IL, 15 meters. | PC | 1 | 10 | 1 | 1 | 88
07498399532 | FZ2ERQ1Q1SNM016 | OM4,2-Fbr,1.6mm,PC,Risr,StdIl,16M | 2 fiber OM4 patch cord, LC push pull to LC push pull, 16mm jacket, riser (OFNR) rated, Standard IL 16 meters | PC | 1 | 1 | 1 | 1 | 90.84
07498399533 | FZ2ERQ1Q1SNM017 | OM4,2-Fbr,1.6mm,PC,Risr,StdIl,17M | 2 fiber OM4 patch cord, LC push pull to LC push pull, 16mm jacket, riser (OFNR) rated, Standard IL 17 meters | PC | 1 | 1 | 1 | 1 | 93.68
07498399534 | FZ2ERQ1Q1SNM018 | OM4,2-Fbr,1.6mm,PC,Risr,StdIl,18M | 2 fiber OM4 patch cord, LC push pull to LC push pull, 16mm jacket, riser (OFNR) rated, Standard IL 18 meters | PC | 1 | 1 | 1 | 1 | 96.52
07498399535 | FZ2ERQ1Q1SNM019 | OM4,2-Fbr,1.6mm,PC,Risr,StdIl,19M | 2 fiber OM4 patch cord, LC push pull to LC push pull, 16mm jacket, riser (OFNR) rated, Standard IL 19 meters | PC | 1 | 1 | 1 | 1 | 99.36
07498399536 | FZ2ERQ1Q1SNM020 | OM4,2-Fbr,1.6mm,PC,Risr,StdIl,20M | 2 fiber OM4 patch cord, LC push pull to LC push pull, 16mm jacket, riser (OFNR) rated, Standard IL 20 meters | PC | 1 | 10 | 1 | 1 | 102.2
07498399539 | FZ2ERQ1Q1SNM021 | OM4,2-Fbr,1.6mm,PC,Risr,StdIl,21M | 2 fiber OM4 patch cord, LC push pull to LC push pull, 16mm jacket, riser (OFNR) rated, Standard IL 21 meters | PC | 1 | 1 | 1 | 1 | 105.04
07498399540 | FZ2ERQ1Q1SNM022 | OM4,2-Fbr,1.6mm,PC,Risr,StdIl,22M | 2 fiber OM4 patch cord, LC push pull to LC push pull, 16mm jacket, riser (OFNR) rated, Standard IL 22 meters | PC | 1 | 1 | 1 | 1 | 107.88
07498399541 | FZ2ERQ1Q1SNM023 | OM4,2-Fbr,1.6mm,PC,Risr,StdIl,23M | 2 fiber OM4 patch cord, LC push pull to LC push pull, 16mm jacket, riser (OFNR) rated, Standard IL 23 meters | PC | 1 | 1 | 1 | 1 | 110.72
07498399542 | FZ2ERQ1Q1SNM024 | OM4,2-Fbr,1.6mm,PC,Risr,StdIl,24M | 2 fiber OM4 patch cord, LC push pull to LC push pull, 16mm jacket, riser (OFNR) rated, Standard IL 24 meters | PC | 1 | 1 | 1 | 1 | 113.56
07498399544 | FZ2ERQ1Q1SNM025 | OM4,2-Fiber,1.6mm,PC,Risr,25M | 2 fiber OM4 patch cord, LC push pull to LC push pull, 16mm jacket, riser (OFNR) rated, Standard IL | PC | 1 | 1 | 1 | 1 | 116.4
07498399545 | FZ2ERQ1Q1SNM026 | OM4,2-Fbr,1.6mm,PC,Risr,StdIl,26M | 2 fiber OM4 patch cord, LC push pull to LC push pull, 16mm jacket, riser (OFNR) rated, Standard IL 26 meters | PC | 1 | 1 | 1 | 1 | 119.24
07498399546 | FZ2ERQ1Q1SNM027 | OM4,2-Fbr,1.6mm,PC,Risr,StdIl,27M | 2 fiber OM4 patch cord, LC push pull to LC push pull, 16mm jacket, riser (OFNR) rated, Standard IL 27 meters | PC | 1 | 1 | 1 | 1 | 122.08
07498399548 | FZ2ERQ1Q1SNM028 | OM4,2-Fbr,1.6mm,PC,Risr,StdIl,28M | 2 fiber OM4 patch cord, LC push pull to LC push pull, 16mm jacket, riser (OFNR) rated, Standard IL 28 meters | PC | 1 | 1 | 1 | 1 | 124.92
07498399551 | FZ2ERQ1Q1SNM029 | OM4,2-Fbr,1.6mm,PC,Risr,StdIl,29M | 2 fiber OM4 patch cord, LC push pull to LC push pull, 16mm jacket, riser (OFNR) rated, Standard IL 29 meters | PC | 1 | 1 | 1 | 1 | 127.76
07498399553 | FZ2ERQ1Q1SNM030 | OM4,2-Fbr,1.6mm,PC,Risr,StdIl,30M | 2 fiber OM4 patch cord, LC push pull to LC push pull, 16mm jacket, riser (OFNR) rated, Standard IL 30 meters | PC | 1 | 1 | 1 | 1 | 130.6
07498399555 | FZ2ERQ1Q1SNM031 | OM4,2-Fbr,1.6mm,PC,Risr,StdIl,31M | 2 fiber OM4 patch cord, LC push pull to LC push pull, 16mm jacket, riser (OFNR) rated, Standard IL 31 meters | PC | 1 | 1 | 1 | 1 | 133.44
07498399547 | FZ2ERQ1Q1SNM032 | OM4,2-Fbr,1.6mm,PC,Risr,StdIl,32M | 2 fiber OM4 patch cord, LC push pull to LC push pull, 16mm jacket, riser (OFNR) rated, Standard IL 32 meters | PC | 1 | 1 | 1 | 1 | 136.28
07498399549 | FZ2ERQ1Q1SNM033 | OM4,2-Fbr,1.6mm,PC,Risr,StdIl,33M | 2 fiber OM4 patch cord, LC push pull to LC push pull, 16mm jacket, riser (OFNR) rated, Standard IL 33 meters | PC | 1 | 1 | 1 | 1 | 139.12
07498399552 | FZ2ERQ1Q1SNM034 | OM4,2-Fbr,1.6mm,PC,Risr,StdIl,34M | 2 fiber OM4 patch cord, LC push pull to LC push pull, 16mm jacket, riser (OFNR) rated, Standard IL 34 meters | PC | 1 | 1 | 1 | 1 | 141.96
07498399554 | FZ2ERQ1Q1SNM035 | OM4,2-Fbr,1.6mm,PC,Risr,StdIl,35M | 2 fiber OM4 patch cord, LC push pull to LC push pull, 16mm jacket, riser (OFNR) rated, Standard IL 35 meters. | PC | 1 | 1 | 1 | 1 | 144.8
07498399557 | FZ2ERQ1Q1SNM036 | OM4,2-Fbr,1.6mm,PC,Risr,StdIl,36M | 2 fiber OM4 patch cord, LC push pull to LC push pull, 16mm jacket, riser (OFNR) rated, Standard IL 36 meters | PC | 1 | 1 | 1 | 1 | 147.64
07498399558 | FZ2ERQ1Q1SNM037 | OM4,2-Fbr,1.6mm,PC,Risr,StdIl,37M | 2 fiber OM4 patch cord, LC push pull to LC push pull, 16mm jacket, riser (OFNR) rated, Standard IL 37 meters | PC | 1 | 1 | 1 | 1 | 150.48
07498399565 | FZ2ERQ1Q1SNM038 | OM4,2-Fbr,1.6mm,PC,Risr,StdIl,38M | 2 fiber OM4 patch cord, LC push pull to LC push pull, 16mm jacket, riser (OFNR) rated, Standard IL 38 meters | PC | 1 | 1 | 1 | 1 | 153.32
07498399567 | FZ2ERQ1Q1SNM039 | OM4,2-Fbr,1.6mm,PC,Risr,StdIl,39M | 2 fiber OM4 patch cord, LC push pull to LC push pull, 16mm jacket, riser (OFNR) rated, Standard IL 39 meters | PC | 1 | 1 | 1 | 1 | 156.16
07498399572 | FZ2ERQ1Q1SNM040 | OM4,2-Fbr,1.6mm,PC,Risr,StdIl,40M | 2 fiber OM4 patch cord, LC push pull to LC push pull, 16mm jacket, riser (OFNR) rated, Standard IL 40 meters | PC | 1 | 1 | 1 | 1 | 159
07498399575 | FZ2ERQ1Q1SNM041 | OM4,2-Fbr,1.6mm,PC,Risr,StdIl,41M | 2 fiber OM4 patch cord, LC push pull to LC push pull, 16mm jacket, riser (OFNR) rated, Standard IL 41 meters | PC | 1 | 1 | 1 | 1 | 161.84
07498399573 | FZ2ERQ1Q1SNM042 | OM4,2-Fbr,1.6mm,PC,Risr,StdIl,42M | 2 fiber OM4 patch cord, LC push pull to LC push pull, 16mm jacket, riser (OFNR) rated, Standard IL 42 meters | PC | 1 | 1 | 1 | 1 | 164.68
07498399577 | FZ2ERQ1Q1SNM043 | OM4,2-Fiber,1.6mm,PC,Risr,43M | 2 fiber OM4 patch cord, LC push pull to LC push pull, 16mm jacket, riser (OFNR) rated, Standard IL | PC | 1 | 1 | 1 | 1 | 167.52
07498399589 | FZ2ERQ1Q1SNM044 | OM4,2-Fbr,1.6mm,PC,Risr,StdIl,44M | 2 fiber OM4 patch cord, LC push pull to LC push pull, 16mm jacket, riser (OFNR) rated, Standard IL 44 meters | PC | 1 | 1 | 1 | 1 | 170.36
07498399592 | FZ2ERQ1Q1SNM045 | OM4,2-Fbr,1.6mm,PC,Risr,StdIl,45M | 2 fiber OM4 patch cord, LC push pull to LC push pull, 16mm jacket, riser (OFNR) rated, Standard IL 45 meters. | PC | 1 | 1 | 1 | 1 | 173.2
07498399610 | FZ2ERQ1Q1SNM046 | OM4,2-Fbr,1.6mm,PC,Risr,StdIl,46M | 2 fiber OM4 patch cord, LC push pull to LC push pull, 16mm jacket, riser (OFNR) rated, Standard IL 46 meters | PC | 1 | 1 | 1 | 1 | 176.04
07498399611 | FZ2ERQ1Q1SNM047 | OM4,2-Fbr,1.6mm,PC,Risr,StdIl,47M | 2 fiber OM4 patch cord, LC push pull to LC push pull, 16mm jacket, riser (OFNR) rated, Standard IL 47 meters | PC | 1 | 1 | 1 | 1 | 178.88
07498399620 | FZ2ERQ1Q1SNM048 | OM4,2-Fbr,1.6mm,PC,Risr,StdIl,48M | 2 fiber OM4 patch cord, LC push pull to LC push pull, 16mm jacket, riser (OFNR) rated, Standard IL 48 meters | PC | 1 | 1 | 1 | 1 | 181.72
07498399623 | FZ2ERQ1Q1SNM049 | OM4,2-Fbr,1.6mm,PC,Risr,StdIl,49M | 2 fiber OM4 patch cord, LC push pull to LC push pull, 16mm jacket, riser (OFNR) rated, Standard IL 49 meters | PC | 1 | 1 | 1 | 1 | 184.56
07498399631 | FZ2ERQ1Q1SNM050 | OM4,2-Fbr,1.6mm,PC,Risr,StdIl,50M | 2 fiber OM4 patch cord, LC push pull to LC push pull, 16mm jacket, riser (OFNR) rated, Standard IL 50 meters | PC | 1 | 1 | 1 | 1 | 187.4
07498399458 | FZ2ERQ1Q1SNM1.5 | OM4,2-Fiber,1.6mm,PC,Risr,1.5M | 2 fiber OM4 patch cord, LC push pull to LC push pull, 16mm jacket, riser (OFNR) rated, Standard IL 1.5 meters. | PC | 1 | 10 | 1 | 1 | 49.66
07498399464 | FZ2ERQ1Q1SNM2.5 | OM4,2-Fiber,1.6mm,PC,Risr,2.5M | 2 fiber OM4 patch cord, LC push pull to LC push pull, 16mm jacket, riser (OFNR) rated, Standard IL 25 meters | PC | 1 | 10 | 1 | 1 | 52.5
07498399468 | FZ2ERQ1Q1SNM3.5 | OM4,2-Fiber,1.6mm,PC,Risr,3.5M | 2 fiber OM4 patch cord, LC push pull to LC push pull, 16mm jacket, riser (OFNR) rated, Standard IL 3.5 meters. | PC | 1 | 10 | 1 | 1 | 55.34
07498399481 | FZ2ERQ1Q1SNM4.5 | OM4,2-Fiber,1.6mm,PC,Risr,4.5M | 2 fiber OM4 patch cord, LC push pull to LC push pull, 16mm jacket, riser (OFNR) rated, Standard IL 4.5 meters. | PC | 1 | 10 | 1 | 1 | 58.18
07498399485 | FZ2ERQ1Q1SNM5.5 | OM4,2-Fiber,1.6mm,PC,Risr,5.5M | 2 fiber OM4 patch cord, LC push pull to LC push pull, 16mm jacket, riser (OFNR) rated, Standard IL 55 meters | PC | 1 | 10 | 1 | 1 | 61.02
07498399506 | FZ2ERQ1Q1SNM6.5 | OM4,2-Fiber,1.6mm,PC,Risr,6.5M | 2 fiber OM4 patch cord, LC push pull to LC push pull, 16mm jacket, riser (OFNR) rated, Standard IL 65 meters | PC | 1 | 10 | 1 | 1 | 63.86
07498399509 | FZ2ERQ1Q1SNM7.5 | OM4,2-Fiber,1.6mm,PC,Risr,7.5M | 2 fiber OM4 patch cord, LC push pull to LC push pull, 16mm jacket, riser (OFNR) rated, Standard IL 75 meters | PC | 1 | 10 | 1 | 1 | 66.7
07498399511 | FZ2ERQ1Q1SNM8.5 | OM4,2-Fiber,1.6mm,PC,Risr,8.5M | 2 fiber OM4 patch cord, LC push pull to LC push pull, 16mm jacket, riser (OFNR) rated, Standard IL 85 meters | PC | 1 | 10 | 1 | 1 | 69.54
07498399482 | FZ2ERQ1Q1SNM9.5 | OM4,2-Fiber,1.6mm,PC,Risr,9.5M | 2 fiber OM4 patch cord, LC push pull to LC push pull, 16mm jacket, riser (OFNR) rated, Standard IL 95 meters | PC | 1 | 10 | 1 | 1 | 72.38
61305645498 | FZ2ERQ1SNSNF001 | OM4 2f 1.6mm PC OFNR PushPull LC/SC Dup |  | PC | 1 | 10 | 1 | 1 | 50.26
61305645499 | FZ2ERQ1SNSNF002 | OM4 2f 1.6mm PC OFNR PushPull LC/SC Dup |  | PC | 1 | 10 | 1 | 1 | 51.14
61305645500 | FZ2ERQ1SNSNF003 | OM4 2f 1.6mm PC OFNR PushPull LC/SC Dup |  | PC | 1 | 10 | 1 | 1 | 52
61305645501 | FZ2ERQ1SNSNF004 | OM4 2f 1.6mm PC OFNR PushPull LC/SC Dup |  | PC | 1 | 10 | 1 | 1 | 52.86
61305645502 | FZ2ERQ1SNSNF005 | OM4 2f 1.6mm PC OFNR PushPull LC/SC Dup |  | PC | 1 | 10 | 1 | 1 | 53.72
61305645503 | FZ2ERQ1SNSNF006 | OM4 2f 1.6mm PC OFNR PushPull LC/SC Dup |  | PC | 1 | 10 | 1 | 1 | 54.6
61305645504 | FZ2ERQ1SNSNF007 | OM4 2f 1.6mm PC OFNR PushPull LC/SC Dup |  | PC | 1 | 10 | 1 | 1 | 55.46
61305645505 | FZ2ERQ1SNSNF008 | OM4 2f 1.6mm PC OFNR PushPull LC/SC Dup |  | PC | 1 | 10 | 1 | 1 | 56.32
61305645506 | FZ2ERQ1SNSNF009 | OM4 2f 1.6mm PC OFNR PushPull LC/SC Dup |  | PC | 1 | 10 | 1 | 1 | 57.2
61305645507 | FZ2ERQ1SNSNF010 | OM4 2f 1.6mm PC OFNR PushPull LC/SC Dup |  | PC | 1 | 10 | 1 | 1 | 58.06
61305645569 | FZ2ERQ1SNSNF011 | OM4 2f 1.6mm PC OFNR PushPull LC/SC Dup |  | PC | 1 | 10 | 1 | 1 | 58.92
61305645570 | FZ2ERQ1SNSNF012 | OM4 2f 1.6mm PC OFNR PushPull LC/SC Dup |  | PC | 1 | 10 | 1 | 1 | 59.78
61305645571 | FZ2ERQ1SNSNF013 | OM4 2f 1.6mm PC OFNR PushPull LC/SC Dup |  | PC | 1 | 10 | 1 | 1 | 60.66
61305645572 | FZ2ERQ1SNSNF014 | OM4 2f 1.6mm PC OFNR PushPull LC/SC Dup |  | PC | 1 | 10 | 1 | 1 | 61.52
61305645573 | FZ2ERQ1SNSNF015 | OM4 2f 1.6mm PC OFNR PushPull LC/SC Dup |  | PC | 1 | 10 | 1 | 1 | 62.38
61305645574 | FZ2ERQ1SNSNF016 | OM4 2f 1.6mm PC OFNR PushPull LC/SC Dup |  | PC | 1 | 10 | 1 | 1 | 63.24
61305645575 | FZ2ERQ1SNSNF017 | OM4 2f 1.6mm PC OFNR PushPull LC/SC Dup |  | PC | 1 | 10 | 1 | 1 | 64.12
61305645576 | FZ2ERQ1SNSNF018 | OM4 2f 1.6mm PC OFNR PushPull LC/SC Dup |  | PC | 1 | 10 | 1 | 1 | 64.98
61305645577 | FZ2ERQ1SNSNF019 | OM4 2f 1.6mm PC OFNR PushPull LC/SC Dup |  | PC | 1 | 10 | 1 | 1 | 65.84
61305645578 | FZ2ERQ1SNSNF020 | OM4 2f 1.6mm PC OFNR PushPull LC/SC Dup |  | PC | 1 | 10 | 1 | 1 | 66.72
61305645630 | FZ2ERQ1SNSNF021 | OM4 2f 1.6mm PC OFNR PushPull LC/SC Dup |  | PC | 1 | 10 | 1 | 1 | 67.58
61305645631 | FZ2ERQ1SNSNF022 | OM4 2f 1.6mm PC OFNR PushPull LC/SC Dup |  | PC | 1 | 10 | 1 | 1 | 68.44
61305645632 | FZ2ERQ1SNSNF023 | OM4 2f 1.6mm PC OFNR PushPull LC/SC Dup |  | PC | 1 | 10 | 1 | 1 | 69.3
61305645633 | FZ2ERQ1SNSNF024 | OM4 2f 1.6mm PC OFNR PushPull LC/SC Dup |  | PC | 1 | 10 | 1 | 1 | 70.18
61305645634 | FZ2ERQ1SNSNF025 | OM4 2f 1.6mm PC OFNR PushPull LC/SC Dup |  | PC | 1 | 10 | 1 | 1 | 71.04
61305645682 | FZ2ERQ1SNSNM011 | OM4 2f 1.6mm PC OFNR PushPull LC/SC Dup |  | PC | 1 | 1 | 1 | 1 | 80.64
61305645683 | FZ2ERQ1SNSNM012 | OM4 2f 1.6mm PC OFNR PushPull LC/SC Dup |  | PC | 1 | 1 | 1 | 1 | 83.48
61305645723 | FZ2ERQ1SNSNM013 | OM4 2f 1.6mm PC OFNR PushPull LC/SC Dup |  | PC | 1 | 1 | 1 | 1 | 86.32
61305645724 | FZ2ERQ1SNSNM014 | OM4 2f 1.6mm PC OFNR PushPull LC/SC Dup |  | PC | 1 | 1 | 1 | 1 | 89.16
61305645725 | FZ2ERQ1SNSNM015 | OM4 2f 1.6mm PC OFNR PushPull LC/SC Dup |  | PC | 1 | 1 | 1 | 1 | 92
61305645726 | FZ2ERQ1SNSNM016 | OM4 2f 1.6mm PC OFNR PushPull LC/SC Dup |  | PC | 1 | 1 | 1 | 1 | 94.84
61305645750 | FZ2ERQ1SNSNM017 | OM4 2f 1.6mm PC OFNR PushPull LC/SC Dup |  | PC | 1 | 1 | 1 | 1 | 97.68
61305645751 | FZ2ERQ1SNSNM018 | OM4 2f 1.6mm PC OFNR PushPull LC/SC Dup |  | PC | 1 | 1 | 1 | 1 | 100.52
61305645752 | FZ2ERQ1SNSNM019 | OM4 2f 1.6mm PC OFNR PushPull LC/SC Dup |  | PC | 1 | 1 | 1 | 1 | 103.36
61305645753 | FZ2ERQ1SNSNM020 | OM4 2f 1.6mm PC OFNR PushPull LC/SC Dup |  | PC | 1 | 1 | 1 | 1 | 106.2
61305645826 | FZ2ERQ1SNSNM021 | OM4 2f 1.6mm PC OFNR PushPull LC/SC Dup |  | PC | 1 | 1 | 1 | 1 | 109.04
61305645827 | FZ2ERQ1SNSNM022 | OM4 2f 1.6mm PC OFNR PushPull LC/SC Dup |  | PC | 1 | 1 | 1 | 1 | 111.88
61305645828 | FZ2ERQ1SNSNM023 | OM4 2f 1.6mm PC OFNR PushPull LC/SC Dup |  | PC | 1 | 1 | 1 | 1 | 114.72
61305645829 | FZ2ERQ1SNSNM024 | OM4 2f 1.6mm PC OFNR PushPull LC/SC Dup |  | PC | 1 | 1 | 1 | 1 | 117.56
61305645830 | FZ2ERQ1SNSNM025 | OM4 2f 1.6mm PC OFNR PushPull LC/SC Dup |  | PC | 1 | 1 | 1 | 1 | 120.4
61305645831 | FZ2ERQ1SNSNM026 | OM4 2f 1.6mm PC OFNR PushPull LC/SC Dup |  | PC | 1 | 1 | 1 | 1 | 123.24
61305645832 | FZ2ERQ1SNSNM027 | OM4 2f 1.6mm PC OFNR PushPull LC/SC Dup |  | PC | 1 | 1 | 1 | 1 | 126.08
61305645833 | FZ2ERQ1SNSNM028 | OM4 2f 1.6mm PC OFNR PushPull LC/SC Dup |  | PC | 1 | 1 | 1 | 1 | 128.92
61305645834 | FZ2ERQ1SNSNM029 | OM4 2f 1.6mm PC OFNR PushPull LC/SC Dup |  | PC | 1 | 1 | 1 | 1 | 131.76
61305645835 | FZ2ERQ1SNSNM030 | OM4 2f 1.6mm PC OFNR PushPull LC/SC Dup |  | PC | 1 | 1 | 1 | 1 | 134.6
61305645836 | FZ2ERQ1SNSNM031 | OM4 2f 1.6mm PC OFNR PushPull LC/SC Dup |  | PC | 1 | 1 | 1 | 1 | 137.44
61305645837 | FZ2ERQ1SNSNM032 | OM4 2f 1.6mm PC OFNR PushPull LC/SC Dup |  | PC | 1 | 1 | 1 | 1 | 140.28
61305645838 | FZ2ERQ1SNSNM033 | OM4 2f 1.6mm PC OFNR PushPull LC/SC Dup |  | PC | 1 | 1 | 1 | 1 | 143.12
61305645839 | FZ2ERQ1SNSNM034 | OM4 2f 1.6mm PC OFNR PushPull LC/SC Dup |  | PC | 1 | 1 | 1 | 1 | 145.96
61305645840 | FZ2ERQ1SNSNM035 | OM4 2f 1.6mm PC OFNR PushPull LC/SC Dup |  | PC | 1 | 1 | 1 | 1 | 148.8
61305645946 | FZ2ERQ1SNSNM036 | OM4 2f 1.6mm PC OFNR PushPull LC/SC Dup |  | PC | 1 | 1 | 1 | 1 | 151.64
61305645947 | FZ2ERQ1SNSNM037 | OM4 2f 1.6mm PC OFNR PushPull LC/SC Dup |  | PC | 1 | 1 | 1 | 1 | 154.48
61305645948 | FZ2ERQ1SNSNM038 | OM4 2f 1.6mm PC OFNR PushPull LC/SC Dup |  | PC | 1 | 1 | 1 | 1 | 157.32
61305645949 | FZ2ERQ1SNSNM039 | OM4 2f 1.6mm PC OFNR PushPull LC/SC Dup |  | PC | 1 | 1 | 1 | 1 | 160.16
61305645950 | FZ2ERQ1SNSNM040 | OM4 2f 1.6mm PC OFNR PushPull LC/SC Dup |  | PC | 1 | 1 | 1 | 1 | 163
61305645951 | FZ2ERQ1SNSNM041 | OM4 2f 1.6mm PC OFNR PushPull LC/SC Dup |  | PC | 1 | 1 | 1 | 1 | 165.84
61305645952 | FZ2ERQ1SNSNM042 | OM4 2f 1.6mm PC OFNR PushPull LC/SC Dup |  | PC | 1 | 1 | 1 | 1 | 168.68
61305645953 | FZ2ERQ1SNSNM043 | OM4 2f 1.6mm PC OFNR PushPull LC/SC Dup |  | PC | 1 | 1 | 1 | 1 | 171.52
61305645954 | FZ2ERQ1SNSNM044 | OM4 2f 1.6mm PC OFNR PushPull LC/SC Dup |  | PC | 1 | 1 | 1 | 1 | 174.36
61305645955 | FZ2ERQ1SNSNM045 | OM4 2f 1.6mm PC OFNR PushPull LC/SC Dup |  | PC | 1 | 1 | 1 | 1 | 177.2
61305645956 | FZ2ERQ1SNSNM046 | OM4 2f 1.6mm PC OFNR PushPull LC/SC Dup |  | PC | 1 | 1 | 1 | 1 | 180.04
61305645957 | FZ2ERQ1SNSNM047 | OM4 2f 1.6mm PC OFNR PushPull LC/SC Dup |  | PC | 1 | 1 | 1 | 1 | 182.88
61305645958 | FZ2ERQ1SNSNM048 | OM4 2f 1.6mm PC OFNR PushPull LC/SC Dup |  | PC | 1 | 1 | 1 | 1 | 185.72
61305645959 | FZ2ERQ1SNSNM049 | OM4 2f 1.6mm PC OFNR PushPull LC/SC Dup |  | PC | 1 | 1 | 1 | 1 | 188.56
61305645960 | FZ2ERQ1SNSNM050 | OM4 2f 1.6mm PC OFNR PushPull LC/SC Dup |  | PC | 1 | 1 | 1 | 1 | 191.4
61305645510 | FZ2ERQ1SNSNM1.5 | OM4 2f 1.6mm PC OFNR PushPull LC/SC Dup |  | PC | 1 | 10 | 1 | 1 | 53.66
61305645512 | FZ2ERQ1SNSNM2.5 | OM4 2f 1.6mm PC OFNR PushPull LC/SC Dup |  | PC | 1 | 10 | 1 | 1 | 56.5
61305645579 | FZ2ERQ1SNSNM3.5 | OM4 2f 1.6mm PC OFNR PushPull LC/SC Dup |  | PC | 1 | 10 | 1 | 1 | 59.34
61305645581 | FZ2ERQ1SNSNM4.5 | OM4 2f 1.6mm PC OFNR PushPull LC/SC Dup |  | PC | 1 | 10 | 1 | 1 | 62.18
61305645583 | FZ2ERQ1SNSNM5.5 | OM4 2f 1.6mm PC OFNR PushPull LC/SC Dup |  | PC | 1 | 10 | 1 | 1 | 65.02
61305645635 | FZ2ERQ1SNSNM6.5 | OM4 2f 1.6mm PC OFNR PushPull LC/SC Dup |  | PC | 1 | 10 | 1 | 1 | 67.86
61305645637 | FZ2ERQ1SNSNM7.5 | OM4 2f 1.6mm PC OFNR PushPull LC/SC Dup |  | PC | 1 | 10 | 1 | 1 | 70.7
61305645678 | FZ2ERQ1SNSNM8.5 | OM4 2f 1.6mm PC OFNR PushPull LC/SC Dup |  | PC | 1 | 10 | 1 | 1 | 73.54
61305645680 | FZ2ERQ1SNSNM9.5 | OM4 2f 1.6mm PC OFNR PushPull LC/SC Dup |  | PC | 1 | 10 | 1 | 1 | 76.38
61305680594 | FZ2RLU1U1NNM0.5 | OM4 2f 2mm PC LSZH LC Uniboot /LC Uniboo | OM4 duplex fiber patch cord with a 2.0mm cable jacket. Low Smoke Zero Halogen (LSZH) rated, features LC Uniboot pull-boot connectors, and has Ultra Low insertion loss, 0.5 meters in length | PC | 1 | 10 | 10 | 1 | 54.02
61305680597 | FZ2RLU1U1NNM001 | OM4 2f 2mm PC LSZH LC Uniboot /LC Uniboo | OM4 duplex fiber patch cord with a 2.0mm cable jacket. Low Smoke Zero Halogen (LSZH) rated, features LC Uniboot pull-boot connectors, and has Ultra Low insertion loss, 001 meters in length | PC | 1 | 10 | 10 | 1 | 55.44
61305680598 | FZ2RLU1U1NNM002 | OM4 2f 2mm PC LSZH LC Uniboot /LC Uniboo | OM4 duplex fiber patch cord with a 2.0mm cable jacket. Low Smoke Zero Halogen (LSZH) rated, features LC Uniboot pull-boot connectors, and has Ultra Low insertion loss, 002 meters in length | PC | 1 | 10 | 10 | 1 | 58.28
61305680599 | FZ2RLU1U1NNM003 | OM4 2f 2mm PC LSZH LC Uniboot /LC Uniboo | OM4 duplex fiber patch cord with a 2.0mm cable jacket. Low Smoke Zero Halogen (LSZH) rated, features LC Uniboot pull-boot connectors, and has Ultra Low insertion loss, 003 meters in length | PC | 1 | 10 | 10 | 1 | 61.12
61305680662 | FZ2RLU1U1NNM004 | OM4 2f 2mm PC LSZH LC Uniboot /LC Uniboo | OM4 duplex fiber patch cord with a 2.0mm cable jacket. Low Smoke Zero Halogen (LSZH) rated, features LC Uniboot pull-boot connectors, and has Ultra Low insertion loss, 004 meters in length | PC | 1 | 10 | 10 | 1 | 63.96
61305680663 | FZ2RLU1U1NNM005 | OM4 2f 2mm PC LSZH LC Uniboot /LC Uniboo | OM4 duplex fiber patch cord with a 2.0mm cable jacket. Low Smoke Zero Halogen (LSZH) rated, features LC Uniboot pull-boot connectors, and has Ultra Low insertion loss, 005 meters in length | PC | 1 | 10 | 10 | 1 | 66.8
61305680664 | FZ2RLU1U1NNM006 | OM4 2f 2mm PC LSZH LC Uniboot /LC Uniboo | OM4 duplex fiber patch cord with a 2.0mm cable jacket. Low Smoke Zero Halogen (LSZH) rated, features LC Uniboot pull-boot connectors, and has Ultra Low insertion loss, 006 meters in length | PC | 1 | 10 | 10 | 1 | 69.64
61305680710 | FZ2RLU1U1NNM007 | OM4 2f 2mm PC LSZH LC Uniboot /LC Uniboo | OM4 duplex fiber patch cord with a 2.0mm cable jacket. Low Smoke Zero Halogen (LSZH) rated, features LC Uniboot pull-boot connectors, and has Ultra Low insertion loss, 007 meters in length | PC | 1 | 10 | 10 | 1 | 72.48
61305680711 | FZ2RLU1U1NNM008 | OM4 2f 2mm PC LSZH LC Uniboot /LC Uniboo | OM4 duplex fiber patch cord with a 2.0mm cable jacket. Low Smoke Zero Halogen (LSZH) rated, features LC Uniboot pull-boot connectors, and has Ultra Low insertion loss, 008 meters in length | PC | 1 | 10 | 10 | 1 | 75.32
61305680744 | FZ2RLU1U1NNM009 | OM4 2f 2mm PC LSZH LC Uniboot /LC Uniboo | OM4 duplex fiber patch cord with a 2.0mm cable jacket. Low Smoke Zero Halogen (LSZH) rated, features LC Uniboot pull-boot connectors, and has Ultra Low insertion loss, 009 meters in length | PC | 1 | 10 | 10 | 1 | 78.16
61305680745 | FZ2RLU1U1NNM010 | OM4 2f 2mm PC LSZH LC Uniboot /LC Uniboo | OM4 duplex fiber patch cord with a 2.0mm cable jacket. Low Smoke Zero Halogen (LSZH) rated, features LC Uniboot pull-boot connectors, and has Ultra Low insertion loss, 010 meters in length | PC | 1 | 10 | 10 | 1 | 81
61305680746 | FZ2RLU1U1NNM011 | OM4 2f 2mm PC LSZH LC Uniboot /LC Uniboo | OM4 duplex fiber patch cord with a 2.0mm cable jacket. Low Smoke Zero Halogen (LSZH) rated, features LC Uniboot pull-boot connectors, and has Ultra Low insertion loss, 011 meters in length | PC | 1 | 10 | 10 | 1 | 83.84
61305680747 | FZ2RLU1U1NNM012 | OM4 2f 2mm PC LSZH LC Uniboot /LC Uniboo | OM4 duplex fiber patch cord with a 2.0mm cable jacket. Low Smoke Zero Halogen (LSZH) rated, features LC Uniboot pull-boot connectors, and has Ultra Low insertion loss, 012 meters in length | PC | 1 | 10 | 10 | 1 | 86.68
61305680783 | FZ2RLU1U1NNM013 | OM4 2f 2mm PC LSZH LC Uniboot /LC Uniboo | OM4 duplex fiber patch cord with a 2.0mm cable jacket. Low Smoke Zero Halogen (LSZH) rated, features LC Uniboot pull-boot connectors, and has Ultra Low insertion loss, 013 meters in length | PC | 1 | 10 | 10 | 1 | 89.52
61305680784 | FZ2RLU1U1NNM014 | OM4 2f 2mm PC LSZH LC Uniboot /LC Uniboo | OM4 duplex fiber patch cord with a 2.0mm cable jacket. Low Smoke Zero Halogen (LSZH) rated, features LC Uniboot pull-boot connectors, and has Ultra Low insertion loss, 014 meters in length | PC | 1 | 10 | 10 | 1 | 92.36
61305680785 | FZ2RLU1U1NNM015 | OM4 2f 2mm PC LSZH LC Uniboot /LC Uniboo | OM4 duplex fiber patch cord with a 2.0mm cable jacket. Low Smoke Zero Halogen (LSZH) rated, features LC Uniboot pull-boot connectors, and has Ultra Low insertion loss, 015 meters in length | PC | 1 | 10 | 10 | 1 | 95.2
61305680786 | FZ2RLU1U1NNM016 | OM4 2f 2mm PC LSZH LC Uniboot /LC Uniboo | OM4 duplex fiber patch cord with a 2.0mm cable jacket. Low Smoke Zero Halogen (LSZH) rated, features LC Uniboot pull-boot connectors, and has Ultra Low insertion loss, 016 meters in length | PC | 1 | 10 | 10 | 1 | 98.04
61305680787 | FZ2RLU1U1NNM017 | OM4 2f 2mm PC LSZH LC Uniboot /LC Uniboo | OM4 duplex fiber patch cord with a 2.0mm cable jacket. Low Smoke Zero Halogen (LSZH) rated, features LC Uniboot pull-boot connectors, and has Ultra Low insertion loss, 017 meters in length | PC | 1 | 10 | 10 | 1 | 100.88
61305680788 | FZ2RLU1U1NNM018 | OM4 2f 2mm PC LSZH LC Uniboot /LC Uniboo | OM4 duplex fiber patch cord with a 2.0mm cable jacket. Low Smoke Zero Halogen (LSZH) rated, features LC Uniboot pull-boot connectors, and has Ultra Low insertion loss, 018 meters in length | PC | 1 | 10 | 10 | 1 | 103.72
61305680789 | FZ2RLU1U1NNM019 | OM4 2f 2mm PC LSZH LC Uniboot /LC Uniboo | OM4 duplex fiber patch cord with a 2.0mm cable jacket. Low Smoke Zero Halogen (LSZH) rated, features LC Uniboot pull-boot connectors, and has Ultra Low insertion loss, 019 meters in length | PC | 1 | 10 | 10 | 1 | 106.56
61305680790 | FZ2RLU1U1NNM020 | OM4 2f 2mm PC LSZH LC Uniboot /LC Uniboo | OM4 duplex fiber patch cord with a 2.0mm cable jacket. Low Smoke Zero Halogen (LSZH) rated, features LC Uniboot pull-boot connectors, and has Ultra Low insertion loss, 020 meters in length | PC | 1 | 10 | 10 | 1 | 109.4
61305680853 | FZ2RLU1U1NNM021 | OM4 2f 2mm PC LSZH LC Uniboot /LC Uniboo | OM4 duplex fiber patch cord with a 2.0mm cable jacket. Low Smoke Zero Halogen (LSZH) rated, features LC Uniboot pull-boot connectors, and has Ultra Low insertion loss, 021 meters in length | PC | 1 | 10 | 10 | 1 | 112.24
61305680854 | FZ2RLU1U1NNM022 | OM4 2f 2mm PC LSZH LC Uniboot /LC Uniboo | OM4 duplex fiber patch cord with a 2.0mm cable jacket. Low Smoke Zero Halogen (LSZH) rated, features LC Uniboot pull-boot connectors, and has Ultra Low insertion loss, 022 meters in length | PC | 1 | 10 | 10 | 1 | 115.08
61305680855 | FZ2RLU1U1NNM023 | OM4 2f 2mm PC LSZH LC Uniboot /LC Uniboo | OM4 duplex fiber patch cord with a 2.0mm cable jacket. Low Smoke Zero Halogen (LSZH) rated, features LC Uniboot pull-boot connectors, and has Ultra Low insertion loss, 023 meters in length | PC | 1 | 10 | 10 | 1 | 117.92
61305680856 | FZ2RLU1U1NNM024 | OM4 2f 2mm PC LSZH LC Uniboot /LC Uniboo | OM4 duplex fiber patch cord with a 2.0mm cable jacket. Low Smoke Zero Halogen (LSZH) rated, features LC Uniboot pull-boot connectors, and has Ultra Low insertion loss, 024 meters in length | PC | 1 | 10 | 10 | 1 | 120.76
61305680857 | FZ2RLU1U1NNM025 | OM4 2f 2mm PC LSZH LC Uniboot /LC Uniboo | OM4 duplex fiber patch cord with a 2.0mm cable jacket. Low Smoke Zero Halogen (LSZH) rated, features LC Uniboot pull-boot connectors, and has Ultra Low insertion loss, 025 meters in length | PC | 1 | 10 | 10 | 1 | 123.6
61305680858 | FZ2RLU1U1NNM026 | OM4 2f 2mm PC LSZH LC Uniboot /LC Uniboo | OM4 duplex fiber patch cord with a 2.0mm cable jacket. Low Smoke Zero Halogen (LSZH) rated, features LC Uniboot pull-boot connectors, and has Ultra Low insertion loss, 026 meters in length | PC | 1 | 10 | 10 | 1 | 126.44
61305680859 | FZ2RLU1U1NNM027 | OM4 2f 2mm PC LSZH LC Uniboot /LC Uniboo | OM4 duplex fiber patch cord with a 2.0mm cable jacket. Low Smoke Zero Halogen (LSZH) rated, features LC Uniboot pull-boot connectors, and has Ultra Low insertion loss, 027 meters in length | PC | 1 | 10 | 10 | 1 | 129.28
61305680860 | FZ2RLU1U1NNM028 | OM4 2f 2mm PC LSZH LC Uniboot /LC Uniboo | OM4 duplex fiber patch cord with a 2.0mm cable jacket. Low Smoke Zero Halogen (LSZH) rated, features LC Uniboot pull-boot connectors, and has Ultra Low insertion loss, 028 meters in length | PC | 1 | 10 | 10 | 1 | 132.12
61305680861 | FZ2RLU1U1NNM029 | OM4 2f 2mm PC LSZH LC Uniboot /LC Uniboo | OM4 duplex fiber patch cord with a 2.0mm cable jacket. Low Smoke Zero Halogen (LSZH) rated, features LC Uniboot pull-boot connectors, and has Ultra Low insertion loss, 029 meters in length | PC | 1 | 10 | 10 | 1 | 134.96
61305680862 | FZ2RLU1U1NNM030 | OM4 2f 2mm PC LSZH LC Uniboot /LC Uniboo | OM4 duplex fiber patch cord with a 2.0mm cable jacket. Low Smoke Zero Halogen (LSZH) rated, features LC Uniboot pull-boot connectors, and has Ultra Low insertion loss, 030 meters in length | PC | 1 | 10 | 10 | 1 | 137.8
61305680863 | FZ2RLU1U1NNM031 | OM4 2f 2mm PC LSZH LC Uniboot /LC Uniboo | OM4 duplex fiber patch cord with a 2.0mm cable jacket. Low Smoke Zero Halogen (LSZH) rated, features LC Uniboot pull-boot connectors, and has Ultra Low insertion loss, 031 meters in length | PC | 1 | 10 | 10 | 1 | 140.64
61305680864 | FZ2RLU1U1NNM032 | OM4 2f 2mm PC LSZH LC Uniboot /LC Uniboo | OM4 duplex fiber patch cord with a 2.0mm cable jacket. Low Smoke Zero Halogen (LSZH) rated, features LC Uniboot pull-boot connectors, and has Ultra Low insertion loss, 032 meters in length | PC | 1 | 10 | 10 | 1 | 143.48
61305680865 | FZ2RLU1U1NNM033 | OM4 2f 2mm PC LSZH LC Uniboot /LC Uniboo | OM4 duplex fiber patch cord with a 2.0mm cable jacket. Low Smoke Zero Halogen (LSZH) rated, features LC Uniboot pull-boot connectors, and has Ultra Low insertion loss, 033 meters in length | PC | 1 | 10 | 10 | 1 | 146.32
61305680866 | FZ2RLU1U1NNM034 | OM4 2f 2mm PC LSZH LC Uniboot /LC Uniboo | OM4 duplex fiber patch cord with a 2.0mm cable jacket. Low Smoke Zero Halogen (LSZH) rated, features LC Uniboot pull-boot connectors, and has Ultra Low insertion loss, 034 meters in length | PC | 1 | 10 | 10 | 1 | 149.16
61305680867 | FZ2RLU1U1NNM035 | OM4 2f 2mm PC LSZH LC Uniboot /LC Uniboo | OM4 duplex fiber patch cord with a 2.0mm cable jacket. Low Smoke Zero Halogen (LSZH) rated, features LC Uniboot pull-boot connectors, and has Ultra Low insertion loss, 035 meters in length | PC | 1 | 10 | 10 | 1 | 152
61305680942 | FZ2RLU1U1NNM036 | OM4 2f 2mm PC LSZH LC Uniboot /LC Uniboo | OM4 duplex fiber patch cord with a 2.0mm cable jacket. Low Smoke Zero Halogen (LSZH) rated, features LC Uniboot pull-boot connectors, and has Ultra Low insertion loss, 036 meters in length | PC | 1 | 10 | 10 | 1 | 154.84
61305680943 | FZ2RLU1U1NNM037 | OM4 2f 2mm PC LSZH LC Uniboot /LC Uniboo | OM4 duplex fiber patch cord with a 2.0mm cable jacket. Low Smoke Zero Halogen (LSZH) rated, features LC Uniboot pull-boot connectors, and has Ultra Low insertion loss, 037 meters in length | PC | 1 | 10 | 10 | 1 | 157.68
61305680944 | FZ2RLU1U1NNM038 | OM4 2f 2mm PC LSZH LC Uniboot /LC Uniboo | OM4 duplex fiber patch cord with a 2.0mm cable jacket. Low Smoke Zero Halogen (LSZH) rated, features LC Uniboot pull-boot connectors, and has Ultra Low insertion loss, 038 meters in length | PC | 1 | 10 | 10 | 1 | 160.52
61305680945 | FZ2RLU1U1NNM039 | OM4 2f 2mm PC LSZH LC Uniboot /LC Uniboo | OM4 duplex fiber patch cord with a 2.0mm cable jacket. Low Smoke Zero Halogen (LSZH) rated, features LC Uniboot pull-boot connectors, and has Ultra Low insertion loss, 039 meters in length | PC | 1 | 10 | 10 | 1 | 163.36
61305680946 | FZ2RLU1U1NNM040 | OM4 2f 2mm PC LSZH LC Uniboot /LC Uniboo | OM4 duplex fiber patch cord with a 2.0mm cable jacket. Low Smoke Zero Halogen (LSZH) rated, features LC Uniboot pull-boot connectors, and has Ultra Low insertion loss, 040 meters in length | PC | 1 | 10 | 10 | 1 | 166.2
61305680947 | FZ2RLU1U1NNM041 | OM4 2f 2mm PC LSZH LC Uniboot /LC Uniboo | OM4 duplex fiber patch cord with a 2.0mm cable jacket. Low Smoke Zero Halogen (LSZH) rated, features LC Uniboot pull-boot connectors, and has Ultra Low insertion loss, 041 meters in length | PC | 1 | 10 | 10 | 1 | 169.04
61305680948 | FZ2RLU1U1NNM042 | OM4 2f 2mm PC LSZH LC Uniboot /LC Uniboo | OM4 duplex fiber patch cord with a 2.0mm cable jacket. Low Smoke Zero Halogen (LSZH) rated, features LC Uniboot pull-boot connectors, and has Ultra Low insertion loss, 042 meters in length | PC | 1 | 10 | 10 | 1 | 171.88
61305680949 | FZ2RLU1U1NNM043 | OM4 2f 2mm PC LSZH LC Uniboot /LC Uniboo | OM4 duplex fiber patch cord with a 2.0mm cable jacket. Low Smoke Zero Halogen (LSZH) rated, features LC Uniboot pull-boot connectors, and has Ultra Low insertion loss, 043 meters in length | PC | 1 | 10 | 10 | 1 | 174.72
61305680950 | FZ2RLU1U1NNM044 | OM4 2f 2mm PC LSZH LC Uniboot /LC Uniboo | OM4 duplex fiber patch cord with a 2.0mm cable jacket. Low Smoke Zero Halogen (LSZH) rated, features LC Uniboot pull-boot connectors, and has Ultra Low insertion loss, 044 meters in length | PC | 1 | 10 | 10 | 1 | 177.56
61305680951 | FZ2RLU1U1NNM045 | OM4 2f 2mm PC LSZH LC Uniboot /LC Uniboo | OM4 duplex fiber patch cord with a 2.0mm cable jacket. Low Smoke Zero Halogen (LSZH) rated, features LC Uniboot pull-boot connectors, and has Ultra Low insertion loss, 045 meters in length | PC | 1 | 10 | 10 | 1 | 180.4
61305680952 | FZ2RLU1U1NNM046 | OM4 2f 2mm PC LSZH LC Uniboot /LC Uniboo | OM4 duplex fiber patch cord with a 2.0mm cable jacket. Low Smoke Zero Halogen (LSZH) rated, features LC Uniboot pull-boot connectors, and has Ultra Low insertion loss, 046 meters in length | PC | 1 | 10 | 10 | 1 | 183.24
61305680953 | FZ2RLU1U1NNM047 | OM4 2f 2mm PC LSZH LC Uniboot /LC Uniboo | OM4 duplex fiber patch cord with a 2.0mm cable jacket. Low Smoke Zero Halogen (LSZH) rated, features LC Uniboot pull-boot connectors, and has Ultra Low insertion loss, 047 meters in length | PC | 1 | 10 | 10 | 1 | 186.08
61305680954 | FZ2RLU1U1NNM048 | OM4 2f 2mm PC LSZH LC Uniboot /LC Uniboo | OM4 duplex fiber patch cord with a 2.0mm cable jacket. Low Smoke Zero Halogen (LSZH) rated, features LC Uniboot pull-boot connectors, and has Ultra Low insertion loss, 048 meters in length | PC | 1 | 10 | 10 | 1 | 188.92
61305680955 | FZ2RLU1U1NNM049 | OM4 2f 2mm PC LSZH LC Uniboot /LC Uniboo | OM4 duplex fiber patch cord with a 2.0mm cable jacket. Low Smoke Zero Halogen (LSZH) rated, features LC Uniboot pull-boot connectors, and has Ultra Low insertion loss, 049 meters in length | PC | 1 | 10 | 10 | 1 | 191.76
61305680956 | FZ2RLU1U1NNM050 | OM4 2f 2mm PC LSZH LC Uniboot /LC Uniboo | OM4 duplex fiber patch cord with a 2.0mm cable jacket. Low Smoke Zero Halogen (LSZH) rated, features LC Uniboot pull-boot connectors, and has Ultra Low insertion loss, 050 meters in length | PC | 1 | 10 | 10 | 1 | 194.6
61305680595 | FZ2RLU1U1NNM1.5 | OM4 2f 2mm PC LSZH LC Uniboot /LC Uniboo | OM4 duplex fiber patch cord with a 2.0mm cable jacket. Low Smoke Zero Halogen (LSZH) rated, features LC Uniboot pull-boot connectors, and has Ultra Low insertion loss, 1.5 meters in length | PC | 1 | 10 | 10 | 1 | 56.86
61305680596 | FZ2RLU1U1NNM2.5 | OM4 2f 2mm PC LSZH LC Uniboot /LC Uniboo | OM4 duplex fiber patch cord with a 2.0mm cable jacket. Low Smoke Zero Halogen (LSZH) rated, features LC Uniboot pull-boot connectors, and has Ultra Low insertion loss, 2.5 meters in length | PC | 1 | 10 | 10 | 1 | 59.7
61305680659 | FZ2RLU1U1NNM3.5 | OM4 2f 2mm PC LSZH LC Uniboot /LC Uniboo | OM4 duplex fiber patch cord with a 2.0mm cable jacket. Low Smoke Zero Halogen (LSZH) rated, features LC Uniboot pull-boot connectors, and has Ultra Low insertion loss, 3.5 meters in length | PC | 1 | 10 | 10 | 1 | 62.54
61305680660 | FZ2RLU1U1NNM4.5 | OM4 2f 2mm PC LSZH LC Uniboot /LC Uniboo | OM4 duplex fiber patch cord with a 2.0mm cable jacket. Low Smoke Zero Halogen (LSZH) rated, features LC Uniboot pull-boot connectors, and has Ultra Low insertion loss, 4.5 meters in length | PC | 1 | 10 | 10 | 1 | 65.38
61305680661 | FZ2RLU1U1NNM5.5 | OM4 2f 2mm PC LSZH LC Uniboot /LC Uniboo | OM4 duplex fiber patch cord with a 2.0mm cable jacket. Low Smoke Zero Halogen (LSZH) rated, features LC Uniboot pull-boot connectors, and has Ultra Low insertion loss, 5.5 meters in length | PC | 1 | 10 | 10 | 1 | 68.22
61305680708 | FZ2RLU1U1NNM6.5 | OM4 2f 2mm PC LSZH LC Uniboot /LC Uniboo | OM4 duplex fiber patch cord with a 2.0mm cable jacket. Low Smoke Zero Halogen (LSZH) rated, features LC Uniboot pull-boot connectors, and has Ultra Low insertion loss, 6.5 meters in length | PC | 1 | 10 | 10 | 1 | 71.06
61305680709 | FZ2RLU1U1NNM7.5 | OM4 2f 2mm PC LSZH LC Uniboot /LC Uniboo | OM4 duplex fiber patch cord with a 2.0mm cable jacket. Low Smoke Zero Halogen (LSZH) rated, features LC Uniboot pull-boot connectors, and has Ultra Low insertion loss, 7.5 meters in length | PC | 1 | 10 | 10 | 1 | 73.9
61305680742 | FZ2RLU1U1NNM8.5 | OM4 2f 2mm PC LSZH LC Uniboot /LC Uniboo | OM4 duplex fiber patch cord with a 2.0mm cable jacket. Low Smoke Zero Halogen (LSZH) rated, features LC Uniboot pull-boot connectors, and has Ultra Low insertion loss, 8.5 meters in length | PC | 1 | 10 | 10 | 1 | 76.74
61305680743 | FZ2RLU1U1NNM9.5 | OM4 2f 2mm PC LSZH LC Uniboot /LC Uniboo | OM4 duplex fiber patch cord with a 2.0mm cable jacket. Low Smoke Zero Halogen (LSZH) rated, features LC Uniboot pull-boot connectors, and has Ultra Low insertion loss, 9.5 meters in length | PC | 1 | 10 | 10 | 1 | 79.58
61305680588 | FZ2RLU1U1ONM0.5 | OM4 2f 2mm PC LSZH LC Uniboot /LC Uniboo | OM4 duplex fiber patch cord with a 2.0mm cable jacket. Low Smoke Zero Halogen (LSZH) rated, features LC Uniboot pull-boot connectors, and has Optimized insertion loss, 0.5 meters in length | PC | 1 | 10 | 10 | 1 | 50.02
61305680591 | FZ2RLU1U1ONM001 | OM4 2f 2mm PC LSZH LC Uniboot /LC Uniboo | OM4 duplex fiber patch cord with a 2.0mm cable jacket. Low Smoke Zero Halogen (LSZH) rated, features LC Uniboot pull-boot connectors, and has Optimized insertion loss, 001 meters in length | PC | 1 | 10 | 10 | 1 | 51.44
61305680592 | FZ2RLU1U1ONM002 | OM4 2f 2mm PC LSZH LC Uniboot /LC Uniboo | OM4 duplex fiber patch cord with a 2.0mm cable jacket. Low Smoke Zero Halogen (LSZH) rated, features LC Uniboot pull-boot connectors, and has Optimized insertion loss, 002 meters in length | PC | 1 | 10 | 10 | 1 | 54.28
61305680593 | FZ2RLU1U1ONM003 | OM4 2f 2mm PC LSZH LC Uniboot /LC Uniboo | OM4 duplex fiber patch cord with a 2.0mm cable jacket. Low Smoke Zero Halogen (LSZH) rated, features LC Uniboot pull-boot connectors, and has Optimized insertion loss, 003 meters in length | PC | 1 | 10 | 10 | 1 | 57.12
61305680656 | FZ2RLU1U1ONM004 | OM4 2f 2mm PC LSZH LC Uniboot /LC Uniboo | OM4 duplex fiber patch cord with a 2.0mm cable jacket. Low Smoke Zero Halogen (LSZH) rated, features LC Uniboot pull-boot connectors, and has Optimized insertion loss, 004 meters in length | PC | 1 | 10 | 10 | 1 | 59.96
61305680657 | FZ2RLU1U1ONM005 | OM4 2f 2mm PC LSZH LC Uniboot /LC Uniboo | OM4 duplex fiber patch cord with a 2.0mm cable jacket. Low Smoke Zero Halogen (LSZH) rated, features LC Uniboot pull-boot connectors, and has Optimized insertion loss, 005 meters in length | PC | 1 | 10 | 10 | 1 | 62.8
61305680658 | FZ2RLU1U1ONM006 | OM4 2f 2mm PC LSZH LC Uniboot /LC Uniboo | OM4 duplex fiber patch cord with a 2.0mm cable jacket. Low Smoke Zero Halogen (LSZH) rated, features LC Uniboot pull-boot connectors, and has Optimized insertion loss, 006 meters in length | PC | 1 | 10 | 10 | 1 | 65.64
61305680706 | FZ2RLU1U1ONM007 | OM4 2f 2mm PC LSZH LC Uniboot /LC Uniboo | OM4 duplex fiber patch cord with a 2.0mm cable jacket. Low Smoke Zero Halogen (LSZH) rated, features LC Uniboot pull-boot connectors, and has Optimized insertion loss, 007 meters in length | PC | 1 | 10 | 10 | 1 | 68.48
61305680707 | FZ2RLU1U1ONM008 | OM4 2f 2mm PC LSZH LC Uniboot /LC Uniboo | OM4 duplex fiber patch cord with a 2.0mm cable jacket. Low Smoke Zero Halogen (LSZH) rated, features LC Uniboot pull-boot connectors, and has Optimized insertion loss, 008 meters in length | PC | 1 | 10 | 10 | 1 | 71.32
61305680738 | FZ2RLU1U1ONM009 | OM4 2f 2mm PC LSZH LC Uniboot /LC Uniboo | OM4 duplex fiber patch cord with a 2.0mm cable jacket. Low Smoke Zero Halogen (LSZH) rated, features LC Uniboot pull-boot connectors, and has Optimized insertion loss, 009 meters in length | PC | 1 | 10 | 10 | 1 | 74.16
61305680739 | FZ2RLU1U1ONM010 | OM4 2f 2mm PC LSZH LC Uniboot /LC Uniboo | OM4 duplex fiber patch cord with a 2.0mm cable jacket. Low Smoke Zero Halogen (LSZH) rated, features LC Uniboot pull-boot connectors, and has Optimized insertion loss, 010 meters in length | PC | 1 | 10 | 10 | 1 | 77
61305680740 | FZ2RLU1U1ONM011 | OM4 2f 2mm PC LSZH LC Uniboot /LC Uniboo | OM4 duplex fiber patch cord with a 2.0mm cable jacket. Low Smoke Zero Halogen (LSZH) rated, features LC Uniboot pull-boot connectors, and has Optimized insertion loss, 011 meters in length | PC | 1 | 10 | 10 | 1 | 79.84
61305680741 | FZ2RLU1U1ONM012 | OM4 2f 2mm PC LSZH LC Uniboot /LC Uniboo | OM4 duplex fiber patch cord with a 2.0mm cable jacket. Low Smoke Zero Halogen (LSZH) rated, features LC Uniboot pull-boot connectors, and has Optimized insertion loss, 012 meters in length | PC | 1 | 10 | 10 | 1 | 82.68
61305680775 | FZ2RLU1U1ONM013 | OM4 2f 2mm PC LSZH LC Uniboot /LC Uniboo | OM4 duplex fiber patch cord with a 2.0mm cable jacket. Low Smoke Zero Halogen (LSZH) rated, features LC Uniboot pull-boot connectors, and has Optimized insertion loss, 013 meters in length | PC | 1 | 10 | 10 | 1 | 85.52
61305680776 | FZ2RLU1U1ONM014 | OM4 2f 2mm PC LSZH LC Uniboot /LC Uniboo | OM4 duplex fiber patch cord with a 2.0mm cable jacket. Low Smoke Zero Halogen (LSZH) rated, features LC Uniboot pull-boot connectors, and has Optimized insertion loss, 014 meters in length | PC | 1 | 10 | 10 | 1 | 88.36
61305680777 | FZ2RLU1U1ONM015 | OM4 2f 2mm PC LSZH LC Uniboot /LC Uniboo | OM4 duplex fiber patch cord with a 2.0mm cable jacket. Low Smoke Zero Halogen (LSZH) rated, features LC Uniboot pull-boot connectors, and has Optimized insertion loss, 015 meters in length | PC | 1 | 10 | 10 | 1 | 91.2
61305680778 | FZ2RLU1U1ONM016 | OM4 2f 2mm PC LSZH LC Uniboot /LC Uniboo | OM4 duplex fiber patch cord with a 2.0mm cable jacket. Low Smoke Zero Halogen (LSZH) rated, features LC Uniboot pull-boot connectors, and has Optimized insertion loss, 016 meters in length | PC | 1 | 10 | 10 | 1 | 94.04
61305680779 | FZ2RLU1U1ONM017 | OM4 2f 2mm PC LSZH LC Uniboot /LC Uniboo | OM4 duplex fiber patch cord with a 2.0mm cable jacket. Low Smoke Zero Halogen (LSZH) rated, features LC Uniboot pull-boot connectors, and has Optimized insertion loss, 017 meters in length | PC | 1 | 10 | 10 | 1 | 96.88
61305680780 | FZ2RLU1U1ONM018 | OM4 2f 2mm PC LSZH LC Uniboot /LC Uniboo | OM4 duplex fiber patch cord with a 2.0mm cable jacket. Low Smoke Zero Halogen (LSZH) rated, features LC Uniboot pull-boot connectors, and has Optimized insertion loss, 018 meters in length | PC | 1 | 10 | 10 | 1 | 99.72
61305680781 | FZ2RLU1U1ONM019 | OM4 2f 2mm PC LSZH LC Uniboot /LC Uniboo | OM4 duplex fiber patch cord with a 2.0mm cable jacket. Low Smoke Zero Halogen (LSZH) rated, features LC Uniboot pull-boot connectors, and has Optimized insertion loss, 019 meters in length | PC | 1 | 10 | 10 | 1 | 102.56
61305680782 | FZ2RLU1U1ONM020 | OM4 2f 2mm PC LSZH LC Uniboot /LC Uniboo | OM4 duplex fiber patch cord with a 2.0mm cable jacket. Low Smoke Zero Halogen (LSZH) rated, features LC Uniboot pull-boot connectors, and has Optimized insertion loss, 020 meters in length | PC | 1 | 10 | 10 | 1 | 105.4
61305680837 | FZ2RLU1U1ONM021 | OM4 2f 2mm PC LSZH LC Uniboot /LC Uniboo | OM4 duplex fiber patch cord with a 2.0mm cable jacket. Low Smoke Zero Halogen (LSZH) rated, features LC Uniboot pull-boot connectors, and has Optimized insertion loss, 021 meters in length | PC | 1 | 10 | 10 | 1 | 108.24
61305680838 | FZ2RLU1U1ONM022 | OM4 2f 2mm PC LSZH LC Uniboot /LC Uniboo | OM4 duplex fiber patch cord with a 2.0mm cable jacket. Low Smoke Zero Halogen (LSZH) rated, features LC Uniboot pull-boot connectors, and has Optimized insertion loss, 022 meters in length | PC | 1 | 10 | 10 | 1 | 111.08
61305680839 | FZ2RLU1U1ONM023 | OM4 2f 2mm PC LSZH LC Uniboot /LC Uniboo | OM4 duplex fiber patch cord with a 2.0mm cable jacket. Low Smoke Zero Halogen (LSZH) rated, features LC Uniboot pull-boot connectors, and has Optimized insertion loss, 023 meters in length | PC | 1 | 10 | 10 | 1 | 113.92
61305680840 | FZ2RLU1U1ONM024 | OM4 2f 2mm PC LSZH LC Uniboot /LC Uniboo | OM4 duplex fiber patch cord with a 2.0mm cable jacket. Low Smoke Zero Halogen (LSZH) rated, features LC Uniboot pull-boot connectors, and has Optimized insertion loss, 024 meters in length | PC | 1 | 10 | 10 | 1 | 116.76
61305680841 | FZ2RLU1U1ONM025 | OM4 2f 2mm PC LSZH LC Uniboot /LC Uniboo | OM4 duplex fiber patch cord with a 2.0mm cable jacket. Low Smoke Zero Halogen (LSZH) rated, features LC Uniboot pull-boot connectors, and has Optimized insertion loss, 025 meters in length | PC | 1 | 10 | 10 | 1 | 119.6
61305680842 | FZ2RLU1U1ONM026 | OM4 2f 2mm PC LSZH LC Uniboot /LC Uniboo | OM4 duplex fiber patch cord with a 2.0mm cable jacket. Low Smoke Zero Halogen (LSZH) rated, features LC Uniboot pull-boot connectors, and has Optimized insertion loss, 026 meters in length | PC | 1 | 10 | 10 | 1 | 122.44
61305680843 | FZ2RLU1U1ONM027 | OM4 2f 2mm PC LSZH LC Uniboot /LC Uniboo | OM4 duplex fiber patch cord with a 2.0mm cable jacket. Low Smoke Zero Halogen (LSZH) rated, features LC Uniboot pull-boot connectors, and has Optimized insertion loss, 027 meters in length | PC | 1 | 10 | 10 | 1 | 125.28
61305680844 | FZ2RLU1U1ONM028 | OM4 2f 2mm PC LSZH LC Uniboot /LC Uniboo | OM4 duplex fiber patch cord with a 2.0mm cable jacket. Low Smoke Zero Halogen (LSZH) rated, features LC Uniboot pull-boot connectors, and has Optimized insertion loss, 028 meters in length | PC | 1 | 10 | 10 | 1 | 128.12
61305680845 | FZ2RLU1U1ONM029 | OM4 2f 2mm PC LSZH LC Uniboot /LC Uniboo | OM4 duplex fiber patch cord with a 2.0mm cable jacket. Low Smoke Zero Halogen (LSZH) rated, features LC Uniboot pull-boot connectors, and has Optimized insertion loss, 029 meters in length | PC | 1 | 10 | 10 | 1 | 130.96
61305680846 | FZ2RLU1U1ONM030 | OM4 2f 2mm PC LSZH LC Uniboot /LC Uniboo | OM4 duplex fiber patch cord with a 2.0mm cable jacket. Low Smoke Zero Halogen (LSZH) rated, features LC Uniboot pull-boot connectors, and has Optimized insertion loss, 030 meters in length | PC | 1 | 10 | 10 | 1 | 133.8
61305680847 | FZ2RLU1U1ONM031 | OM4 2f 2mm PC LSZH LC Uniboot /LC Uniboo | OM4 duplex fiber patch cord with a 2.0mm cable jacket. Low Smoke Zero Halogen (LSZH) rated, features LC Uniboot pull-boot connectors, and has Optimized insertion loss, 031 meters in length | PC | 1 | 10 | 10 | 1 | 136.64
61305680848 | FZ2RLU1U1ONM032 | OM4 2f 2mm PC LSZH LC Uniboot /LC Uniboo | OM4 duplex fiber patch cord with a 2.0mm cable jacket. Low Smoke Zero Halogen (LSZH) rated, features LC Uniboot pull-boot connectors, and has Optimized insertion loss, 032 meters in length | PC | 1 | 10 | 10 | 1 | 139.48
61305680850 | FZ2RLU1U1ONM033 | OM4 2f 2mm PC LSZH LC Uniboot /LC Uniboo | OM4 duplex fiber patch cord with a 2.0mm cable jacket. Low Smoke Zero Halogen (LSZH) rated, features LC Uniboot pull-boot connectors, and has Optimized insertion loss, 033 meters in length | PC | 1 | 10 | 10 | 1 | 142.32
61305680851 | FZ2RLU1U1ONM034 | OM4 2f 2mm PC LSZH LC Uniboot /LC Uniboo | OM4 duplex fiber patch cord with a 2.0mm cable jacket. Low Smoke Zero Halogen (LSZH) rated, features LC Uniboot pull-boot connectors, and has Optimized insertion loss, 034 meters in length | PC | 1 | 10 | 10 | 1 | 145.16
61305680852 | FZ2RLU1U1ONM035 | OM4 2f 2mm PC LSZH LC Uniboot /LC Uniboo | OM4 duplex fiber patch cord with a 2.0mm cable jacket. Low Smoke Zero Halogen (LSZH) rated, features LC Uniboot pull-boot connectors, and has Optimized insertion loss, 035 meters in length | PC | 1 | 10 | 10 | 1 | 148
61305680926 | FZ2RLU1U1ONM036 | OM4 2f 2mm PC LSZH LC Uniboot /LC Uniboo | OM4 duplex fiber patch cord with a 2.0mm cable jacket. Low Smoke Zero Halogen (LSZH) rated, features LC Uniboot pull-boot connectors, and has Optimized insertion loss, 036 meters in length | PC | 1 | 10 | 10 | 1 | 150.84
61305680927 | FZ2RLU1U1ONM037 | OM4 2f 2mm PC LSZH LC Uniboot /LC Uniboo | OM4 duplex fiber patch cord with a 2.0mm cable jacket. Low Smoke Zero Halogen (LSZH) rated, features LC Uniboot pull-boot connectors, and has Optimized insertion loss, 037 meters in length | PC | 1 | 10 | 10 | 1 | 153.68
61305680929 | FZ2RLU1U1ONM038 | OM4 2f 2mm PC LSZH LC Uniboot /LC Uniboo | OM4 duplex fiber patch cord with a 2.0mm cable jacket. Low Smoke Zero Halogen (LSZH) rated, features LC Uniboot pull-boot connectors, and has Optimized insertion loss, 038 meters in length | PC | 1 | 10 | 10 | 1 | 156.52
61305680930 | FZ2RLU1U1ONM039 | OM4 2f 2mm PC LSZH LC Uniboot /LC Uniboo | OM4 duplex fiber patch cord with a 2.0mm cable jacket. Low Smoke Zero Halogen (LSZH) rated, features LC Uniboot pull-boot connectors, and has Optimized insertion loss, 039 meters in length | PC | 1 | 10 | 10 | 1 | 159.36
61305680931 | FZ2RLU1U1ONM040 | OM4 2f 2mm PC LSZH LC Uniboot /LC Uniboo | OM4 duplex fiber patch cord with a 2.0mm cable jacket. Low Smoke Zero Halogen (LSZH) rated, features LC Uniboot pull-boot connectors, and has Optimized insertion loss, 040 meters in length | PC | 1 | 10 | 10 | 1 | 162.2
61305680932 | FZ2RLU1U1ONM041 | OM4 2f 2mm PC LSZH LC Uniboot /LC Uniboo | OM4 duplex fiber patch cord with a 2.0mm cable jacket. Low Smoke Zero Halogen (LSZH) rated, features LC Uniboot pull-boot connectors, and has Optimized insertion loss, 041 meters in length | PC | 1 | 10 | 10 | 1 | 165.04
61305680933 | FZ2RLU1U1ONM042 | OM4 2f 2mm PC LSZH LC Uniboot /LC Uniboo | OM4 duplex fiber patch cord with a 2.0mm cable jacket. Low Smoke Zero Halogen (LSZH) rated, features LC Uniboot pull-boot connectors, and has Optimized insertion loss, 042 meters in length | PC | 1 | 10 | 10 | 1 | 167.88
61305680934 | FZ2RLU1U1ONM043 | OM4 2f 2mm PC LSZH LC Uniboot /LC Uniboo | OM4 duplex fiber patch cord with a 2.0mm cable jacket. Low Smoke Zero Halogen (LSZH) rated, features LC Uniboot pull-boot connectors, and has Optimized insertion loss, 043 meters in length | PC | 1 | 10 | 10 | 1 | 170.72
61305680935 | FZ2RLU1U1ONM044 | OM4 2f 2mm PC LSZH LC Uniboot /LC Uniboo | OM4 duplex fiber patch cord with a 2.0mm cable jacket. Low Smoke Zero Halogen (LSZH) rated, features LC Uniboot pull-boot connectors, and has Optimized insertion loss, 044 meters in length | PC | 1 | 10 | 10 | 1 | 173.56
61305680936 | FZ2RLU1U1ONM045 | OM4 2f 2mm PC LSZH LC Uniboot /LC Uniboo | OM4 duplex fiber patch cord with a 2.0mm cable jacket. Low Smoke Zero Halogen (LSZH) rated, features LC Uniboot pull-boot connectors, and has Optimized insertion loss, 045 meters in length | PC | 1 | 10 | 10 | 1 | 176.4
61305680937 | FZ2RLU1U1ONM046 | OM4 2f 2mm PC LSZH LC Uniboot /LC Uniboo | OM4 duplex fiber patch cord with a 2.0mm cable jacket. Low Smoke Zero Halogen (LSZH) rated, features LC Uniboot pull-boot connectors, and has Optimized insertion loss, 046 meters in length | PC | 1 | 10 | 10 | 1 | 179.24
61305680938 | FZ2RLU1U1ONM047 | OM4 2f 2mm PC LSZH LC Uniboot /LC Uniboo | OM4 duplex fiber patch cord with a 2.0mm cable jacket. Low Smoke Zero Halogen (LSZH) rated, features LC Uniboot pull-boot connectors, and has Optimized insertion loss, 047 meters in length | PC | 1 | 10 | 10 | 1 | 182.08
61305680939 | FZ2RLU1U1ONM048 | OM4 2f 2mm PC LSZH LC Uniboot /LC Uniboo | OM4 duplex fiber patch cord with a 2.0mm cable jacket. Low Smoke Zero Halogen (LSZH) rated, features LC Uniboot pull-boot connectors, and has Optimized insertion loss, 048 meters in length | PC | 1 | 10 | 10 | 1 | 184.92
61305680940 | FZ2RLU1U1ONM049 | OM4 2f 2mm PC LSZH LC Uniboot /LC Uniboo | OM4 duplex fiber patch cord with a 2.0mm cable jacket. Low Smoke Zero Halogen (LSZH) rated, features LC Uniboot pull-boot connectors, and has Optimized insertion loss, 049 meters in length | PC | 1 | 10 | 10 | 1 | 187.76
61305680941 | FZ2RLU1U1ONM050 | OM4 2f 2mm PC LSZH LC Uniboot /LC Uniboo | OM4 duplex fiber patch cord with a 2.0mm cable jacket. Low Smoke Zero Halogen (LSZH) rated, features LC Uniboot pull-boot connectors, and has Optimized insertion loss, 050 meters in length | PC | 1 | 10 | 10 | 1 | 190.6
61305680589 | FZ2RLU1U1ONM1.5 | OM4 2f 2mm PC LSZH LC Uniboot /LC Uniboo | OM4 duplex fiber patch cord with a 2.0mm cable jacket. Low Smoke Zero Halogen (LSZH) rated, features LC Uniboot pull-boot connectors, and has Optimized insertion loss, 1.5 meters in length | PC | 1 | 10 | 10 | 1 | 52.86
61305680590 | FZ2RLU1U1ONM2.5 | OM4 2f 2mm PC LSZH LC Uniboot /LC Uniboo | OM4 duplex fiber patch cord with a 2.0mm cable jacket. Low Smoke Zero Halogen (LSZH) rated, features LC Uniboot pull-boot connectors, and has Optimized insertion loss, 2.5 meters in length | PC | 1 | 10 | 10 | 1 | 55.7
61305680653 | FZ2RLU1U1ONM3.5 | OM4 2f 2mm PC LSZH LC Uniboot /LC Uniboo | OM4 duplex fiber patch cord with a 2.0mm cable jacket. Low Smoke Zero Halogen (LSZH) rated, features LC Uniboot pull-boot connectors, and has Optimized insertion loss, 3.5 meters in length | PC | 1 | 10 | 10 | 1 | 58.54
61305680654 | FZ2RLU1U1ONM4.5 | OM4 2f 2mm PC LSZH LC Uniboot /LC Uniboo | OM4 duplex fiber patch cord with a 2.0mm cable jacket. Low Smoke Zero Halogen (LSZH) rated, features LC Uniboot pull-boot connectors, and has Optimized insertion loss, 4.5 meters in length | PC | 1 | 10 | 10 | 1 | 61.38
61305680655 | FZ2RLU1U1ONM5.5 | OM4 2f 2mm PC LSZH LC Uniboot /LC Uniboo | OM4 duplex fiber patch cord with a 2.0mm cable jacket. Low Smoke Zero Halogen (LSZH) rated, features LC Uniboot pull-boot connectors, and has Optimized insertion loss, 5.5 meters in length | PC | 1 | 10 | 10 | 1 | 64.22
61305680704 | FZ2RLU1U1ONM6.5 | OM4 2f 2mm PC LSZH LC Uniboot /LC Uniboo | OM4 duplex fiber patch cord with a 2.0mm cable jacket. Low Smoke Zero Halogen (LSZH) rated, features LC Uniboot pull-boot connectors, and has Optimized insertion loss, 6.5 meters in length | PC | 1 | 10 | 10 | 1 | 67.06
61305681301 | FZ2RLU1U1ONM7.5 | OM4 2f 2mm PC LSZH LC Uniboot /LC Uniboo |  | PC | 1 | 10 | 10 | 1 | 69.9
61305680736 | FZ2RLU1U1ONM8.5 | OM4 2f 2mm PC LSZH LC Uniboot /LC Uniboo | OM4 duplex fiber patch cord with a 2.0mm cable jacket. Low Smoke Zero Halogen (LSZH) rated, features LC Uniboot pull-boot connectors, and has Optimized insertion loss, 8.5 meters in length | PC | 1 | 10 | 10 | 1 | 72.74
61305680737 | FZ2RLU1U1ONM9.5 | OM4 2f 2mm PC LSZH LC Uniboot /LC Uniboo | OM4 duplex fiber patch cord with a 2.0mm cable jacket. Low Smoke Zero Halogen (LSZH) rated, features LC Uniboot pull-boot connectors, and has Optimized insertion loss, 9.5 meters in length | PC | 1 | 10 | 10 | 1 | 75.58
61305678704 | FZ2RLZNZNNNM0.5 | OM4 2f 2mm PC LSZH CS Connector/CS Conne | OM4 2f 2mm PC LSZH CS Connector/CS Connector Standard Polarity Ult IL 0.5m | PC | 1 | 10 | 1 | 1 | 59.66
61305678742 | FZ2RLZNZNNNM001 | OM4 2f 2mm PC LSZH CS Connector/CS Conne | OM4 2f 2mm PC LSZH CS Connector/CS Connector Standard Polarity Ult IL 1m | PC | 1 | 10 | 1 | 1 | 61.08
61305678743 | FZ2RLZNZNNNM002 | OM4 2f 2mm PC LSZH CS Connector/CS Conne | OM4 2f 2mm PC LSZH CS Connector/CS Connector Standard Polarity Ult IL 2m | PC | 1 | 10 | 1 | 1 | 63.92
61305678744 | FZ2RLZNZNNNM003 | OM4 2f 2mm PC LSZH CS Connector/CS Conne | OM4 2f 2mm PC LSZH CS Connector/CS Connector Standard Polarity Ult IL 3m | PC | 1 | 10 | 1 | 1 | 66.76
61305678745 | FZ2RLZNZNNNM004 | OM4 2f 2mm PC LSZH CS Connector/CS Conne | OM4 2f 2mm PC LSZH CS Connector/CS Connector Standard Polarity Ult IL 4m | PC | 1 | 10 | 1 | 1 | 69.6
61305678746 | FZ2RLZNZNNNM005 | OM4 2f 2mm PC LSZH CS Connector/CS Conne | OM4 2f 2mm PC LSZH CS Connector/CS Connector Standard Polarity Ult IL 5m | PC | 1 | 10 | 1 | 1 | 72.44
61305678747 | FZ2RLZNZNNNM006 | OM4 2f 2mm PC LSZH CS Connector/CS Conne | OM4 2f 2mm PC LSZH CS Connector/CS Connector Standard Polarity Ult IL 6m | PC | 1 | 10 | 1 | 1 | 75.28
61305678748 | FZ2RLZNZNNNM007 | OM4 2f 2mm PC LSZH CS Connector/CS Conne | OM4 2f 2mm PC LSZH CS Connector/CS Connector Standard Polarity Ult IL 7m | PC | 1 | 10 | 1 | 1 | 78.12
61305678749 | FZ2RLZNZNNNM008 | OM4 2f 2mm PC LSZH CS Connector/CS Conne | OM4 2f 2mm PC LSZH CS Connector/CS Connector Standard Polarity Ult IL 8m | PC | 1 | 10 | 1 | 1 | 80.96
61305678750 | FZ2RLZNZNNNM009 | OM4 2f 2mm PC LSZH CS Connector/CS Conne | OM4 2f 2mm PC LSZH CS Connector/CS Connector Standard Polarity Ult IL 9m | PC | 1 | 10 | 1 | 1 | 83.8
61305678751 | FZ2RLZNZNNNM010 | OM4 2f 2mm PC LSZH CS Connector/CS Conne | OM4 2f 2mm PC LSZH CS Connector/CS Connector Standard Polarity Ult IL 10m | PC | 1 | 10 | 1 | 1 | 86.64
61305678752 | FZ2RLZNZNNNM011 | OM4 2f 2mm PC LSZH CS Connector/CS Conne | OM4 2f 2mm PC LSZH CS Connector/CS Connector Standard Polarity Ult IL 11m | PC | 1 | 1 | 1 | 1 | 89.48
61305678753 | FZ2RLZNZNNNM012 | OM4 2f 2mm PC LSZH CS Connector/CS Conne | OM4 2f 2mm PC LSZH CS Connector/CS Connector Standard Polarity Ult IL 12m | PC | 1 | 1 | 1 | 1 | 92.32
61305678709 | FZ2RLZNZNNNM013 | OM4 2f 2mm PC LSZH CS Connector/CS Conne | OM4 2f 2mm PC LSZH CS Connector/CS Connector Standard Polarity Ult IL 13m | PC | 1 | 1 | 1 | 1 | 95.16
61305678710 | FZ2RLZNZNNNM014 | OM4 2f 2mm PC LSZH CS Connector/CS Conne | OM4 2f 2mm PC LSZH CS Connector/CS Connector Standard Polarity Ult IL 14m | PC | 1 | 1 | 1 | 1 | 98
61305678754 | FZ2RLZNZNNNM015 | OM4 2f 2mm PC LSZH CS Connector/CS Conne | OM4 2f 2mm PC LSZH CS Connector/CS Connector Standard Polarity Ult IL 15m | PC | 1 | 10 | 1 | 1 | 100.84
61305678755 | FZ2RLZNZNNNM016 | OM4 2f 2mm PC LSZH CS Connector/CS Conne | OM4 2f 2mm PC LSZH CS Connector/CS Connector Standard Polarity Ult IL 16m | PC | 1 | 1 | 1 | 1 | 103.68
61305678756 | FZ2RLZNZNNNM017 | OM4 2f 2mm PC LSZH CS Connector/CS Conne | OM4 2f 2mm PC LSZH CS Connector/CS Connector Standard Polarity Ult IL 17m | PC | 1 | 1 | 1 | 1 | 106.52
61305678757 | FZ2RLZNZNNNM018 | OM4 2f 2mm PC LSZH CS Connector/CS Conne | OM4 2f 2mm PC LSZH CS Connector/CS Connector Standard Polarity Ult IL 18m | PC | 1 | 1 | 1 | 1 | 109.36
61305678758 | FZ2RLZNZNNNM019 | OM4 2f 2mm PC LSZH CS Connector/CS Conne | OM4 2f 2mm PC LSZH CS Connector/CS Connector Standard Polarity Ult IL 19m | PC | 1 | 1 | 1 | 1 | 112.2
61305678759 | FZ2RLZNZNNNM020 | OM4 2f 2mm PC LSZH CS Connector/CS Conne | OM4 2f 2mm PC LSZH CS Connector/CS Connector Standard Polarity Ult IL 20m | PC | 1 | 10 | 1 | 1 | 115.04
61305678711 | FZ2RLZNZNNNM021 | OM4 2f 2mm PC LSZH CS Connector/CS Conne | OM4 2f 2mm PC LSZH CS Connector/CS Connector Standard Polarity Ult IL 21m | PC | 1 | 1 | 1 | 1 | 117.88
61305678760 | FZ2RLZNZNNNM022 | OM4 2f 2mm PC LSZH CS Connector/CS Conne | OM4 2f 2mm PC LSZH CS Connector/CS Connector Standard Polarity Ult IL 22m | PC | 1 | 1 | 1 | 1 | 120.72
61305678761 | FZ2RLZNZNNNM023 | OM4 2f 2mm PC LSZH CS Connector/CS Conne | OM4 2f 2mm PC LSZH CS Connector/CS Connector Standard Polarity Ult IL 23m | PC | 1 | 1 | 1 | 1 | 123.56
61305678762 | FZ2RLZNZNNNM024 | OM4 2f 2mm PC LSZH CS Connector/CS Conne | OM4 2f 2mm PC LSZH CS Connector/CS Connector Standard Polarity Ult IL 24m | PC | 1 | 1 | 1 | 1 | 126.4
61305678763 | FZ2RLZNZNNNM025 | OM4 2f 2mm PC LSZH CS Connector/CS Conne | OM4 2f 2mm PC LSZH CS Connector/CS Connector Standard Polarity Ult IL 25m | PC | 1 | 10 | 1 | 1 | 129.24
61305678764 | FZ2RLZNZNNNM026 | OM4 2f 2mm PC LSZH CS Connector/CS Conne | OM4 2f 2mm PC LSZH CS Connector/CS Connector Standard Polarity Ult IL 26m | PC | 1 | 1 | 1 | 1 | 132.08
61305678765 | FZ2RLZNZNNNM027 | OM4 2f 2mm PC LSZH CS Connector/CS Conne | OM4 2f 2mm PC LSZH CS Connector/CS Connector Standard Polarity Ult IL 27m | PC | 1 | 1 | 1 | 1 | 134.92
61305678766 | FZ2RLZNZNNNM028 | OM4 2f 2mm PC LSZH CS Connector/CS Conne | OM4 2f 2mm PC LSZH CS Connector/CS Connector Standard Polarity Ult IL 28m | PC | 1 | 1 | 1 | 1 | 137.76
61305678767 | FZ2RLZNZNNNM029 | OM4 2f 2mm PC LSZH CS Connector/CS Conne | OM4 2f 2mm PC LSZH CS Connector/CS Connector Standard Polarity Ult IL 29m | PC | 1 | 1 | 1 | 1 | 140.6
61305678768 | FZ2RLZNZNNNM030 | OM4 2f 2mm PC LSZH CS Connector/CS Conne | OM4 2f 2mm PC LSZH CS Connector/CS Connector Standard Polarity Ult IL 30m | PC | 1 | 10 | 1 | 1 | 143.44
61305678769 | FZ2RLZNZNNNM031 | OM4 2f 2mm PC LSZH CS Connector/CS Conne | OM4 2f 2mm PC LSZH CS Connector/CS Connector Standard Polarity Ult IL 31m | PC | 1 | 1 | 1 | 1 | 146.28
61305678770 | FZ2RLZNZNNNM032 | OM4 2f 2mm PC LSZH CS Connector/CS Conne | OM4 2f 2mm PC LSZH CS Connector/CS Connector Standard Polarity Ult IL 32m | PC | 1 | 1 | 1 | 1 | 149.12
61305678771 | FZ2RLZNZNNNM033 | OM4 2f 2mm PC LSZH CS Connector/CS Conne | OM4 2f 2mm PC LSZH CS Connector/CS Connector Standard Polarity Ult IL 33m | PC | 1 | 1 | 1 | 1 | 151.96
61305678772 | FZ2RLZNZNNNM034 | OM4 2f 2mm PC LSZH CS Connector/CS Conne | OM4 2f 2mm PC LSZH CS Connector/CS Connector Standard Polarity Ult IL 34m | PC | 1 | 1 | 1 | 1 | 154.8
61305678773 | FZ2RLZNZNNNM035 | OM4 2f 2mm PC LSZH CS Connector/CS Conne | OM4 2f 2mm PC LSZH CS Connector/CS Connector Standard Polarity Ult IL 35m | PC | 1 | 1 | 1 | 1 | 157.64
61305678712 | FZ2RLZNZNNNM036 | OM4 2f 2mm PC LSZH CS Connector/CS Conne | OM4 2f 2mm PC LSZH CS Connector/CS Connector Standard Polarity Ult IL 36m | PC | 1 | 1 | 1 | 1 | 160.48
61305678774 | FZ2RLZNZNNNM037 | OM4 2f 2mm PC LSZH CS Connector/CS Conne | OM4 2f 2mm PC LSZH CS Connector/CS Connector Standard Polarity Ult IL 37m | PC | 1 | 1 | 1 | 1 | 163.32
61305678775 | FZ2RLZNZNNNM038 | OM4 2f 2mm PC LSZH CS Connector/CS Conne | OM4 2f 2mm PC LSZH CS Connector/CS Connector Standard Polarity Ult IL 38m | PC | 1 | 1 | 1 | 1 | 166.16
61305678776 | FZ2RLZNZNNNM039 | OM4 2f 2mm PC LSZH CS Connector/CS Conne | OM4 2f 2mm PC LSZH CS Connector/CS Connector Standard Polarity Ult IL 39m | PC | 1 | 1 | 1 | 1 | 169
61305678777 | FZ2RLZNZNNNM040 | OM4 2f 2mm PC LSZH CS Connector/CS Conne | OM4 2f 2mm PC LSZH CS Connector/CS Connector Standard Polarity Ult IL 40m | PC | 1 | 1 | 1 | 1 | 171.84
61305678778 | FZ2RLZNZNNNM041 | OM4 2f 2mm PC LSZH CS Connector/CS Conne | OM4 2f 2mm PC LSZH CS Connector/CS Connector Standard Polarity Ult IL 41m | PC | 1 | 1 | 1 | 1 | 174.68
61305678779 | FZ2RLZNZNNNM042 | OM4 2f 2mm PC LSZH CS Connector/CS Conne | OM4 2f 2mm PC LSZH CS Connector/CS Connector Standard Polarity Ult IL 42m | PC | 1 | 1 | 1 | 1 | 177.52
61305678780 | FZ2RLZNZNNNM043 | OM4 2f 2mm PC LSZH CS Connector/CS Conne | OM4 2f 2mm PC LSZH CS Connector/CS Connector Standard Polarity Ult IL 43m | PC | 1 | 1 | 1 | 1 | 180.36
61305678781 | FZ2RLZNZNNNM044 | OM4 2f 2mm PC LSZH CS Connector/CS Conne | OM4 2f 2mm PC LSZH CS Connector/CS Connector Standard Polarity Ult IL 44m | PC | 1 | 1 | 1 | 1 | 183.2
61305678782 | FZ2RLZNZNNNM045 | OM4 2f 2mm PC LSZH CS Connector/CS Conne | OM4 2f 2mm PC LSZH CS Connector/CS Connector Standard Polarity Ult IL 45m | PC | 1 | 1 | 1 | 1 | 186.04
61305678783 | FZ2RLZNZNNNM046 | OM4 2f 2mm PC LSZH CS Connector/CS Conne | OM4 2f 2mm PC LSZH CS Connector/CS Connector Standard Polarity Ult IL 46m | PC | 1 | 1 | 1 | 1 | 188.88
61305678784 | FZ2RLZNZNNNM047 | OM4 2f 2mm PC LSZH CS Connector/CS Conne | OM4 2f 2mm PC LSZH CS Connector/CS Connector Standard Polarity Ult IL 47m | PC | 1 | 1 | 1 | 1 | 191.72
61305678785 | FZ2RLZNZNNNM048 | OM4 2f 2mm PC LSZH CS Connector/CS Conne | OM4 2f 2mm PC LSZH CS Connector/CS Connector Standard Polarity Ult IL 48m | PC | 1 | 1 | 1 | 1 | 194.56
61305678786 | FZ2RLZNZNNNM049 | OM4 2f 2mm PC LSZH CS Connector/CS Conne | OM4 2f 2mm PC LSZH CS Connector/CS Connector Standard Polarity Ult IL 49m | PC | 1 | 1 | 1 | 1 | 197.4
61305678787 | FZ2RLZNZNNNM050 | OM4 2f 2mm PC LSZH CS Connector/CS Conne | OM4 2f 2mm PC LSZH CS Connector/CS Connector Standard Polarity Ult IL 50m | PC | 1 | 1 | 1 | 1 | 200.24
61305678736 | FZ2RLZNZNNNM1.5 | OM4 2f 2mm PC LSZH CS Connector/CS Conne | OM4 2f 2mm PC LSZH CS Connector/CS Connector Standard Polarity Ult IL 1.5m | PC | 1 | 10 | 1 | 1 | 62.5
61305678737 | FZ2RLZNZNNNM2.5 | OM4 2f 2mm PC LSZH CS Connector/CS Conne | OM4 2f 2mm PC LSZH CS Connector/CS Connector Standard Polarity Ult IL 2.5m | PC | 1 | 10 | 1 | 1 | 65.34
61305678706 | FZ2RLZNZNNNM3.5 | OM4 2f 2mm PC LSZH CS Connector/CS Conne | OM4 2f 2mm PC LSZH CS Connector/CS Connector Standard Polarity Ult IL 3.5m | PC | 1 | 10 | 1 | 1 | 68.18
61305678738 | FZ2RLZNZNNNM4.5 | OM4 2f 2mm PC LSZH CS Connector/CS Conne | OM4 2f 2mm PC LSZH CS Connector/CS Connector Standard Polarity Ult IL 4.5m | PC | 1 | 10 | 1 | 1 | 71.02
61305678739 | FZ2RLZNZNNNM5.5 | OM4 2f 2mm PC LSZH CS Connector/CS Conne | OM4 2f 2mm PC LSZH CS Connector/CS Connector Standard Polarity Ult IL 5.5m | PC | 1 | 10 | 1 | 1 | 73.86
61305678707 | FZ2RLZNZNNNM6.5 | OM4 2f 2mm PC LSZH CS Connector/CS Conne | OM4 2f 2mm PC LSZH CS Connector/CS Connector Standard Polarity Ult IL 6.5m | PC | 1 | 10 | 1 | 1 | 76.7
61305678740 | FZ2RLZNZNNNM7.5 | OM4 2f 2mm PC LSZH CS Connector/CS Conne | OM4 2f 2mm PC LSZH CS Connector/CS Connector Standard Polarity Ult IL 7.5m | PC | 1 | 10 | 1 | 1 | 79.54
61305678708 | FZ2RLZNZNNNM8.5 | OM4 2f 2mm PC LSZH CS Connector/CS Conne | OM4 2f 2mm PC LSZH CS Connector/CS Connector Standard Polarity Ult IL 8.5m | PC | 1 | 10 | 1 | 1 | 82.38
61305678741 | FZ2RLZNZNNNM9.5 | OM4 2f 2mm PC LSZH CS Connector/CS Conne | OM4 2f 2mm PC LSZH CS Connector/CS Connector Standard Polarity Ult IL 9.5m | PC | 1 | 10 | 1 | 1 | 85.22
61305678788 | FZ2RLZNZNONM0.5 | OM4 2f 2mm PC LSZH CS Connector/CS Conne | OM4 2f 2mm PC LSZH CS Connector/CS Connector Standard Polarity Opt IL 0.5m | PC | 1 | 10 | 1 | 1 | 55.66
61305678798 | FZ2RLZNZNONM001 | OM4 2f 2mm PC LSZH CS Connector/CS Conne | OM4 2f 2mm PC LSZH CS Connector/CS Connector Standard Polarity Opt IL 1m | PC | 1 | 10 | 1 | 1 | 57.08
61305678799 | FZ2RLZNZNONM002 | OM4 2f 2mm PC LSZH CS Connector/CS Conne | OM4 2f 2mm PC LSZH CS Connector/CS Connector Standard Polarity Opt IL 2m | PC | 1 | 10 | 1 | 1 | 59.92
61305678800 | FZ2RLZNZNONM003 | OM4 2f 2mm PC LSZH CS Connector/CS Conne | OM4 2f 2mm PC LSZH CS Connector/CS Connector Standard Polarity Opt IL 3m | PC | 1 | 10 | 1 | 1 | 62.76
61305678801 | FZ2RLZNZNONM004 | OM4 2f 2mm PC LSZH CS Connector/CS Conne | OM4 2f 2mm PC LSZH CS Connector/CS Connector Standard Polarity Opt IL 4m | PC | 1 | 10 | 1 | 1 | 65.6
61305678802 | FZ2RLZNZNONM005 | OM4 2f 2mm PC LSZH CS Connector/CS Conne | OM4 2f 2mm PC LSZH CS Connector/CS Connector Standard Polarity Opt IL 5m | PC | 1 | 10 | 1 | 1 | 68.44
61305678803 | FZ2RLZNZNONM006 | OM4 2f 2mm PC LSZH CS Connector/CS Conne | OM4 2f 2mm PC LSZH CS Connector/CS Connector Standard Polarity Opt IL 6m | PC | 1 | 10 | 1 | 1 | 71.28
61305678804 | FZ2RLZNZNONM007 | OM4 2f 2mm PC LSZH CS Connector/CS Conne | OM4 2f 2mm PC LSZH CS Connector/CS Connector Standard Polarity Opt IL 7m | PC | 1 | 10 | 1 | 1 | 74.12
61305678805 | FZ2RLZNZNONM008 | OM4 2f 2mm PC LSZH CS Connector/CS Conne | OM4 2f 2mm PC LSZH CS Connector/CS Connector Standard Polarity Opt IL 8m | PC | 1 | 10 | 1 | 1 | 76.96
61305678806 | FZ2RLZNZNONM009 | OM4 2f 2mm PC LSZH CS Connector/CS Conne | OM4 2f 2mm PC LSZH CS Connector/CS Connector Standard Polarity Opt IL 9m | PC | 1 | 10 | 1 | 1 | 79.8
61305678807 | FZ2RLZNZNONM010 | OM4 2f 2mm PC LSZH CS Connector/CS Conne | OM4 2f 2mm PC LSZH CS Connector/CS Connector Standard Polarity Opt IL 10m | PC | 1 | 10 | 1 | 1 | 82.64
61305678808 | FZ2RLZNZNONM011 | OM4 2f 2mm PC LSZH CS Connector/CS Conne | OM4 2f 2mm PC LSZH CS Connector/CS Connector Standard Polarity Opt IL 11m | PC | 1 | 1 | 1 | 1 | 85.48
61305678809 | FZ2RLZNZNONM012 | OM4 2f 2mm PC LSZH CS Connector/CS Conne | OM4 2f 2mm PC LSZH CS Connector/CS Connector Standard Polarity Opt IL 12m | PC | 1 | 1 | 1 | 1 | 88.32
61305678810 | FZ2RLZNZNONM013 | OM4 2f 2mm PC LSZH CS Connector/CS Conne | OM4 2f 2mm PC LSZH CS Connector/CS Connector Standard Polarity Opt IL 13m | PC | 1 | 1 | 1 | 1 | 91.16
61305678811 | FZ2RLZNZNONM014 | OM4 2f 2mm PC LSZH CS Connector/CS Conne | OM4 2f 2mm PC LSZH CS Connector/CS Connector Standard Polarity Opt IL 14m | PC | 1 | 1 | 1 | 1 | 94
61305678812 | FZ2RLZNZNONM015 | OM4 2f 2mm PC LSZH CS Connector/CS Conne | OM4 2f 2mm PC LSZH CS Connector/CS Connector Standard Polarity Opt IL 15m | PC | 1 | 10 | 1 | 1 | 96.84
61305678813 | FZ2RLZNZNONM016 | OM4 2f 2mm PC LSZH CS Connector/CS Conne | OM4 2f 2mm PC LSZH CS Connector/CS Connector Standard Polarity Opt IL 16m | PC | 1 | 1 | 1 | 1 | 99.68
61305678814 | FZ2RLZNZNONM017 | OM4 2f 2mm PC LSZH CS Connector/CS Conne | OM4 2f 2mm PC LSZH CS Connector/CS Connector Standard Polarity Opt IL 17m | PC | 1 | 1 | 1 | 1 | 102.52
61305678815 | FZ2RLZNZNONM018 | OM4 2f 2mm PC LSZH CS Connector/CS Conne | OM4 2f 2mm PC LSZH CS Connector/CS Connector Standard Polarity Opt IL 18m | PC | 1 | 1 | 1 | 1 | 105.36
61305678816 | FZ2RLZNZNONM019 | OM4 2f 2mm PC LSZH CS Connector/CS Conne | OM4 2f 2mm PC LSZH CS Connector/CS Connector Standard Polarity Opt IL 19m | PC | 1 | 1 | 1 | 1 | 108.2
61305678817 | FZ2RLZNZNONM020 | OM4 2f 2mm PC LSZH CS Connector/CS Conne | OM4 2f 2mm PC LSZH CS Connector/CS Connector Standard Polarity Opt IL 20m | PC | 1 | 10 | 1 | 1 | 111.04
61305678818 | FZ2RLZNZNONM021 | OM4 2f 2mm PC LSZH CS Connector/CS Conne | OM4 2f 2mm PC LSZH CS Connector/CS Connector Standard Polarity Opt IL 21m | PC | 1 | 1 | 1 | 1 | 113.88
61305678819 | FZ2RLZNZNONM022 | OM4 2f 2mm PC LSZH CS Connector/CS Conne | OM4 2f 2mm PC LSZH CS Connector/CS Connector Standard Polarity Opt IL 22m | PC | 1 | 1 | 1 | 1 | 116.72
61305678820 | FZ2RLZNZNONM023 | OM4 2f 2mm PC LSZH CS Connector/CS Conne | OM4 2f 2mm PC LSZH CS Connector/CS Connector Standard Polarity Opt IL 23m | PC | 1 | 1 | 1 | 1 | 119.56
61305678821 | FZ2RLZNZNONM024 | OM4 2f 2mm PC LSZH CS Connector/CS Conne | OM4 2f 2mm PC LSZH CS Connector/CS Connector Standard Polarity Opt IL 24m | PC | 1 | 1 | 1 | 1 | 122.4
61305678822 | FZ2RLZNZNONM025 | OM4 2f 2mm PC LSZH CS Connector/CS Conne | OM4 2f 2mm PC LSZH CS Connector/CS Connector Standard Polarity Opt IL 25m | PC | 1 | 10 | 1 | 1 | 125.24
61305678823 | FZ2RLZNZNONM026 | OM4 2f 2mm PC LSZH CS Connector/CS Conne | OM4 2f 2mm PC LSZH CS Connector/CS Connector Standard Polarity Opt IL 26m | PC | 1 | 1 | 1 | 1 | 128.08
61305678824 | FZ2RLZNZNONM027 | OM4 2f 2mm PC LSZH CS Connector/CS Conne | OM4 2f 2mm PC LSZH CS Connector/CS Connector Standard Polarity Opt IL 27m | PC | 1 | 1 | 1 | 1 | 130.92
61305678825 | FZ2RLZNZNONM028 | OM4 2f 2mm PC LSZH CS Connector/CS Conne | OM4 2f 2mm PC LSZH CS Connector/CS Connector Standard Polarity Opt IL 28m | PC | 1 | 1 | 1 | 1 | 133.76
61305678826 | FZ2RLZNZNONM029 | OM4 2f 2mm PC LSZH CS Connector/CS Conne | OM4 2f 2mm PC LSZH CS Connector/CS Connector Standard Polarity Opt IL 29m | PC | 1 | 1 | 1 | 1 | 136.6
61305678827 | FZ2RLZNZNONM030 | OM4 2f 2mm PC LSZH CS Connector/CS Conne | OM4 2f 2mm PC LSZH CS Connector/CS Connector Standard Polarity Opt IL 30m | PC | 1 | 10 | 1 | 1 | 139.44
61305678828 | FZ2RLZNZNONM031 | OM4 2f 2mm PC LSZH CS Connector/CS Conne | OM4 2f 2mm PC LSZH CS Connector/CS Connector Standard Polarity Opt IL 31m | PC | 1 | 1 | 1 | 1 | 142.28
61305678829 | FZ2RLZNZNONM032 | OM4 2f 2mm PC LSZH CS Connector/CS Conne | OM4 2f 2mm PC LSZH CS Connector/CS Connector Standard Polarity Opt IL 32m | PC | 1 | 1 | 1 | 1 | 145.12
61305678830 | FZ2RLZNZNONM033 | OM4 2f 2mm PC LSZH CS Connector/CS Conne | OM4 2f 2mm PC LSZH CS Connector/CS Connector Standard Polarity Opt IL 33m | PC | 1 | 1 | 1 | 1 | 147.96
61305678831 | FZ2RLZNZNONM034 | OM4 2f 2mm PC LSZH CS Connector/CS Conne | OM4 2f 2mm PC LSZH CS Connector/CS Connector Standard Polarity Opt IL 34m | PC | 1 | 1 | 1 | 1 | 150.8
61305678832 | FZ2RLZNZNONM035 | OM4 2f 2mm PC LSZH CS Connector/CS Conne | OM4 2f 2mm PC LSZH CS Connector/CS Connector Standard Polarity Opt IL 35m | PC | 1 | 1 | 1 | 1 | 153.64
61305678833 | FZ2RLZNZNONM036 | OM4 2f 2mm PC LSZH CS Connector/CS Conne | OM4 2f 2mm PC LSZH CS Connector/CS Connector Standard Polarity Opt IL 36m | PC | 1 | 1 | 1 | 1 | 156.48
61305678834 | FZ2RLZNZNONM037 | OM4 2f 2mm PC LSZH CS Connector/CS Conne | OM4 2f 2mm PC LSZH CS Connector/CS Connector Standard Polarity Opt IL 37m | PC | 1 | 1 | 1 | 1 | 159.32
61305678835 | FZ2RLZNZNONM038 | OM4 2f 2mm PC LSZH CS Connector/CS Conne | OM4 2f 2mm PC LSZH CS Connector/CS Connector Standard Polarity Opt IL 38m | PC | 1 | 1 | 1 | 1 | 162.16
61305678836 | FZ2RLZNZNONM039 | OM4 2f 2mm PC LSZH CS Connector/CS Conne | OM4 2f 2mm PC LSZH CS Connector/CS Connector Standard Polarity Opt IL 39m | PC | 1 | 1 | 1 | 1 | 165
61305678837 | FZ2RLZNZNONM040 | OM4 2f 2mm PC LSZH CS Connector/CS Conne | OM4 2f 2mm PC LSZH CS Connector/CS Connector Standard Polarity Opt IL 40m | PC | 1 | 1 | 1 | 1 | 167.84
61305678838 | FZ2RLZNZNONM041 | OM4 2f 2mm PC LSZH CS Connector/CS Conne | OM4 2f 2mm PC LSZH CS Connector/CS Connector Standard Polarity Opt IL 41m | PC | 1 | 1 | 1 | 1 | 170.68
61305678839 | FZ2RLZNZNONM042 | OM4 2f 2mm PC LSZH CS Connector/CS Conne | OM4 2f 2mm PC LSZH CS Connector/CS Connector Standard Polarity Opt IL 42m | PC | 1 | 1 | 1 | 1 | 173.52
61305678840 | FZ2RLZNZNONM043 | OM4 2f 2mm PC LSZH CS Connector/CS Conne | OM4 2f 2mm PC LSZH CS Connector/CS Connector Standard Polarity Opt IL 43m | PC | 1 | 1 | 1 | 1 | 176.36
61305678841 | FZ2RLZNZNONM044 | OM4 2f 2mm PC LSZH CS Connector/CS Conne | OM4 2f 2mm PC LSZH CS Connector/CS Connector Standard Polarity Opt IL 44m | PC | 1 | 1 | 1 | 1 | 179.2
61305678859 | FZ2RLZNZNONM045 | OM4 2f 2mm PC LSZH CS Connector/CS Conne | OM4 2f 2mm PC LSZH CS Connector/CS Connector Standard Polarity Opt IL 45m | PC | 1 | 1 | 1 | 1 | 182.04
61305678842 | FZ2RLZNZNONM046 | OM4 2f 2mm PC LSZH CS Connector/CS Conne | OM4 2f 2mm PC LSZH CS Connector/CS Connector Standard Polarity Opt IL 46m | PC | 1 | 1 | 1 | 1 | 184.88
61305678843 | FZ2RLZNZNONM047 | OM4 2f 2mm PC LSZH CS Connector/CS Conne | OM4 2f 2mm PC LSZH CS Connector/CS Connector Standard Polarity Opt IL 47m | PC | 1 | 1 | 1 | 1 | 187.72
61305678844 | FZ2RLZNZNONM048 | OM4 2f 2mm PC LSZH CS Connector/CS Conne | OM4 2f 2mm PC LSZH CS Connector/CS Connector Standard Polarity Opt IL 48m | PC | 1 | 1 | 1 | 1 | 190.56
61305678845 | FZ2RLZNZNONM049 | OM4 2f 2mm PC LSZH CS Connector/CS Conne | OM4 2f 2mm PC LSZH CS Connector/CS Connector Standard Polarity Opt IL 49m | PC | 1 | 1 | 1 | 1 | 193.4
61305678846 | FZ2RLZNZNONM050 | OM4 2f 2mm PC LSZH CS Connector/CS Conne | OM4 2f 2mm PC LSZH CS Connector/CS Connector Standard Polarity Opt IL 50m | PC | 1 | 1 | 1 | 1 | 196.24
61305678789 | FZ2RLZNZNONM1.5 | OM4 2f 2mm PC LSZH CS Connector/CS Conne | OM4 2f 2mm PC LSZH CS Connector/CS Connector Standard Polarity Opt IL 1.5m | PC | 1 | 10 | 1 | 1 | 58.5
61305678790 | FZ2RLZNZNONM2.5 | OM4 2f 2mm PC LSZH CS Connector/CS Conne | OM4 2f 2mm PC LSZH CS Connector/CS Connector Standard Polarity Opt IL 2.5m | PC | 1 | 10 | 1 | 1 | 61.34
61305678791 | FZ2RLZNZNONM3.5 | OM4 2f 2mm PC LSZH CS Connector/CS Conne | OM4 2f 2mm PC LSZH CS Connector/CS Connector Standard Polarity Opt IL 3.5m | PC | 1 | 10 | 1 | 1 | 64.18
61305678792 | FZ2RLZNZNONM4.5 | OM4 2f 2mm PC LSZH CS Connector/CS Conne | OM4 2f 2mm PC LSZH CS Connector/CS Connector Standard Polarity Opt IL 4.5m | PC | 1 | 10 | 1 | 1 | 67.02
61305678793 | FZ2RLZNZNONM5.5 | OM4 2f 2mm PC LSZH CS Connector/CS Conne | OM4 2f 2mm PC LSZH CS Connector/CS Connector Standard Polarity Opt IL 5.5m | PC | 1 | 10 | 1 | 1 | 69.86
61305678794 | FZ2RLZNZNONM6.5 | OM4 2f 2mm PC LSZH CS Connector/CS Conne | OM4 2f 2mm PC LSZH CS Connector/CS Connector Standard Polarity Opt IL 6.5m | PC | 1 | 10 | 1 | 1 | 72.7
61305678795 | FZ2RLZNZNONM7.5 | OM4 2f 2mm PC LSZH CS Connector/CS Conne | OM4 2f 2mm PC LSZH CS Connector/CS Connector Standard Polarity Opt IL 7.5m | PC | 1 | 10 | 1 | 1 | 75.54
61305678796 | FZ2RLZNZNONM8.5 | OM4 2f 2mm PC LSZH CS Connector/CS Conne | OM4 2f 2mm PC LSZH CS Connector/CS Connector Standard Polarity Opt IL 8.5m | PC | 1 | 10 | 1 | 1 | 78.38
61305678797 | FZ2RLZNZNONM9.5 | OM4 2f 2mm PC LSZH CS Connector/CS Conne | OM4 2f 2mm PC LSZH CS Connector/CS Connector Standard Polarity Opt IL 9.5m | PC | 1 | 10 | 1 | 1 | 81.22
61305680578 | FZ2RPU1U1NNF001 | OM4 2f 2mm PC OFNP LC Uniboot /LC Uniboo | OM4 duplex fiber patch cord with a 2.0mm cable jacket. Plenum rated, features LC Uniboot pull-boot connectors, and has Ultra low insertion loss, 001 feet in length | PC | 1 | 10 | 10 | 1 | 53.46
61305680579 | FZ2RPU1U1NNF002 | OM4 2f 2mm PC OFNP LC Uniboot /LC Uniboo | OM4 duplex fiber patch cord with a 2.0mm cable jacket. Plenum rated, features LC Uniboot pull-boot connectors, and has Ultra low insertion loss, 002 feet in length | PC | 1 | 10 | 10 | 1 | 54.34
61305680580 | FZ2RPU1U1NNF003 | OM4 2f 2mm PC OFNP LC Uniboot /LC Uniboo | OM4 duplex fiber patch cord with a 2.0mm cable jacket. Plenum rated, features LC Uniboot pull-boot connectors, and has Ultra low insertion loss, 003 feet in length | PC | 1 | 10 | 10 | 1 | 55.2
61305680581 | FZ2RPU1U1NNF004 | OM4 2f 2mm PC OFNP LC Uniboot /LC Uniboo | OM4 duplex fiber patch cord with a 2.0mm cable jacket. Plenum rated, features LC Uniboot pull-boot connectors, and has Ultra low insertion loss, 004 feet in length | PC | 1 | 10 | 10 | 1 | 56.06
61305680582 | FZ2RPU1U1NNF005 | OM4 2f 2mm PC OFNP LC Uniboot /LC Uniboo | OM4 duplex fiber patch cord with a 2.0mm cable jacket. Plenum rated, features LC Uniboot pull-boot connectors, and has Ultra low insertion loss, 005 feet in length | PC | 1 | 10 | 10 | 1 | 56.92
61305680583 | FZ2RPU1U1NNF006 | OM4 2f 2mm PC OFNP LC Uniboot /LC Uniboo | OM4 duplex fiber patch cord with a 2.0mm cable jacket. Plenum rated, features LC Uniboot pull-boot connectors, and has Ultra low insertion loss, 006 feet in length | PC | 1 | 10 | 10 | 1 | 57.8
61305680584 | FZ2RPU1U1NNF007 | OM4 2f 2mm PC OFNP LC Uniboot /LC Uniboo | OM4 duplex fiber patch cord with a 2.0mm cable jacket. Plenum rated, features LC Uniboot pull-boot connectors, and has Ultra low insertion loss, 007 feet in length | PC | 1 | 10 | 10 | 1 | 58.66
61305680585 | FZ2RPU1U1NNF008 | OM4 2f 2mm PC OFNP LC Uniboot /LC Uniboo | OM4 duplex fiber patch cord with a 2.0mm cable jacket. Plenum rated, features LC Uniboot pull-boot connectors, and has Ultra low insertion loss, 008 feet in length | PC | 1 | 10 | 10 | 1 | 59.52
61305680586 | FZ2RPU1U1NNF009 | OM4 2f 2mm PC OFNP LC Uniboot /LC Uniboo | OM4 duplex fiber patch cord with a 2.0mm cable jacket. Plenum rated, features LC Uniboot pull-boot connectors, and has Ultra low insertion loss, 009 feet in length | PC | 1 | 10 | 10 | 1 | 60.4
61305680587 | FZ2RPU1U1NNF010 | OM4 2f 2mm PC OFNP LC Uniboot /LC Uniboo | OM4 duplex fiber patch cord with a 2.0mm cable jacket. Plenum rated, features LC Uniboot pull-boot connectors, and has Ultra low insertion loss, 010 feet in length | PC | 1 | 10 | 10 | 1 | 61.26
61305680643 | FZ2RPU1U1NNF011 | OM4 2f 2mm PC OFNP LC Uniboot /LC Uniboo | OM4 duplex fiber patch cord with a 2.0mm cable jacket. Plenum rated, features LC Uniboot pull-boot connectors, and has Ultra low insertion loss, 011 feet in length | PC | 1 | 10 | 10 | 1 | 62.12
61305680645 | FZ2RPU1U1NNF012 | OM4 2f 2mm PC OFNP LC Uniboot /LC Uniboo | OM4 duplex fiber patch cord with a 2.0mm cable jacket. Plenum rated, features LC Uniboot pull-boot connectors, and has Ultra low insertion loss, 012 feet in length | PC | 1 | 10 | 10 | 1 | 62.98
61305680646 | FZ2RPU1U1NNF013 | OM4 2f 2mm PC OFNP LC Uniboot /LC Uniboo | OM4 duplex fiber patch cord with a 2.0mm cable jacket. Plenum rated, features LC Uniboot pull-boot connectors, and has Ultra low insertion loss, 013 feet in length | PC | 1 | 10 | 10 | 1 | 63.86
61305680647 | FZ2RPU1U1NNF014 | OM4 2f 2mm PC OFNP LC Uniboot /LC Uniboo | OM4 duplex fiber patch cord with a 2.0mm cable jacket. Plenum rated, features LC Uniboot pull-boot connectors, and has Ultra low insertion loss, 014 feet in length | PC | 1 | 10 | 10 | 1 | 64.72
61305680648 | FZ2RPU1U1NNF015 | OM4 2f 2mm PC OFNP LC Uniboot /LC Uniboo | OM4 duplex fiber patch cord with a 2.0mm cable jacket. Plenum rated, features LC Uniboot pull-boot connectors, and has Ultra low insertion loss, 015 feet in length | PC | 1 | 10 | 10 | 1 | 65.58
61305680649 | FZ2RPU1U1NNF016 | OM4 2f 2mm PC OFNP LC Uniboot /LC Uniboo | OM4 duplex fiber patch cord with a 2.0mm cable jacket. Plenum rated, features LC Uniboot pull-boot connectors, and has Ultra low insertion loss, 016 feet in length | PC | 1 | 10 | 10 | 1 | 66.44
61305680650 | FZ2RPU1U1NNF017 | OM4 2f 2mm PC OFNP LC Uniboot /LC Uniboo | OM4 duplex fiber patch cord with a 2.0mm cable jacket. Plenum rated, features LC Uniboot pull-boot connectors, and has Ultra low insertion loss, 017 feet in length | PC | 1 | 10 | 10 | 1 | 67.32
61305680644 | FZ2RPU1U1NNF018 | OM4 2f 2mm PC OFNP LC Uniboot /LC Uniboo | OM4 duplex fiber patch cord with a 2.0mm cable jacket. Plenum rated, features LC Uniboot pull-boot connectors, and has Ultra low insertion loss, 018 feet in length | PC | 1 | 10 | 10 | 1 | 68.18
61305680651 | FZ2RPU1U1NNF019 | OM4 2f 2mm PC OFNP LC Uniboot /LC Uniboo | OM4 duplex fiber patch cord with a 2.0mm cable jacket. Plenum rated, features LC Uniboot pull-boot connectors, and has Ultra low insertion loss, 019 feet in length | PC | 1 | 10 | 10 | 1 | 69.04
61305680652 | FZ2RPU1U1NNF020 | OM4 2f 2mm PC OFNP LC Uniboot /LC Uniboo | OM4 duplex fiber patch cord with a 2.0mm cable jacket. Plenum rated, features LC Uniboot pull-boot connectors, and has Ultra low insertion loss, 020 feet in length | PC | 1 | 10 | 10 | 1 | 69.92
61305680699 | FZ2RPU1U1NNF021 | OM4 2f 2mm PC OFNP LC Uniboot /LC Uniboo | OM4 duplex fiber patch cord with a 2.0mm cable jacket. Plenum rated, features LC Uniboot pull-boot connectors, and has Ultra low insertion loss, 021 feet in length | PC | 1 | 10 | 10 | 1 | 70.78
61305680700 | FZ2RPU1U1NNF022 | OM4 2f 2mm PC OFNP LC Uniboot /LC Uniboo | OM4 duplex fiber patch cord with a 2.0mm cable jacket. Plenum rated, features LC Uniboot pull-boot connectors, and has Ultra low insertion loss, 022 feet in length | PC | 1 | 10 | 10 | 1 | 71.64
61305680701 | FZ2RPU1U1NNF023 | OM4 2f 2mm PC OFNP LC Uniboot /LC Uniboo | OM4 duplex fiber patch cord with a 2.0mm cable jacket. Plenum rated, features LC Uniboot pull-boot connectors, and has Ultra low insertion loss, 023 feet in length | PC | 1 | 10 | 10 | 1 | 72.5
61305680702 | FZ2RPU1U1NNF024 | OM4 2f 2mm PC OFNP LC Uniboot /LC Uniboo | OM4 duplex fiber patch cord with a 2.0mm cable jacket. Plenum rated, features LC Uniboot pull-boot connectors, and has Ultra low insertion loss, 024 feet in length | PC | 1 | 10 | 10 | 1 | 73.38
61305680703 | FZ2RPU1U1NNF025 | OM4 2f 2mm PC OFNP LC Uniboot /LC Uniboo | OM4 duplex fiber patch cord with a 2.0mm cable jacket. Plenum rated, features LC Uniboot pull-boot connectors, and has Ultra low insertion loss, 025 feet in length | PC | 1 | 10 | 10 | 1 | 74.24
61305680572 | FZ2RPU1U1NNM0.5 | OM4 2f 2mm PC OFNP LC Uniboot /LC Uniboo | OM4 duplex fiber patch cord with a 2.0mm cable jacket. Plenum rated, features LC Uniboot pull-boot connectors, and has Ultra low insertion loss, 0.5 meters in length | PC | 1 | 10 | 10 | 1 | 54.02
61305680575 | FZ2RPU1U1NNM001 | OM4 2f 2mm PC OFNP LC Uniboot /LC Uniboo | OM4 duplex fiber patch cord with a 2.0mm cable jacket. Plenum rated, features LC Uniboot pull-boot connectors, and has Ultra low insertion loss, 001 meters in length | PC | 1 | 10 | 10 | 1 | 55.44
61305680576 | FZ2RPU1U1NNM002 | OM4 2f 2mm PC OFNP LC Uniboot /LC Uniboo | OM4 duplex fiber patch cord with a 2.0mm cable jacket. Plenum rated, features LC Uniboot pull-boot connectors, and has Ultra low insertion loss, 002 meters in length | PC | 1 | 10 | 10 | 1 | 58.28
61305680577 | FZ2RPU1U1NNM003 | OM4 2f 2mm PC OFNP LC Uniboot /LC Uniboo | OM4 duplex fiber patch cord with a 2.0mm cable jacket. Plenum rated, features LC Uniboot pull-boot connectors, and has Ultra low insertion loss, 003 meters in length | PC | 1 | 10 | 10 | 1 | 61.12
61305680640 | FZ2RPU1U1NNM004 | OM4 2f 2mm PC OFNP LC Uniboot /LC Uniboo | OM4 duplex fiber patch cord with a 2.0mm cable jacket. Plenum rated, features LC Uniboot pull-boot connectors, and has Ultra low insertion loss, 004 meters in length | PC | 1 | 10 | 10 | 1 | 63.96
61305680641 | FZ2RPU1U1NNM005 | OM4 2f 2mm PC OFNP LC Uniboot /LC Uniboo | OM4 duplex fiber patch cord with a 2.0mm cable jacket. Plenum rated, features LC Uniboot pull-boot connectors, and has Ultra low insertion loss, 005 meters in length | PC | 1 | 10 | 10 | 1 | 66.8
61305680642 | FZ2RPU1U1NNM006 | OM4 2f 2mm PC OFNP LC Uniboot /LC Uniboo | OM4 duplex fiber patch cord with a 2.0mm cable jacket. Plenum rated, features LC Uniboot pull-boot connectors, and has Ultra low insertion loss, 006 meters in length | PC | 1 | 10 | 10 | 1 | 69.64
61305680697 | FZ2RPU1U1NNM007 | OM4 2f 2mm PC OFNP LC Uniboot /LC Uniboo | OM4 duplex fiber patch cord with a 2.0mm cable jacket. Plenum rated, features LC Uniboot pull-boot connectors, and has Ultra low insertion loss, 007 meters in length | PC | 1 | 10 | 10 | 1 | 72.48
61305680698 | FZ2RPU1U1NNM008 | OM4 2f 2mm PC OFNP LC Uniboot /LC Uniboo | OM4 duplex fiber patch cord with a 2.0mm cable jacket. Plenum rated, features LC Uniboot pull-boot connectors, and has Ultra low insertion loss, 008 meters in length | PC | 1 | 10 | 10 | 1 | 75.32
61305680732 | FZ2RPU1U1NNM009 | OM4 2f 2mm PC OFNP LC Uniboot /LC Uniboo | OM4 duplex fiber patch cord with a 2.0mm cable jacket. Plenum rated, features LC Uniboot pull-boot connectors, and has Ultra low insertion loss, 009 meters in length | PC | 1 | 10 | 10 | 1 | 78.16
61305680733 | FZ2RPU1U1NNM010 | OM4 2f 2mm PC OFNP LC Uniboot /LC Uniboo | OM4 duplex fiber patch cord with a 2.0mm cable jacket. Plenum rated, features LC Uniboot pull-boot connectors, and has Ultra low insertion loss, 010 meters in length | PC | 1 | 10 | 10 | 1 | 81
61305680734 | FZ2RPU1U1NNM011 | OM4 2f 2mm PC OFNP LC Uniboot /LC Uniboo | OM4 duplex fiber patch cord with a 2.0mm cable jacket. Plenum rated, features LC Uniboot pull-boot connectors, and has Ultra low insertion loss, 011 meters in length | PC | 1 | 10 | 10 | 1 | 83.84
61305680735 | FZ2RPU1U1NNM012 | OM4 2f 2mm PC OFNP LC Uniboot /LC Uniboo | OM4 duplex fiber patch cord with a 2.0mm cable jacket. Plenum rated, features LC Uniboot pull-boot connectors, and has Ultra low insertion loss, 012 meters in length | PC | 1 | 10 | 10 | 1 | 86.68
61305680767 | FZ2RPU1U1NNM013 | OM4 2f 2mm PC OFNP LC Uniboot /LC Uniboo | OM4 duplex fiber patch cord with a 2.0mm cable jacket. Plenum rated, features LC Uniboot pull-boot connectors, and has Ultra low insertion loss, 013 meters in length | PC | 1 | 10 | 10 | 1 | 89.52
61305680768 | FZ2RPU1U1NNM014 | OM4 2f 2mm PC OFNP LC Uniboot /LC Uniboo | OM4 duplex fiber patch cord with a 2.0mm cable jacket. Plenum rated, features LC Uniboot pull-boot connectors, and has Ultra low insertion loss, 014 meters in length | PC | 1 | 10 | 10 | 1 | 92.36
61305680769 | FZ2RPU1U1NNM015 | OM4 2f 2mm PC OFNP LC Uniboot /LC Uniboo | OM4 duplex fiber patch cord with a 2.0mm cable jacket. Plenum rated, features LC Uniboot pull-boot connectors, and has Ultra low insertion loss, 015 meters in length | PC | 1 | 10 | 10 | 1 | 95.2
61305680770 | FZ2RPU1U1NNM016 | OM4 2f 2mm PC OFNP LC Uniboot /LC Uniboo | OM4 duplex fiber patch cord with a 2.0mm cable jacket. Plenum rated, features LC Uniboot pull-boot connectors, and has Ultra low insertion loss, 016 meters in length | PC | 1 | 10 | 10 | 1 | 98.04
61305680771 | FZ2RPU1U1NNM017 | OM4 2f 2mm PC OFNP LC Uniboot /LC Uniboo | OM4 duplex fiber patch cord with a 2.0mm cable jacket. Plenum rated, features LC Uniboot pull-boot connectors, and has Ultra low insertion loss, 017 meters in length | PC | 1 | 10 | 10 | 1 | 100.88
61305680772 | FZ2RPU1U1NNM018 | OM4 2f 2mm PC OFNP LC Uniboot /LC Uniboo | OM4 duplex fiber patch cord with a 2.0mm cable jacket. Plenum rated, features LC Uniboot pull-boot connectors, and has Ultra low insertion loss, 018 meters in length | PC | 1 | 10 | 10 | 1 | 103.72
61305680773 | FZ2RPU1U1NNM019 | OM4 2f 2mm PC OFNP LC Uniboot /LC Uniboo | OM4 duplex fiber patch cord with a 2.0mm cable jacket. Plenum rated, features LC Uniboot pull-boot connectors, and has Ultra low insertion loss, 019 meters in length | PC | 1 | 10 | 10 | 1 | 106.56
61305680774 | FZ2RPU1U1NNM020 | OM4 2f 2mm PC OFNP LC Uniboot /LC Uniboo | OM4 duplex fiber patch cord with a 2.0mm cable jacket. Plenum rated, features LC Uniboot pull-boot connectors, and has Ultra low insertion loss, 020 meters in length | PC | 1 | 10 | 10 | 1 | 109.4
61305680822 | FZ2RPU1U1NNM021 | OM4 2f 2mm PC OFNP LC Uniboot /LC Uniboo | OM4 duplex fiber patch cord with a 2.0mm cable jacket. Plenum rated, features LC Uniboot pull-boot connectors, and has Ultra low insertion loss, 021 meters in length | PC | 1 | 10 | 10 | 1 | 112.24
61305680823 | FZ2RPU1U1NNM022 | OM4 2f 2mm PC OFNP LC Uniboot /LC Uniboo | OM4 duplex fiber patch cord with a 2.0mm cable jacket. Plenum rated, features LC Uniboot pull-boot connectors, and has Ultra low insertion loss, 022 meters in length | PC | 1 | 10 | 10 | 1 | 115.08
61305680824 | FZ2RPU1U1NNM023 | OM4 2f 2mm PC OFNP LC Uniboot /LC Uniboo | OM4 duplex fiber patch cord with a 2.0mm cable jacket. Plenum rated, features LC Uniboot pull-boot connectors, and has Ultra low insertion loss, 023 meters in length | PC | 1 | 10 | 10 | 1 | 117.92
61305680825 | FZ2RPU1U1NNM024 | OM4 2f 2mm PC OFNP LC Uniboot /LC Uniboo | OM4 duplex fiber patch cord with a 2.0mm cable jacket. Plenum rated, features LC Uniboot pull-boot connectors, and has Ultra low insertion loss, 024 meters in length | PC | 1 | 10 | 10 | 1 | 120.76
61305680826 | FZ2RPU1U1NNM025 | OM4 2f 2mm PC OFNP LC Uniboot /LC Uniboo | OM4 duplex fiber patch cord with a 2.0mm cable jacket. Plenum rated, features LC Uniboot pull-boot connectors, and has Ultra low insertion loss, 025 meters in length | PC | 1 | 10 | 10 | 1 | 123.6
61305680827 | FZ2RPU1U1NNM026 | OM4 2f 2mm PC OFNP LC Uniboot /LC Uniboo | OM4 duplex fiber patch cord with a 2.0mm cable jacket. Plenum rated, features LC Uniboot pull-boot connectors, and has Ultra low insertion loss, 026 meters in length | PC | 1 | 10 | 10 | 1 | 126.44
61305680828 | FZ2RPU1U1NNM027 | OM4 2f 2mm PC OFNP LC Uniboot /LC Uniboo | OM4 duplex fiber patch cord with a 2.0mm cable jacket. Plenum rated, features LC Uniboot pull-boot connectors, and has Ultra low insertion loss, 027 meters in length | PC | 1 | 10 | 10 | 1 | 129.28
61305680829 | FZ2RPU1U1NNM028 | OM4 2f 2mm PC OFNP LC Uniboot /LC Uniboo | OM4 duplex fiber patch cord with a 2.0mm cable jacket. Plenum rated, features LC Uniboot pull-boot connectors, and has Ultra low insertion loss, 028 meters in length | PC | 1 | 10 | 10 | 1 | 132.12
61305680830 | FZ2RPU1U1NNM029 | OM4 2f 2mm PC OFNP LC Uniboot /LC Uniboo | OM4 duplex fiber patch cord with a 2.0mm cable jacket. Plenum rated, features LC Uniboot pull-boot connectors, and has Ultra low insertion loss, 029 meters in length | PC | 1 | 10 | 10 | 1 | 134.96
61305680831 | FZ2RPU1U1NNM030 | OM4 2f 2mm PC OFNP LC Uniboot /LC Uniboo | OM4 duplex fiber patch cord with a 2.0mm cable jacket. Plenum rated, features LC Uniboot pull-boot connectors, and has Ultra low insertion loss, 030 meters in length | PC | 1 | 10 | 10 | 1 | 137.8
61305680832 | FZ2RPU1U1NNM031 | OM4 2f 2mm PC OFNP LC Uniboot /LC Uniboo | OM4 duplex fiber patch cord with a 2.0mm cable jacket. Plenum rated, features LC Uniboot pull-boot connectors, and has Ultra low insertion loss, 031 meters in length | PC | 1 | 10 | 10 | 1 | 140.64
61305680833 | FZ2RPU1U1NNM032 | OM4 2f 2mm PC OFNP LC Uniboot /LC Uniboo | OM4 duplex fiber patch cord with a 2.0mm cable jacket. Plenum rated, features LC Uniboot pull-boot connectors, and has Ultra low insertion loss, 032 meters in length | PC | 1 | 10 | 10 | 1 | 143.48
61305680834 | FZ2RPU1U1NNM033 | OM4 2f 2mm PC OFNP LC Uniboot /LC Uniboo | OM4 duplex fiber patch cord with a 2.0mm cable jacket. Plenum rated, features LC Uniboot pull-boot connectors, and has Ultra low insertion loss, 033 meters in length | PC | 1 | 10 | 10 | 1 | 146.32
61305680835 | FZ2RPU1U1NNM034 | OM4 2f 2mm PC OFNP LC Uniboot /LC Uniboo | OM4 duplex fiber patch cord with a 2.0mm cable jacket. Plenum rated, features LC Uniboot pull-boot connectors, and has Ultra low insertion loss, 034 meters in length | PC | 1 | 10 | 10 | 1 | 149.16
61305680836 | FZ2RPU1U1NNM035 | OM4 2f 2mm PC OFNP LC Uniboot /LC Uniboo | OM4 duplex fiber patch cord with a 2.0mm cable jacket. Plenum rated, features LC Uniboot pull-boot connectors, and has Ultra low insertion loss, 035 meters in length | PC | 1 | 10 | 10 | 1 | 152
61305680912 | FZ2RPU1U1NNM036 | OM4 2f 2mm PC OFNP LC Uniboot /LC Uniboo | OM4 duplex fiber patch cord with a 2.0mm cable jacket. Plenum rated, features LC Uniboot pull-boot connectors, and has Ultra low insertion loss, 036 meters in length | PC | 1 | 10 | 10 | 1 | 154.84
61305680913 | FZ2RPU1U1NNM037 | OM4 2f 2mm PC OFNP LC Uniboot /LC Uniboo | OM4 duplex fiber patch cord with a 2.0mm cable jacket. Plenum rated, features LC Uniboot pull-boot connectors, and has Ultra low insertion loss, 037 meters in length | PC | 1 | 10 | 10 | 1 | 157.68
61305680914 | FZ2RPU1U1NNM038 | OM4 2f 2mm PC OFNP LC Uniboot /LC Uniboo | OM4 duplex fiber patch cord with a 2.0mm cable jacket. Plenum rated, features LC Uniboot pull-boot connectors, and has Ultra low insertion loss, 038 meters in length | PC | 1 | 10 | 10 | 1 | 160.52
61305680915 | FZ2RPU1U1NNM039 | OM4 2f 2mm PC OFNP LC Uniboot /LC Uniboo | OM4 duplex fiber patch cord with a 2.0mm cable jacket. Plenum rated, features LC Uniboot pull-boot connectors, and has Ultra low insertion loss, 039 meters in length | PC | 1 | 10 | 10 | 1 | 163.36
61305680916 | FZ2RPU1U1NNM040 | OM4 2f 2mm PC OFNP LC Uniboot /LC Uniboo | OM4 duplex fiber patch cord with a 2.0mm cable jacket. Plenum rated, features LC Uniboot pull-boot connectors, and has Ultra low insertion loss, 040 meters in length | PC | 1 | 10 | 10 | 1 | 166.2
61305680917 | FZ2RPU1U1NNM041 | OM4 2f 2mm PC OFNP LC Uniboot /LC Uniboo | OM4 duplex fiber patch cord with a 2.0mm cable jacket. Plenum rated, features LC Uniboot pull-boot connectors, and has Ultra low insertion loss, 041 meters in length | PC | 1 | 10 | 10 | 1 | 169.04
61305680918 | FZ2RPU1U1NNM042 | OM4 2f 2mm PC OFNP LC Uniboot /LC Uniboo | OM4 duplex fiber patch cord with a 2.0mm cable jacket. Plenum rated, features LC Uniboot pull-boot connectors, and has Ultra low insertion loss, 042 meters in length | PC | 1 | 10 | 10 | 1 | 171.88
61305680920 | FZ2RPU1U1NNM043 | OM4 2f 2mm PC OFNP LC Uniboot /LC Uniboo | OM4 duplex fiber patch cord with a 2.0mm cable jacket. Plenum rated, features LC Uniboot pull-boot connectors, and has Ultra low insertion loss, 043 meters in length | PC | 1 | 10 | 10 | 1 | 174.72
61305680922 | FZ2RPU1U1NNM044 | OM4 2f 2mm PC OFNP LC Uniboot /LC Uniboo | OM4 duplex fiber patch cord with a 2.0mm cable jacket. Plenum rated, features LC Uniboot pull-boot connectors, and has Ultra low insertion loss, 044 meters in length | PC | 1 | 10 | 10 | 1 | 177.56
61305680928 | FZ2RPU1U1NNM045 | OM4 2f 2mm PC OFNP LC Uniboot /LC Uniboo | OM4 duplex fiber patch cord with a 2.0mm cable jacket. Plenum rated, features LC Uniboot pull-boot connectors, and has Ultra low insertion loss, 045 meters in length | PC | 1 | 10 | 10 | 1 | 180.4
61305680919 | FZ2RPU1U1NNM046 | OM4 2f 2mm PC OFNP LC Uniboot /LC Uniboo | OM4 duplex fiber patch cord with a 2.0mm cable jacket. Plenum rated, features LC Uniboot pull-boot connectors, and has Ultra low insertion loss, 046 meters in length | PC | 1 | 10 | 10 | 1 | 183.24
61305680921 | FZ2RPU1U1NNM047 | OM4 2f 2mm PC OFNP LC Uniboot /LC Uniboo | OM4 duplex fiber patch cord with a 2.0mm cable jacket. Plenum rated, features LC Uniboot pull-boot connectors, and has Ultra low insertion loss, 047 meters in length | PC | 1 | 10 | 10 | 1 | 186.08
61305680923 | FZ2RPU1U1NNM048 | OM4 2f 2mm PC OFNP LC Uniboot /LC Uniboo | OM4 duplex fiber patch cord with a 2.0mm cable jacket. Plenum rated, features LC Uniboot pull-boot connectors, and has Ultra low insertion loss, 048 meters in length | PC | 1 | 10 | 10 | 1 | 188.92
61305680924 | FZ2RPU1U1NNM049 | OM4 2f 2mm PC OFNP LC Uniboot /LC Uniboo | OM4 duplex fiber patch cord with a 2.0mm cable jacket. Plenum rated, features LC Uniboot pull-boot connectors, and has Ultra low insertion loss, 049 meters in length | PC | 1 | 10 | 10 | 1 | 191.76
61305680925 | FZ2RPU1U1NNM050 | OM4 2f 2mm PC OFNP LC Uniboot /LC Uniboo | OM4 duplex fiber patch cord with a 2.0mm cable jacket. Plenum rated, features LC Uniboot pull-boot connectors, and has Ultra low insertion loss, 050 meters in length | PC | 1 | 10 | 10 | 1 | 194.6
61305680573 | FZ2RPU1U1NNM1.5 | OM4 2f 2mm PC OFNP LC Uniboot /LC Uniboo | OM4 duplex fiber patch cord with a 2.0mm cable jacket. Plenum rated, features LC Uniboot pull-boot connectors, and has Ultra low insertion loss, 1.5 meters in length | PC | 1 | 10 | 10 | 1 | 56.86
61305680574 | FZ2RPU1U1NNM2.5 | OM4 2f 2mm PC OFNP LC Uniboot /LC Uniboo | OM4 duplex fiber patch cord with a 2.0mm cable jacket. Plenum rated, features LC Uniboot pull-boot connectors, and has Ultra low insertion loss, 2.5 meters in length | PC | 1 | 10 | 10 | 1 | 59.7
61305680637 | FZ2RPU1U1NNM3.5 | OM4 2f 2mm PC OFNP LC Uniboot /LC Uniboo | OM4 duplex fiber patch cord with a 2.0mm cable jacket. Plenum rated, features LC Uniboot pull-boot connectors, and has Ultra low insertion loss, 3.5 meters in length | PC | 1 | 10 | 10 | 1 | 62.54
61305680638 | FZ2RPU1U1NNM4.5 | OM4 2f 2mm PC OFNP LC Uniboot /LC Uniboo | OM4 duplex fiber patch cord with a 2.0mm cable jacket. Plenum rated, features LC Uniboot pull-boot connectors, and has Ultra low insertion loss, 4.5 meters in length | PC | 1 | 10 | 10 | 1 | 65.38
61305680639 | FZ2RPU1U1NNM5.5 | OM4 2f 2mm PC OFNP LC Uniboot /LC Uniboo | OM4 duplex fiber patch cord with a 2.0mm cable jacket. Plenum rated, features LC Uniboot pull-boot connectors, and has Ultra low insertion loss, 5.5 meters in length | PC | 1 | 10 | 10 | 1 | 68.22
61305680695 | FZ2RPU1U1NNM6.5 | OM4 2f 2mm PC OFNP LC Uniboot /LC Uniboo | OM4 duplex fiber patch cord with a 2.0mm cable jacket. Plenum rated, features LC Uniboot pull-boot connectors, and has Ultra low insertion loss, 6.5 meters in length | PC | 1 | 10 | 10 | 1 | 71.06
61305680696 | FZ2RPU1U1NNM7.5 | OM4 2f 2mm PC OFNP LC Uniboot /LC Uniboo | OM4 duplex fiber patch cord with a 2.0mm cable jacket. Plenum rated, features LC Uniboot pull-boot connectors, and has Ultra low insertion loss, 7.5 meters in length | PC | 1 | 10 | 10 | 1 | 73.9
61305680730 | FZ2RPU1U1NNM8.5 | OM4 2f 2mm PC OFNP LC Uniboot /LC Uniboo | OM4 duplex fiber patch cord with a 2.0mm cable jacket. Plenum rated, features LC Uniboot pull-boot connectors, and has Ultra low insertion loss, 8.5 meters in length | PC | 1 | 10 | 10 | 1 | 76.74
61305680731 | FZ2RPU1U1NNM9.5 | OM4 2f 2mm PC OFNP LC Uniboot /LC Uniboo | OM4 duplex fiber patch cord with a 2.0mm cable jacket. Plenum rated, features LC Uniboot pull-boot connectors, and has Ultra low insertion loss, 9.5 meters in length | PC | 1 | 10 | 10 | 1 | 79.58
61305680562 | FZ2RPU1U1ONF001 | OM4 2f 2mm PC OFNP LC Uniboot /LC Uniboo | OM4 duplex fiber patch cord with a 2.0mm cable jacket. Plenum rated, features LC Uniboot pull-boot connectors, and has Optimized insertion loss, 001 feet in length | PC | 1 | 10 | 10 | 1 | 49.46
61305680563 | FZ2RPU1U1ONF002 | OM4 2f 2mm PC OFNP LC Uniboot /LC Uniboo | OM4 duplex fiber patch cord with a 2.0mm cable jacket. Plenum rated, features LC Uniboot pull-boot connectors, and has Optimized insertion loss, 002 feet in length | PC | 1 | 10 | 10 | 1 | 50.34
61305680564 | FZ2RPU1U1ONF003 | OM4 2f 2mm PC OFNP LC Uniboot /LC Uniboo | OM4 duplex fiber patch cord with a 2.0mm cable jacket. Plenum rated, features LC Uniboot pull-boot connectors, and has Optimized insertion loss, 003 feet in length | PC | 1 | 10 | 10 | 1 | 51.2
61305680565 | FZ2RPU1U1ONF004 | OM4 2f 2mm PC OFNP LC Uniboot /LC Uniboo | OM4 duplex fiber patch cord with a 2.0mm cable jacket. Plenum rated, features LC Uniboot pull-boot connectors, and has Optimized insertion loss, 004 feet in length | PC | 1 | 10 | 10 | 1 | 52.06
61305680566 | FZ2RPU1U1ONF005 | OM4 2f 2mm PC OFNP LC Uniboot /LC Uniboo | OM4 duplex fiber patch cord with a 2.0mm cable jacket. Plenum rated, features LC Uniboot pull-boot connectors, and has Optimized insertion loss, 005 feet in length | PC | 1 | 10 | 10 | 1 | 52.92
61305680567 | FZ2RPU1U1ONF006 | OM4 2f 2mm PC OFNP LC Uniboot /LC Uniboo | OM4 duplex fiber patch cord with a 2.0mm cable jacket. Plenum rated, features LC Uniboot pull-boot connectors, and has Optimized insertion loss, 006 feet in length | PC | 1 | 10 | 10 | 1 | 53.8
61305680568 | FZ2RPU1U1ONF007 | OM4 2f 2mm PC OFNP LC Uniboot /LC Uniboo | OM4 duplex fiber patch cord with a 2.0mm cable jacket. Plenum rated, features LC Uniboot pull-boot connectors, and has Optimized insertion loss, 007 feet in length | PC | 1 | 10 | 10 | 1 | 54.66
61305680569 | FZ2RPU1U1ONF008 | OM4 2f 2mm PC OFNP LC Uniboot /LC Uniboo | OM4 duplex fiber patch cord with a 2.0mm cable jacket. Plenum rated, features LC Uniboot pull-boot connectors, and has Optimized insertion loss, 008 feet in length | PC | 1 | 10 | 10 | 1 | 55.52
61305680570 | FZ2RPU1U1ONF009 | OM4 2f 2mm PC OFNP LC Uniboot /LC Uniboo | OM4 duplex fiber patch cord with a 2.0mm cable jacket. Plenum rated, features LC Uniboot pull-boot connectors, and has Optimized insertion loss, 009 feet in length | PC | 1 | 10 | 10 | 1 | 56.4
61305680571 | FZ2RPU1U1ONF010 | OM4 2f 2mm PC OFNP LC Uniboot /LC Uniboo | OM4 duplex fiber patch cord with a 2.0mm cable jacket. Plenum rated, features LC Uniboot pull-boot connectors, and has Optimized insertion loss, 010 feet in length | PC | 1 | 10 | 10 | 1 | 57.26
61305680627 | FZ2RPU1U1ONF011 | OM4 2f 2mm PC OFNP LC Uniboot /LC Uniboo | OM4 duplex fiber patch cord with a 2.0mm cable jacket. Plenum rated, features LC Uniboot pull-boot connectors, and has Optimized insertion loss, 011 feet in length | PC | 1 | 10 | 10 | 1 | 58.12
61305680628 | FZ2RPU1U1ONF012 | OM4 2f 2mm PC OFNP LC Uniboot /LC Uniboo | OM4 duplex fiber patch cord with a 2.0mm cable jacket. Plenum rated, features LC Uniboot pull-boot connectors, and has Optimized insertion loss, 012 feet in length | PC | 1 | 10 | 10 | 1 | 58.98
61305680629 | FZ2RPU1U1ONF013 | OM4 2f 2mm PC OFNP LC Uniboot /LC Uniboo | OM4 duplex fiber patch cord with a 2.0mm cable jacket. Plenum rated, features LC Uniboot pull-boot connectors, and has Optimized insertion loss, 013 feet in length | PC | 1 | 10 | 10 | 1 | 59.86
61305680630 | FZ2RPU1U1ONF014 | OM4 2f 2mm PC OFNP LC Uniboot /LC Uniboo | OM4 duplex fiber patch cord with a 2.0mm cable jacket. Plenum rated, features LC Uniboot pull-boot connectors, and has Optimized insertion loss, 014 feet in length | PC | 1 | 10 | 10 | 1 | 60.72
61305680631 | FZ2RPU1U1ONF015 | OM4 2f 2mm PC OFNP LC Uniboot /LC Uniboo | OM4 duplex fiber patch cord with a 2.0mm cable jacket. Plenum rated, features LC Uniboot pull-boot connectors, and has Optimized insertion loss, 015 feet in length | PC | 1 | 10 | 10 | 1 | 61.58
61305680632 | FZ2RPU1U1ONF016 | OM4 2f 2mm PC OFNP LC Uniboot /LC Uniboo | OM4 duplex fiber patch cord with a 2.0mm cable jacket. Plenum rated, features LC Uniboot pull-boot connectors, and has Optimized insertion loss, 016 feet in length | PC | 1 | 10 | 10 | 1 | 62.44
61305680633 | FZ2RPU1U1ONF017 | OM4 2f 2mm PC OFNP LC Uniboot /LC Uniboo | OM4 duplex fiber patch cord with a 2.0mm cable jacket. Plenum rated, features LC Uniboot pull-boot connectors, and has Optimized insertion loss, 017 feet in length | PC | 1 | 10 | 10 | 1 | 63.32
61305680634 | FZ2RPU1U1ONF018 | OM4 2f 2mm PC OFNP LC Uniboot /LC Uniboo | OM4 duplex fiber patch cord with a 2.0mm cable jacket. Plenum rated, features LC Uniboot pull-boot connectors, and has Optimized insertion loss, 018 feet in length | PC | 1 | 10 | 10 | 1 | 64.18
61305680635 | FZ2RPU1U1ONF019 | OM4 2f 2mm PC OFNP LC Uniboot /LC Uniboo | OM4 duplex fiber patch cord with a 2.0mm cable jacket. Plenum rated, features LC Uniboot pull-boot connectors, and has Optimized insertion loss, 019 feet in length | PC | 1 | 10 | 10 | 1 | 65.04
61305680636 | FZ2RPU1U1ONF020 | OM4 2f 2mm PC OFNP LC Uniboot /LC Uniboo | OM4 duplex fiber patch cord with a 2.0mm cable jacket. Plenum rated, features LC Uniboot pull-boot connectors, and has Optimized insertion loss, 020 feet in length | PC | 1 | 10 | 10 | 1 | 65.92
61305680690 | FZ2RPU1U1ONF021 | OM4 2f 2mm PC OFNP LC Uniboot /LC Uniboo | OM4 duplex fiber patch cord with a 2.0mm cable jacket. Plenum rated, features LC Uniboot pull-boot connectors, and has Optimized insertion loss, 021 feet in length | PC | 1 | 10 | 10 | 1 | 66.78
61305680691 | FZ2RPU1U1ONF022 | OM4 2f 2mm PC OFNP LC Uniboot /LC Uniboo | OM4 duplex fiber patch cord with a 2.0mm cable jacket. Plenum rated, features LC Uniboot pull-boot connectors, and has Optimized insertion loss, 022 feet in length | PC | 1 | 10 | 10 | 1 | 67.64
61305680692 | FZ2RPU1U1ONF023 | OM4 2f 2mm PC OFNP LC Uniboot /LC Uniboo | OM4 duplex fiber patch cord with a 2.0mm cable jacket. Plenum rated, features LC Uniboot pull-boot connectors, and has Optimized insertion loss, 023 feet in length | PC | 1 | 10 | 10 | 1 | 68.5
61305680693 | FZ2RPU1U1ONF024 | OM4 2f 2mm PC OFNP LC Uniboot /LC Uniboo | OM4 duplex fiber patch cord with a 2.0mm cable jacket. Plenum rated, features LC Uniboot pull-boot connectors, and has Optimized insertion loss, 024 feet in length | PC | 1 | 10 | 10 | 1 | 69.38
61305680694 | FZ2RPU1U1ONF025 | OM4 2f 2mm PC OFNP LC Uniboot /LC Uniboo | OM4 duplex fiber patch cord with a 2.0mm cable jacket. Plenum rated, features LC Uniboot pull-boot connectors, and has Optimized insertion loss, 025 feet in length | PC | 1 | 10 | 10 | 1 | 70.24
61305680549 | FZ2RPU1U1ONM0.5 | OM4 2f 2mm PC OFNP LC Uniboot /LC Uniboo | OM4 duplex fiber patch cord with a 2.0mm cable jacket. Plenum rated, features LC Uniboot pull-boot connectors, and has Optimized insertion loss, 0.5 meters in length | PC | 1 | 10 | 10 | 1 | 50.02
61305680559 | FZ2RPU1U1ONM001 | OM4 2f 2mm PC OFNP LC Uniboot /LC Uniboo | OM4 duplex fiber patch cord with a 2.0mm cable jacket. Plenum rated, features LC Uniboot pull-boot connectors, and has Optimized insertion loss, 001 meters in length | PC | 1 | 10 | 10 | 1 | 51.44
61305680560 | FZ2RPU1U1ONM002 | OM4 2f 2mm PC OFNP LC Uniboot /LC Uniboo | OM4 duplex fiber patch cord with a 2.0mm cable jacket. Plenum rated, features LC Uniboot pull-boot connectors, and has Optimized insertion loss, 002 meters in length | PC | 1 | 10 | 10 | 1 | 54.28
61305680561 | FZ2RPU1U1ONM003 | OM4 2f 2mm PC OFNP LC Uniboot /LC Uniboo | OM4 duplex fiber patch cord with a 2.0mm cable jacket. Plenum rated, features LC Uniboot pull-boot connectors, and has Optimized insertion loss, 003 meters in length | PC | 1 | 10 | 10 | 1 | 57.12
61305680624 | FZ2RPU1U1ONM004 | OM4 2f 2mm PC OFNP LC Uniboot /LC Uniboo | OM4 duplex fiber patch cord with a 2.0mm cable jacket. Plenum rated, features LC Uniboot pull-boot connectors, and has Optimized insertion loss, 004 meters in length | PC | 1 | 10 | 10 | 1 | 59.96
61305680625 | FZ2RPU1U1ONM005 | OM4 2f 2mm PC OFNP LC Uniboot /LC Uniboo | OM4 duplex fiber patch cord with a 2.0mm cable jacket. Plenum rated, features LC Uniboot pull-boot connectors, and has Optimized insertion loss, 005 meters in length | PC | 1 | 10 | 10 | 1 | 62.8
61305680626 | FZ2RPU1U1ONM006 | OM4 2f 2mm PC OFNP LC Uniboot /LC Uniboo | OM4 duplex fiber patch cord with a 2.0mm cable jacket. Plenum rated, features LC Uniboot pull-boot connectors, and has Optimized insertion loss, 006 meters in length | PC | 1 | 10 | 10 | 1 | 65.64
61305680688 | FZ2RPU1U1ONM007 | OM4 2f 2mm PC OFNP LC Uniboot /LC Uniboo | OM4 duplex fiber patch cord with a 2.0mm cable jacket. Plenum rated, features LC Uniboot pull-boot connectors, and has Optimized insertion loss, 007 meters in length | PC | 1 | 10 | 10 | 1 | 68.48
61305680689 | FZ2RPU1U1ONM008 | OM4 2f 2mm PC OFNP LC Uniboot /LC Uniboo | OM4 duplex fiber patch cord with a 2.0mm cable jacket. Plenum rated, features LC Uniboot pull-boot connectors, and has Optimized insertion loss, 008 meters in length | PC | 1 | 10 | 10 | 1 | 71.32
61305680726 | FZ2RPU1U1ONM009 | OM4 2f 2mm PC OFNP LC Uniboot /LC Uniboo | OM4 duplex fiber patch cord with a 2.0mm cable jacket. Plenum rated, features LC Uniboot pull-boot connectors, and has Optimized insertion loss, 009 meters in length | PC | 1 | 10 | 10 | 1 | 74.16
61305680727 | FZ2RPU1U1ONM010 | OM4 2f 2mm PC OFNP LC Uniboot /LC Uniboo | OM4 duplex fiber patch cord with a 2.0mm cable jacket. Plenum rated, features LC Uniboot pull-boot connectors, and has Optimized insertion loss, 010 meters in length | PC | 1 | 10 | 10 | 1 | 77
61305680728 | FZ2RPU1U1ONM011 | OM4 2f 2mm PC OFNP LC Uniboot /LC Uniboo | OM4 duplex fiber patch cord with a 2.0mm cable jacket. Plenum rated, features LC Uniboot pull-boot connectors, and has Optimized insertion loss, 011 meters in length | PC | 1 | 10 | 10 | 1 | 79.84
61305680729 | FZ2RPU1U1ONM012 | OM4 2f 2mm PC OFNP LC Uniboot /LC Uniboo | OM4 duplex fiber patch cord with a 2.0mm cable jacket. Plenum rated, features LC Uniboot pull-boot connectors, and has Optimized insertion loss, 012 meters in length | PC | 1 | 10 | 10 | 1 | 82.68
61305680554 | FZ2RPU1U1ONM013 | OM4 2f 2mm PC OFNP LC Uniboot /LC Uniboo | OM4 duplex fiber patch cord with a 2.0mm cable jacket. Plenum rated, features LC Uniboot pull-boot connectors, and has Optimized insertion loss, 013 meters in length | PC | 1 | 10 | 10 | 1 | 85.52
61305680760 | FZ2RPU1U1ONM014 | OM4 2f 2mm PC OFNP LC Uniboot /LC Uniboo | OM4 duplex fiber patch cord with a 2.0mm cable jacket. Plenum rated, features LC Uniboot pull-boot connectors, and has Optimized insertion loss, 014 meters in length | PC | 1 | 10 | 10 | 1 | 88.36
61305680761 | FZ2RPU1U1ONM015 | OM4 2f 2mm PC OFNP LC Uniboot /LC Uniboo | OM4 duplex fiber patch cord with a 2.0mm cable jacket. Plenum rated, features LC Uniboot pull-boot connectors, and has Optimized insertion loss, 015 meters in length | PC | 1 | 10 | 10 | 1 | 91.2
61305680762 | FZ2RPU1U1ONM016 | OM4 2f 2mm PC OFNP LC Uniboot /LC Uniboo | OM4 duplex fiber patch cord with a 2.0mm cable jacket. Plenum rated, features LC Uniboot pull-boot connectors, and has Optimized insertion loss, 016 meters in length | PC | 1 | 10 | 10 | 1 | 94.04
61305680763 | FZ2RPU1U1ONM017 | OM4 2f 2mm PC OFNP LC Uniboot /LC Uniboo | OM4 duplex fiber patch cord with a 2.0mm cable jacket. Plenum rated, features LC Uniboot pull-boot connectors, and has Optimized insertion loss, 017 meters in length | PC | 1 | 10 | 10 | 1 | 96.88
61305680764 | FZ2RPU1U1ONM018 | OM4 2f 2mm PC OFNP LC Uniboot /LC Uniboo | OM4 duplex fiber patch cord with a 2.0mm cable jacket. Plenum rated, features LC Uniboot pull-boot connectors, and has Optimized insertion loss, 018 meters in length | PC | 1 | 10 | 10 | 1 | 99.72
61305680765 | FZ2RPU1U1ONM019 | OM4 2f 2mm PC OFNP LC Uniboot /LC Uniboo | OM4 duplex fiber patch cord with a 2.0mm cable jacket. Plenum rated, features LC Uniboot pull-boot connectors, and has Optimized insertion loss, 019 meters in length | PC | 1 | 10 | 10 | 1 | 102.56
61305680766 | FZ2RPU1U1ONM020 | OM4 2f 2mm PC OFNP LC Uniboot /LC Uniboo | OM4 duplex fiber patch cord with a 2.0mm cable jacket. Plenum rated, features LC Uniboot pull-boot connectors, and has Optimized insertion loss, 020 meters in length | PC | 1 | 10 | 10 | 1 | 105.4
61305680555 | FZ2RPU1U1ONM021 | OM4 2f 2mm PC OFNP LC Uniboot /LC Uniboo | OM4 duplex fiber patch cord with a 2.0mm cable jacket. Plenum rated, features LC Uniboot pull-boot connectors, and has Optimized insertion loss, 021 meters in length | PC | 1 | 10 | 10 | 1 | 108.24
61305680808 | FZ2RPU1U1ONM022 | OM4 2f 2mm PC OFNP LC Uniboot /LC Uniboo | OM4 duplex fiber patch cord with a 2.0mm cable jacket. Plenum rated, features LC Uniboot pull-boot connectors, and has Optimized insertion loss, 022 meters in length | PC | 1 | 10 | 10 | 1 | 111.08
61305680809 | FZ2RPU1U1ONM023 | OM4 2f 2mm PC OFNP LC Uniboot /LC Uniboo | OM4 duplex fiber patch cord with a 2.0mm cable jacket. Plenum rated, features LC Uniboot pull-boot connectors, and has Optimized insertion loss, 023 meters in length | PC | 1 | 10 | 10 | 1 | 113.92
61305680810 | FZ2RPU1U1ONM024 | OM4 2f 2mm PC OFNP LC Uniboot /LC Uniboo | OM4 duplex fiber patch cord with a 2.0mm cable jacket. Plenum rated, features LC Uniboot pull-boot connectors, and has Optimized insertion loss, 024 meters in length | PC | 1 | 10 | 10 | 1 | 116.76
61305680811 | FZ2RPU1U1ONM025 | OM4 2f 2mm PC OFNP LC Uniboot /LC Uniboo | OM4 duplex fiber patch cord with a 2.0mm cable jacket. Plenum rated, features LC Uniboot pull-boot connectors, and has Optimized insertion loss, 025 meters in length | PC | 1 | 10 | 10 | 1 | 119.6
61305680812 | FZ2RPU1U1ONM026 | OM4 2f 2mm PC OFNP LC Uniboot /LC Uniboo | OM4 duplex fiber patch cord with a 2.0mm cable jacket. Plenum rated, features LC Uniboot pull-boot connectors, and has Optimized insertion loss, 026 meters in length | PC | 1 | 10 | 10 | 1 | 122.44
61305680813 | FZ2RPU1U1ONM027 | OM4 2f 2mm PC OFNP LC Uniboot /LC Uniboo | OM4 duplex fiber patch cord with a 2.0mm cable jacket. Plenum rated, features LC Uniboot pull-boot connectors, and has Optimized insertion loss, 027 meters in length | PC | 1 | 10 | 10 | 1 | 125.28
61305680814 | FZ2RPU1U1ONM028 | OM4 2f 2mm PC OFNP LC Uniboot /LC Uniboo | OM4 duplex fiber patch cord with a 2.0mm cable jacket. Plenum rated, features LC Uniboot pull-boot connectors, and has Optimized insertion loss, 028 meters in length | PC | 1 | 10 | 10 | 1 | 128.12
61305680815 | FZ2RPU1U1ONM029 | OM4 2f 2mm PC OFNP LC Uniboot /LC Uniboo | OM4 duplex fiber patch cord with a 2.0mm cable jacket. Plenum rated, features LC Uniboot pull-boot connectors, and has Optimized insertion loss, 029 meters in length | PC | 1 | 10 | 10 | 1 | 130.96
61305680816 | FZ2RPU1U1ONM030 | OM4 2f 2mm PC OFNP LC Uniboot /LC Uniboo | OM4 duplex fiber patch cord with a 2.0mm cable jacket. Plenum rated, features LC Uniboot pull-boot connectors, and has Optimized insertion loss, 030 meters in length | PC | 1 | 10 | 10 | 1 | 133.8
61305680817 | FZ2RPU1U1ONM031 | OM4 2f 2mm PC OFNP LC Uniboot /LC Uniboo | OM4 duplex fiber patch cord with a 2.0mm cable jacket. Plenum rated, features LC Uniboot pull-boot connectors, and has Optimized insertion loss, 031 meters in length | PC | 1 | 10 | 10 | 1 | 136.64
61305680818 | FZ2RPU1U1ONM032 | OM4 2f 2mm PC OFNP LC Uniboot /LC Uniboo | OM4 duplex fiber patch cord with a 2.0mm cable jacket. Plenum rated, features LC Uniboot pull-boot connectors, and has Optimized insertion loss, 032 meters in length | PC | 1 | 10 | 10 | 1 | 139.48
61305680819 | FZ2RPU1U1ONM033 | OM4 2f 2mm PC OFNP LC Uniboot /LC Uniboo | OM4 duplex fiber patch cord with a 2.0mm cable jacket. Plenum rated, features LC Uniboot pull-boot connectors, and has Optimized insertion loss, 033 meters in length | PC | 1 | 10 | 10 | 1 | 142.32
61305680820 | FZ2RPU1U1ONM034 | OM4 2f 2mm PC OFNP LC Uniboot /LC Uniboo | OM4 duplex fiber patch cord with a 2.0mm cable jacket. Plenum rated, features LC Uniboot pull-boot connectors, and has Optimized insertion loss, 034 meters in length | PC | 1 | 10 | 10 | 1 | 145.16
61305680821 | FZ2RPU1U1ONM035 | OM4 2f 2mm PC OFNP LC Uniboot /LC Uniboo | OM4 duplex fiber patch cord with a 2.0mm cable jacket. Plenum rated, features LC Uniboot pull-boot connectors, and has Optimized insertion loss, 035 meters in length | PC | 1 | 10 | 10 | 1 | 148
61305680556 | FZ2RPU1U1ONM036 | OM4 2f 2mm PC OFNP LC Uniboot /LC Uniboo | OM4 duplex fiber patch cord with a 2.0mm cable jacket. Plenum rated, features LC Uniboot pull-boot connectors, and has Optimized insertion loss, 036 meters in length | PC | 1 | 10 | 10 | 1 | 150.84
61305680898 | FZ2RPU1U1ONM037 | OM4 2f 2mm PC OFNP LC Uniboot /LC Uniboo | OM4 duplex fiber patch cord with a 2.0mm cable jacket. Plenum rated, features LC Uniboot pull-boot connectors, and has Optimized insertion loss, 037 meters in length | PC | 1 | 10 | 10 | 1 | 153.68
61305680899 | FZ2RPU1U1ONM038 | OM4 2f 2mm PC OFNP LC Uniboot /LC Uniboo | OM4 duplex fiber patch cord with a 2.0mm cable jacket. Plenum rated, features LC Uniboot pull-boot connectors, and has Optimized insertion loss, 038 meters in length | PC | 1 | 10 | 10 | 1 | 156.52
61305680900 | FZ2RPU1U1ONM039 | OM4 2f 2mm PC OFNP LC Uniboot /LC Uniboo | OM4 duplex fiber patch cord with a 2.0mm cable jacket. Plenum rated, features LC Uniboot pull-boot connectors, and has Optimized insertion loss, 039 meters in length | PC | 1 | 10 | 10 | 1 | 159.36
61305680901 | FZ2RPU1U1ONM040 | OM4 2f 2mm PC OFNP LC Uniboot /LC Uniboo | OM4 duplex fiber patch cord with a 2.0mm cable jacket. Plenum rated, features LC Uniboot pull-boot connectors, and has Optimized insertion loss, 040 meters in length | PC | 1 | 10 | 10 | 1 | 162.2
61305680902 | FZ2RPU1U1ONM041 | OM4 2f 2mm PC OFNP LC Uniboot /LC Uniboo | OM4 duplex fiber patch cord with a 2.0mm cable jacket. Plenum rated, features LC Uniboot pull-boot connectors, and has Optimized insertion loss, 041 meters in length | PC | 1 | 10 | 10 | 1 | 165.04
61305680903 | FZ2RPU1U1ONM042 | OM4 2f 2mm PC OFNP LC Uniboot /LC Uniboo | OM4 duplex fiber patch cord with a 2.0mm cable jacket. Plenum rated, features LC Uniboot pull-boot connectors, and has Optimized insertion loss, 042 meters in length | PC | 1 | 10 | 10 | 1 | 167.88
61305680904 | FZ2RPU1U1ONM043 | OM4 2f 2mm PC OFNP LC Uniboot /LC Uniboo | OM4 duplex fiber patch cord with a 2.0mm cable jacket. Plenum rated, features LC Uniboot pull-boot connectors, and has Optimized insertion loss, 043 meters in length | PC | 1 | 10 | 10 | 1 | 170.72
61305680905 | FZ2RPU1U1ONM044 | OM4 2f 2mm PC OFNP LC Uniboot /LC Uniboo | OM4 duplex fiber patch cord with a 2.0mm cable jacket. Plenum rated, features LC Uniboot pull-boot connectors, and has Optimized insertion loss, 044 meters in length | PC | 1 | 10 | 10 | 1 | 173.56
61305680906 | FZ2RPU1U1ONM045 | OM4 2f 2mm PC OFNP LC Uniboot /LC Uniboo | OM4 duplex fiber patch cord with a 2.0mm cable jacket. Plenum rated, features LC Uniboot pull-boot connectors, and has Optimized insertion loss, 045 meters in length | PC | 1 | 10 | 10 | 1 | 176.4
61305680907 | FZ2RPU1U1ONM046 | OM4 2f 2mm PC OFNP LC Uniboot /LC Uniboo | OM4 duplex fiber patch cord with a 2.0mm cable jacket. Plenum rated, features LC Uniboot pull-boot connectors, and has Optimized insertion loss, 046 meters in length | PC | 1 | 10 | 10 | 1 | 179.24
61305680908 | FZ2RPU1U1ONM047 | OM4 2f 2mm PC OFNP LC Uniboot /LC Uniboo | OM4 duplex fiber patch cord with a 2.0mm cable jacket. Plenum rated, features LC Uniboot pull-boot connectors, and has Optimized insertion loss, 047 meters in length | PC | 1 | 10 | 10 | 1 | 182.08
61305680909 | FZ2RPU1U1ONM048 | OM4 2f 2mm PC OFNP LC Uniboot /LC Uniboo | OM4 duplex fiber patch cord with a 2.0mm cable jacket. Plenum rated, features LC Uniboot pull-boot connectors, and has Optimized insertion loss, 048 meters in length | PC | 1 | 10 | 10 | 1 | 184.92
61305680910 | FZ2RPU1U1ONM049 | OM4 2f 2mm PC OFNP LC Uniboot /LC Uniboo | OM4 duplex fiber patch cord with a 2.0mm cable jacket. Plenum rated, features LC Uniboot pull-boot connectors, and has Optimized insertion loss, 049 meters in length | PC | 1 | 10 | 10 | 1 | 187.76
61305680911 | FZ2RPU1U1ONM050 | OM4 2f 2mm PC OFNP LC Uniboot /LC Uniboo | OM4 duplex fiber patch cord with a 2.0mm cable jacket. Plenum rated, features LC Uniboot pull-boot connectors, and has Optimized insertion loss, 050 meters in length | PC | 1 | 10 | 10 | 1 | 190.6
61305680557 | FZ2RPU1U1ONM1.5 | OM4 2f 2mm PC OFNP LC Uniboot /LC Uniboo | OM4 duplex fiber patch cord with a 2.0mm cable jacket. Plenum rated, features LC Uniboot pull-boot connectors, and has Optimized insertion loss, 1.5 meters in length | PC | 1 | 10 | 10 | 1 | 52.86
61305680558 | FZ2RPU1U1ONM2.5 | OM4 2f 2mm PC OFNP LC Uniboot /LC Uniboo | OM4 duplex fiber patch cord with a 2.0mm cable jacket. Plenum rated, features LC Uniboot pull-boot connectors, and has Optimized insertion loss, 2.5 meters in length | PC | 1 | 10 | 10 | 1 | 55.7
61305680551 | FZ2RPU1U1ONM3.5 | OM4 2f 2mm PC OFNP LC Uniboot /LC Uniboo | OM4 duplex fiber patch cord with a 2.0mm cable jacket. Plenum rated, features LC Uniboot pull-boot connectors, and has Optimized insertion loss, 3.5 meters in length | PC | 1 | 10 | 10 | 1 | 58.54
61305680622 | FZ2RPU1U1ONM4.5 | OM4 2f 2mm PC OFNP LC Uniboot /LC Uniboo | OM4 duplex fiber patch cord with a 2.0mm cable jacket. Plenum rated, features LC Uniboot pull-boot connectors, and has Optimized insertion loss, 4.5 meters in length | PC | 1 | 10 | 10 | 1 | 61.38
61305680623 | FZ2RPU1U1ONM5.5 | OM4 2f 2mm PC OFNP LC Uniboot /LC Uniboo | OM4 duplex fiber patch cord with a 2.0mm cable jacket. Plenum rated, features LC Uniboot pull-boot connectors, and has Optimized insertion loss, 5.5 meters in length | PC | 1 | 10 | 10 | 1 | 64.22
61305680552 | FZ2RPU1U1ONM6.5 | OM4 2f 2mm PC OFNP LC Uniboot /LC Uniboo | OM4 duplex fiber patch cord with a 2.0mm cable jacket. Plenum rated, features LC Uniboot pull-boot connectors, and has Optimized insertion loss, 6.5 meters in length | PC | 1 | 10 | 10 | 1 | 67.06
61305680687 | FZ2RPU1U1ONM7.5 | OM4 2f 2mm PC OFNP LC Uniboot /LC Uniboo | OM4 duplex fiber patch cord with a 2.0mm cable jacket. Plenum rated, features LC Uniboot pull-boot connectors, and has Optimized insertion loss, 7.5 meters in length | PC | 1 | 10 | 10 | 1 | 69.9
61305680553 | FZ2RPU1U1ONM8.5 | OM4 2f 2mm PC OFNP LC Uniboot /LC Uniboo | OM4 duplex fiber patch cord with a 2.0mm cable jacket. Plenum rated, features LC Uniboot pull-boot connectors, and has Optimized insertion loss, 8.5 meters in length | PC | 1 | 10 | 10 | 1 | 72.74
61305680725 | FZ2RPU1U1ONM9.5 | OM4 2f 2mm PC OFNP LC Uniboot /LC Uniboo | OM4 duplex fiber patch cord with a 2.0mm cable jacket. Plenum rated, features LC Uniboot pull-boot connectors, and has Optimized insertion loss, 9.5 meters in length | PC | 1 | 10 | 10 | 1 | 75.58
61305679199 | FZ2RPZNZNNNF001 | OM4 2f 2mm PC OFNP CS connector/CS Conne | OM4 2f 2mm PC OFNP CS connector/CS Connector Standard Polarity Ult IL 1f | PC | 1 | 10 | 1 | 1 | 59.1
61305679200 | FZ2RPZNZNNNF002 | OM4 2f 2mm PC OFNP CS connector/CS Conne | OM4 2f 2mm PC OFNP CS connector/CS Connector Standard Polarity Ult IL 2f | PC | 1 | 10 | 1 | 1 | 59.98
61305679201 | FZ2RPZNZNNNF003 | OM4 2f 2mm PC OFNP CS connector/CS Conne | OM4 2f 2mm PC OFNP CS connector/CS Connector Standard Polarity Ult IL 3f | PC | 1 | 10 | 1 | 1 | 60.84
61305679202 | FZ2RPZNZNNNF004 | OM4 2f 2mm PC OFNP CS connector/CS Conne | OM4 2f 2mm PC OFNP CS connector/CS Connector Standard Polarity Ult IL 4f | PC | 1 | 10 | 1 | 1 | 61.7
61305679203 | FZ2RPZNZNNNF005 | OM4 2f 2mm PC OFNP CS connector/CS Conne | OM4 2f 2mm PC OFNP CS connector/CS Connector Standard Polarity Ult IL 5f | PC | 1 | 10 | 1 | 1 | 62.56
61305679204 | FZ2RPZNZNNNF006 | OM4 2f 2mm PC OFNP CS connector/CS Conne | OM4 2f 2mm PC OFNP CS connector/CS Connector Standard Polarity Ult IL 6f | PC | 1 | 10 | 1 | 1 | 63.44
61305679205 | FZ2RPZNZNNNF007 | OM4 2f 2mm PC OFNP CS connector/CS Conne | OM4 2f 2mm PC OFNP CS connector/CS Connector Standard Polarity Ult IL 7f | PC | 1 | 10 | 1 | 1 | 64.3
61305679206 | FZ2RPZNZNNNF008 | OM4 2f 2mm PC OFNP CS connector/CS Conne | OM4 2f 2mm PC OFNP CS connector/CS Connector Standard Polarity Ult IL 8f | PC | 1 | 10 | 1 | 1 | 65.16
61305679207 | FZ2RPZNZNNNF009 | OM4 2f 2mm PC OFNP CS connector/CS Conne | OM4 2f 2mm PC OFNP CS connector/CS Connector Standard Polarity Ult IL 9f | PC | 1 | 10 | 1 | 1 | 66.04
61305679208 | FZ2RPZNZNNNF010 | OM4 2f 2mm PC OFNP CS connector/CS Conne | OM4 2f 2mm PC OFNP CS connector/CS Connector Standard Polarity Ult IL 10f | PC | 1 | 10 | 1 | 1 | 66.9
61305679209 | FZ2RPZNZNNNF011 | OM4 2f 2mm PC OFNP CS connector/CS Conne | OM4 2f 2mm PC OFNP CS connector/CS Connector Standard Polarity Ult IL 11f | PC | 1 | 10 | 1 | 1 | 67.76
61305679210 | FZ2RPZNZNNNF012 | OM4 2f 2mm PC OFNP CS connector/CS Conne | OM4 2f 2mm PC OFNP CS connector/CS Connector Standard Polarity Ult IL 12f | PC | 1 | 10 | 1 | 1 | 68.62
61305679211 | FZ2RPZNZNNNF013 | OM4 2f 2mm PC OFNP CS connector/CS Conne | OM4 2f 2mm PC OFNP CS connector/CS Connector Standard Polarity Ult IL 13f | PC | 1 | 10 | 1 | 1 | 69.5
61305679212 | FZ2RPZNZNNNF014 | OM4 2f 2mm PC OFNP CS connector/CS Conne | OM4 2f 2mm PC OFNP CS connector/CS Connector Standard Polarity Ult IL 14f | PC | 1 | 10 | 1 | 1 | 70.36
61305679213 | FZ2RPZNZNNNF015 | OM4 2f 2mm PC OFNP CS connector/CS Conne | OM4 2f 2mm PC OFNP CS connector/CS Connector Standard Polarity Ult IL 15f | PC | 1 | 10 | 1 | 1 | 71.22
61305679214 | FZ2RPZNZNNNF016 | OM4 2f 2mm PC OFNP CS connector/CS Conne | OM4 2f 2mm PC OFNP CS connector/CS Connector Standard Polarity Ult IL 16f | PC | 1 | 10 | 1 | 1 | 72.08
61305679215 | FZ2RPZNZNNNF017 | OM4 2f 2mm PC OFNP CS connector/CS Conne | OM4 2f 2mm PC OFNP CS connector/CS Connector Standard Polarity Ult IL 17f | PC | 1 | 10 | 1 | 1 | 72.96
61305679216 | FZ2RPZNZNNNF018 | OM4 2f 2mm PC OFNP CS connector/CS Conne | OM4 2f 2mm PC OFNP CS connector/CS Connector Standard Polarity Ult IL 18f | PC | 1 | 10 | 1 | 1 | 73.82
61305679217 | FZ2RPZNZNNNF019 | OM4 2f 2mm PC OFNP CS connector/CS Conne | OM4 2f 2mm PC OFNP CS connector/CS Connector Standard Polarity Ult IL 19f | PC | 1 | 10 | 1 | 1 | 74.68
61305679218 | FZ2RPZNZNNNF020 | OM4 2f 2mm PC OFNP CS connector/CS Conne | OM4 2f 2mm PC OFNP CS connector/CS Connector Standard Polarity Ult IL 20f | PC | 1 | 10 | 1 | 1 | 75.56
61305679219 | FZ2RPZNZNNNF021 | OM4 2f 2mm PC OFNP CS connector/CS Conne | OM4 2f 2mm PC OFNP CS connector/CS Connector Standard Polarity Ult IL 21f | PC | 1 | 10 | 1 | 1 | 76.42
61305679220 | FZ2RPZNZNNNF022 | OM4 2f 2mm PC OFNP CS connector/CS Conne | OM4 2f 2mm PC OFNP CS connector/CS Connector Standard Polarity Ult IL 22f | PC | 1 | 10 | 1 | 1 | 77.28
61305679221 | FZ2RPZNZNNNF023 | OM4 2f 2mm PC OFNP CS connector/CS Conne | OM4 2f 2mm PC OFNP CS connector/CS Connector Standard Polarity Ult IL 23f | PC | 1 | 10 | 1 | 1 | 78.14
61305679222 | FZ2RPZNZNNNF024 | OM4 2f 2mm PC OFNP CS connector/CS Conne | OM4 2f 2mm PC OFNP CS connector/CS Connector Standard Polarity Ult IL 24f | PC | 1 | 10 | 1 | 1 | 79.02
61305679223 | FZ2RPZNZNNNF025 | OM4 2f 2mm PC OFNP CS connector/CS Conne | OM4 2f 2mm PC OFNP CS connector/CS Connector Standard Polarity Ult IL 25f | PC | 1 | 10 | 1 | 1 | 79.88
61305679114 | FZ2RPZNZNONF001 | OM4 2f 2mm PC OFNP CS connector/CS Conne | OM4 2f 2mm PC OFNP CS connector/CS Connector Standard Polarity Opt IL 1f | PC | 1 | 10 | 1 | 1 | 55.1
61305679115 | FZ2RPZNZNONF002 | OM4 2f 2mm PC OFNP CS connector/CS Conne | OM4 2f 2mm PC OFNP CS connector/CS Connector Standard Polarity Opt IL 2f | PC | 1 | 10 | 1 | 1 | 55.98
61305679116 | FZ2RPZNZNONF003 | OM4 2f 2mm PC OFNP CS connector/CS Conne | OM4 2f 2mm PC OFNP CS connector/CS Connector Standard Polarity Opt IL 3f | PC | 1 | 10 | 1 | 1 | 56.84
61305679117 | FZ2RPZNZNONF004 | OM4 2f 2mm PC OFNP CS connector/CS Conne | OM4 2f 2mm PC OFNP CS connector/CS Connector Standard Polarity Opt IL 4f | PC | 1 | 10 | 1 | 1 | 57.7
61305679118 | FZ2RPZNZNONF005 | OM4 2f 2mm PC OFNP CS connector/CS Conne | OM4 2f 2mm PC OFNP CS connector/CS Connector Standard Polarity Opt IL 5f | PC | 1 | 10 | 1 | 1 | 58.56
61305679119 | FZ2RPZNZNONF006 | OM4 2f 2mm PC OFNP CS connector/CS Conne | OM4 2f 2mm PC OFNP CS connector/CS Connector Standard Polarity Opt IL 6f | PC | 1 | 10 | 1 | 1 | 59.44
61305679120 | FZ2RPZNZNONF007 | OM4 2f 2mm PC OFNP CS connector/CS Conne | OM4 2f 2mm PC OFNP CS connector/CS Connector Standard Polarity Opt IL 7f | PC | 1 | 10 | 1 | 1 | 60.3
61305679121 | FZ2RPZNZNONF008 | OM4 2f 2mm PC OFNP CS connector/CS Conne | OM4 2f 2mm PC OFNP CS connector/CS Connector Standard Polarity Opt IL 8f | PC | 1 | 10 | 1 | 1 | 61.16
61305679122 | FZ2RPZNZNONF009 | OM4 2f 2mm PC OFNP CS connector/CS Conne | OM4 2f 2mm PC OFNP CS connector/CS Connector Standard Polarity Opt IL 9f | PC | 1 | 10 | 1 | 1 | 62.04
61305679123 | FZ2RPZNZNONF010 | OM4 2f 2mm PC OFNP CS connector/CS Conne | OM4 2f 2mm PC OFNP CS connector/CS Connector Standard Polarity Opt IL 10f | PC | 1 | 10 | 1 | 1 | 62.9
61305679124 | FZ2RPZNZNONF011 | OM4 2f 2mm PC OFNP CS connector/CS Conne | OM4 2f 2mm PC OFNP CS connector/CS Connector Standard Polarity Opt IL 11f | PC | 1 | 10 | 1 | 1 | 63.76
61305679125 | FZ2RPZNZNONF012 | OM4 2f 2mm PC OFNP CS connector/CS Conne | OM4 2f 2mm PC OFNP CS connector/CS Connector Standard Polarity Opt IL 12f | PC | 1 | 10 | 1 | 1 | 64.62
61305679126 | FZ2RPZNZNONF013 | OM4 2f 2mm PC OFNP CS connector/CS Conne | OM4 2f 2mm PC OFNP CS connector/CS Connector Standard Polarity Opt IL 13f | PC | 1 | 10 | 1 | 1 | 65.5
61305679127 | FZ2RPZNZNONF014 | OM4 2f 2mm PC OFNP CS connector/CS Conne | OM4 2f 2mm PC OFNP CS connector/CS Connector Standard Polarity Opt IL 14f | PC | 1 | 10 | 1 | 1 | 66.36
61305679128 | FZ2RPZNZNONF015 | OM4 2f 2mm PC OFNP CS connector/CS Conne | OM4 2f 2mm PC OFNP CS connector/CS Connector Standard Polarity Opt IL 15f | PC | 1 | 10 | 1 | 1 | 67.22
61305679129 | FZ2RPZNZNONF016 | OM4 2f 2mm PC OFNP CS connector/CS Conne | OM4 2f 2mm PC OFNP CS connector/CS Connector Standard Polarity Opt IL 16f | PC | 1 | 10 | 1 | 1 | 68.08
61305679130 | FZ2RPZNZNONF017 | OM4 2f 2mm PC OFNP CS connector/CS Conne | OM4 2f 2mm PC OFNP CS connector/CS Connector Standard Polarity Opt IL 17f | PC | 1 | 10 | 1 | 1 | 68.96
61305679131 | FZ2RPZNZNONF018 | OM4 2f 2mm PC OFNP CS connector/CS Conne | OM4 2f 2mm PC OFNP CS connector/CS Connector Standard Polarity Opt IL 18f | PC | 1 | 10 | 1 | 1 | 69.82
61305679132 | FZ2RPZNZNONF019 | OM4 2f 2mm PC OFNP CS connector/CS Conne | OM4 2f 2mm PC OFNP CS connector/CS Connector Standard Polarity Opt IL 19f | PC | 1 | 10 | 1 | 1 | 70.68
61305679133 | FZ2RPZNZNONF020 | OM4 2f 2mm PC OFNP CS connector/CS Conne | OM4 2f 2mm PC OFNP CS connector/CS Connector Standard Polarity Opt IL 20f | PC | 1 | 10 | 1 | 1 | 71.56
61305679134 | FZ2RPZNZNONF021 | OM4 2f 2mm PC OFNP CS connector/CS Conne | OM4 2f 2mm PC OFNP CS connector/CS Connector Standard Polarity Opt IL 21f | PC | 1 | 10 | 1 | 1 | 72.42
61305679135 | FZ2RPZNZNONF022 | OM4 2f 2mm PC OFNP CS connector/CS Conne | OM4 2f 2mm PC OFNP CS connector/CS Connector Standard Polarity Opt IL 22f | PC | 1 | 10 | 1 | 1 | 73.28
61305679136 | FZ2RPZNZNONF023 | OM4 2f 2mm PC OFNP CS connector/CS Conne | OM4 2f 2mm PC OFNP CS connector/CS Connector Standard Polarity Opt IL 23f | PC | 1 | 10 | 1 | 1 | 74.14
61305679137 | FZ2RPZNZNONF024 | OM4 2f 2mm PC OFNP CS connector/CS Conne | OM4 2f 2mm PC OFNP CS connector/CS Connector Standard Polarity Opt IL 24f | PC | 1 | 10 | 1 | 1 | 75.02
61305679138 | FZ2RPZNZNONF025 | OM4 2f 2mm PC OFNP CS connector/CS Conne | OM4 2f 2mm PC OFNP CS connector/CS Connector Standard Polarity Opt IL 25f | PC | 1 | 10 | 1 | 1 | 75.88
61305679139 | FZ2RPZNZNONM0.5 | OM4 2f 2mm PC OFNP CS Connector/CS Conne | OM4 2f 2mm PC OFNP CS Connector/CS Connector Standard Polarity Opt IL 0.5m | PC | 1 | 10 | 1 | 1 | 55.66
61305679149 | FZ2RPZNZNONM001 | OM4 2f 2mm PC OFNP CS Connector/CS Conne | OM4 2f 2mm PC OFNP CS Connector/CS Connector Standard Polarity Opt IL 1m | PC | 1 | 10 | 1 | 1 | 57.08
61305679150 | FZ2RPZNZNONM002 | OM4 2f 2mm PC OFNP CS Connector/CS Conne | OM4 2f 2mm PC OFNP CS Connector/CS Connector Standard Polarity Opt IL 2m | PC | 1 | 10 | 1 | 1 | 59.92
61305679151 | FZ2RPZNZNONM003 | OM4 2f 2mm PC OFNP CS Connector/CS Conne | OM4 2f 2mm PC OFNP CS Connector/CS Connector Standard Polarity Opt IL 3m | PC | 1 | 10 | 1 | 1 | 62.76
61305679152 | FZ2RPZNZNONM004 | OM4 2f 2mm PC OFNP CS Connector/CS Conne | OM4 2f 2mm PC OFNP CS Connector/CS Connector Standard Polarity Opt IL 4m | PC | 1 | 10 | 1 | 1 | 65.6
61305679153 | FZ2RPZNZNONM005 | OM4 2f 2mm PC OFNP CS Connector/CS Conne | OM4 2f 2mm PC OFNP CS Connector/CS Connector Standard Polarity Opt IL 5m | PC | 1 | 10 | 1 | 1 | 68.44
61305679154 | FZ2RPZNZNONM006 | OM4 2f 2mm PC OFNP CS Connector/CS Conne | OM4 2f 2mm PC OFNP CS Connector/CS Connector Standard Polarity Opt IL 6m | PC | 1 | 10 | 1 | 1 | 71.28
61305679155 | FZ2RPZNZNONM007 | OM4 2f 2mm PC OFNP CS Connector/CS Conne | OM4 2f 2mm PC OFNP CS Connector/CS Connector Standard Polarity Opt IL 7m | PC | 1 | 10 | 1 | 1 | 74.12
61305679156 | FZ2RPZNZNONM008 | OM4 2f 2mm PC OFNP CS Connector/CS Conne | OM4 2f 2mm PC OFNP CS Connector/CS Connector Standard Polarity Opt IL 8m | PC | 1 | 10 | 1 | 1 | 76.96
61305679157 | FZ2RPZNZNONM009 | OM4 2f 2mm PC OFNP CS Connector/CS Conne | OM4 2f 2mm PC OFNP CS Connector/CS Connector Standard Polarity Opt IL 9m | PC | 1 | 10 | 1 | 1 | 79.8
61305679158 | FZ2RPZNZNONM010 | OM4 2f 2mm PC OFNP CS Connector/CS Conne | OM4 2f 2mm PC OFNP CS Connector/CS Connector Standard Polarity Opt IL 10m | PC | 1 | 10 | 1 | 1 | 82.64
61305679159 | FZ2RPZNZNONM011 | OM4 2f 2mm PC OFNP CS Connector/CS Conne | OM4 2f 2mm PC OFNP CS Connector/CS Connector Standard Polarity Opt IL 11m | PC | 1 | 1 | 1 | 1 | 85.48
61305679160 | FZ2RPZNZNONM012 | OM4 2f 2mm PC OFNP CS Connector/CS Conne | OM4 2f 2mm PC OFNP CS Connector/CS Connector Standard Polarity Opt IL 12m | PC | 1 | 1 | 1 | 1 | 88.32
61305679161 | FZ2RPZNZNONM013 | OM4 2f 2mm PC OFNP CS Connector/CS Conne | OM4 2f 2mm PC OFNP CS Connector/CS Connector Standard Polarity Opt IL 13m | PC | 1 | 1 | 1 | 1 | 91.16
61305679162 | FZ2RPZNZNONM014 | OM4 2f 2mm PC OFNP CS Connector/CS Conne | OM4 2f 2mm PC OFNP CS Connector/CS Connector Standard Polarity Opt IL 14m | PC | 1 | 1 | 1 | 1 | 94
61305679163 | FZ2RPZNZNONM015 | OM4 2f 2mm PC OFNP CS Connector/CS Conne | OM4 2f 2mm PC OFNP CS Connector/CS Connector Standard Polarity Opt IL 15m | PC | 1 | 10 | 1 | 1 | 96.84
61305679164 | FZ2RPZNZNONM016 | OM4 2f 2mm PC OFNP CS Connector/CS Conne | OM4 2f 2mm PC OFNP CS Connector/CS Connector Standard Polarity Opt IL 16m | PC | 1 | 1 | 1 | 1 | 99.68
61305679165 | FZ2RPZNZNONM017 | OM4 2f 2mm PC OFNP CS Connector/CS Conne | OM4 2f 2mm PC OFNP CS Connector/CS Connector Standard Polarity Opt IL 17m | PC | 1 | 1 | 1 | 1 | 102.52
61305679166 | FZ2RPZNZNONM018 | OM4 2f 2mm PC OFNP CS Connector/CS Conne | OM4 2f 2mm PC OFNP CS Connector/CS Connector Standard Polarity Opt IL 18m | PC | 1 | 1 | 1 | 1 | 105.36
61305679167 | FZ2RPZNZNONM019 | OM4 2f 2mm PC OFNP CS Connector/CS Conne | OM4 2f 2mm PC OFNP CS Connector/CS Connector Standard Polarity Opt IL 19m | PC | 1 | 1 | 1 | 1 | 108.2
61305679168 | FZ2RPZNZNONM020 | OM4 2f 2mm PC OFNP CS Connector/CS Conne | OM4 2f 2mm PC OFNP CS Connector/CS Connector Standard Polarity Opt IL 20m | PC | 1 | 10 | 1 | 1 | 111.04
61305679169 | FZ2RPZNZNONM021 | OM4 2f 2mm PC OFNP CS Connector/CS Conne | OM4 2f 2mm PC OFNP CS Connector/CS Connector Standard Polarity Opt IL 21m | PC | 1 | 1 | 1 | 1 | 113.88
61305679170 | FZ2RPZNZNONM022 | OM4 2f 2mm PC OFNP CS Connector/CS Conne | OM4 2f 2mm PC OFNP CS Connector/CS Connector Standard Polarity Opt IL 22m | PC | 1 | 1 | 1 | 1 | 116.72
61305679171 | FZ2RPZNZNONM023 | OM4 2f 2mm PC OFNP CS Connector/CS Conne | OM4 2f 2mm PC OFNP CS Connector/CS Connector Standard Polarity Opt IL 23m | PC | 1 | 1 | 1 | 1 | 119.56
61305679172 | FZ2RPZNZNONM024 | OM4 2f 2mm PC OFNP CS Connector/CS Conne | OM4 2f 2mm PC OFNP CS Connector/CS Connector Standard Polarity Opt IL 24m | PC | 1 | 1 | 1 | 1 | 122.4
61305679173 | FZ2RPZNZNONM025 | OM4 2f 2mm PC OFNP CS Connector/CS Conne | OM4 2f 2mm PC OFNP CS Connector/CS Connector Standard Polarity Opt IL 25m | PC | 1 | 10 | 1 | 1 | 125.24
61305679174 | FZ2RPZNZNONM026 | OM4 2f 2mm PC OFNP CS Connector/CS Conne | OM4 2f 2mm PC OFNP CS Connector/CS Connector Standard Polarity Opt IL 26m | PC | 1 | 1 | 1 | 1 | 128.08
61305679175 | FZ2RPZNZNONM027 | OM4 2f 2mm PC OFNP CS Connector/CS Conne | OM4 2f 2mm PC OFNP CS Connector/CS Connector Standard Polarity Opt IL 27m | PC | 1 | 1 | 1 | 1 | 130.92
61305679176 | FZ2RPZNZNONM028 | OM4 2f 2mm PC OFNP CS Connector/CS Conne | OM4 2f 2mm PC OFNP CS Connector/CS Connector Standard Polarity Opt IL 28m | PC | 1 | 1 | 1 | 1 | 133.76
61305679177 | FZ2RPZNZNONM029 | OM4 2f 2mm PC OFNP CS Connector/CS Conne | OM4 2f 2mm PC OFNP CS Connector/CS Connector Standard Polarity Opt IL 29m | PC | 1 | 1 | 1 | 1 | 136.6
61305679178 | FZ2RPZNZNONM030 | OM4 2f 2mm PC OFNP CS Connector/CS Conne | OM4 2f 2mm PC OFNP CS Connector/CS Connector Standard Polarity Opt IL 30m | PC | 1 | 10 | 1 | 1 | 139.44
61305679179 | FZ2RPZNZNONM031 | OM4 2f 2mm PC OFNP CS Connector/CS Conne | OM4 2f 2mm PC OFNP CS Connector/CS Connector Standard Polarity Opt IL 31m | PC | 1 | 1 | 1 | 1 | 142.28
61305679180 | FZ2RPZNZNONM032 | OM4 2f 2mm PC OFNP CS Connector/CS Conne | OM4 2f 2mm PC OFNP CS Connector/CS Connector Standard Polarity Opt IL 32m | PC | 1 | 1 | 1 | 1 | 145.12
61305679181 | FZ2RPZNZNONM033 | OM4 2f 2mm PC OFNP CS Connector/CS Conne | OM4 2f 2mm PC OFNP CS Connector/CS Connector Standard Polarity Opt IL 33m | PC | 1 | 1 | 1 | 1 | 147.96
61305679182 | FZ2RPZNZNONM034 | OM4 2f 2mm PC OFNP CS Connector/CS Conne | OM4 2f 2mm PC OFNP CS Connector/CS Connector Standard Polarity Opt IL 34m | PC | 1 | 1 | 1 | 1 | 150.8
61305679183 | FZ2RPZNZNONM035 | OM4 2f 2mm PC OFNP CS Connector/CS Conne | OM4 2f 2mm PC OFNP CS Connector/CS Connector Standard Polarity Opt IL 35m | PC | 1 | 1 | 1 | 1 | 153.64
61305679184 | FZ2RPZNZNONM036 | OM4 2f 2mm PC OFNP CS Connector/CS Conne | OM4 2f 2mm PC OFNP CS Connector/CS Connector Standard Polarity Opt IL 36m | PC | 1 | 1 | 1 | 1 | 156.48
61305679185 | FZ2RPZNZNONM037 | OM4 2f 2mm PC OFNP CS Connector/CS Conne | OM4 2f 2mm PC OFNP CS Connector/CS Connector Standard Polarity Opt IL 37m | PC | 1 | 1 | 1 | 1 | 159.32
61305679186 | FZ2RPZNZNONM038 | OM4 2f 2mm PC OFNP CS Connector/CS Conne | OM4 2f 2mm PC OFNP CS Connector/CS Connector Standard Polarity Opt IL 38m | PC | 1 | 1 | 1 | 1 | 162.16
61305679187 | FZ2RPZNZNONM039 | OM4 2f 2mm PC OFNP CS Connector/CS Conne | OM4 2f 2mm PC OFNP CS Connector/CS Connector Standard Polarity Opt IL 39m | PC | 1 | 1 | 1 | 1 | 165
61305679188 | FZ2RPZNZNONM040 | OM4 2f 2mm PC OFNP CS Connector/CS Conne | OM4 2f 2mm PC OFNP CS Connector/CS Connector Standard Polarity Opt IL 40m | PC | 1 | 1 | 1 | 1 | 167.84
61305679189 | FZ2RPZNZNONM041 | OM4 2f 2mm PC OFNP CS Connector/CS Conne | OM4 2f 2mm PC OFNP CS Connector/CS Connector Standard Polarity Opt IL 41m | PC | 1 | 1 | 1 | 1 | 170.68
61305679190 | FZ2RPZNZNONM042 | OM4 2f 2mm PC OFNP CS Connector/CS Conne | OM4 2f 2mm PC OFNP CS Connector/CS Connector Standard Polarity Opt IL 42m | PC | 1 | 1 | 1 | 1 | 173.52
61305679191 | FZ2RPZNZNONM043 | OM4 2f 2mm PC OFNP CS Connector/CS Conne | OM4 2f 2mm PC OFNP CS Connector/CS Connector Standard Polarity Opt IL 43m | PC | 1 | 1 | 1 | 1 | 176.36
61305679192 | FZ2RPZNZNONM044 | OM4 2f 2mm PC OFNP CS Connector/CS Conne | OM4 2f 2mm PC OFNP CS Connector/CS Connector Standard Polarity Opt IL 44m | PC | 1 | 1 | 1 | 1 | 179.2
61305679193 | FZ2RPZNZNONM045 | OM4 2f 2mm PC OFNP CS Connector/CS Conne | OM4 2f 2mm PC OFNP CS Connector/CS Connector Standard Polarity Opt IL 45m | PC | 1 | 1 | 1 | 1 | 182.04
61305679194 | FZ2RPZNZNONM046 | OM4 2f 2mm PC OFNP CS Connector/CS Conne | OM4 2f 2mm PC OFNP CS Connector/CS Connector Standard Polarity Opt IL 46m | PC | 1 | 1 | 1 | 1 | 184.88
61305679195 | FZ2RPZNZNONM047 | OM4 2f 2mm PC OFNP CS Connector/CS Conne | OM4 2f 2mm PC OFNP CS Connector/CS Connector Standard Polarity Opt IL 47m | PC | 1 | 1 | 1 | 1 | 187.72
61305679196 | FZ2RPZNZNONM048 | OM4 2f 2mm PC OFNP CS Connector/CS Conne | OM4 2f 2mm PC OFNP CS Connector/CS Connector Standard Polarity Opt IL 48m | PC | 1 | 1 | 1 | 1 | 190.56
61305679197 | FZ2RPZNZNONM049 | OM4 2f 2mm PC OFNP CS Connector/CS Conne | OM4 2f 2mm PC OFNP CS Connector/CS Connector Standard Polarity Opt IL 49m | PC | 1 | 1 | 1 | 1 | 193.4
61305679198 | FZ2RPZNZNONM050 | OM4 2f 2mm PC OFNP CS Connector/CS Conne | OM4 2f 2mm PC OFNP CS Connector/CS Connector Standard Polarity Opt IL 50m | PC | 1 | 1 | 1 | 1 | 196.24
61305679140 | FZ2RPZNZNONM1.5 | OM4 2f 2mm PC OFNP CS Connector/CS Conne | OM4 2f 2mm PC OFNP CS Connector/CS Connector Standard Polarity Opt IL 1.5m | PC | 1 | 10 | 1 | 1 | 58.5
61305679141 | FZ2RPZNZNONM2.5 | OM4 2f 2mm PC OFNP CS Connector/CS Conne | OM4 2f 2mm PC OFNP CS Connector/CS Connector Standard Polarity Opt IL 2.5m | PC | 1 | 10 | 1 | 1 | 61.34
61305679142 | FZ2RPZNZNONM3.5 | OM4 2f 2mm PC OFNP CS Connector/CS Conne | OM4 2f 2mm PC OFNP CS Connector/CS Connector Standard Polarity Opt IL 3.5m | PC | 1 | 10 | 1 | 1 | 64.18
61305679143 | FZ2RPZNZNONM4.5 | OM4 2f 2mm PC OFNP CS Connector/CS Conne | OM4 2f 2mm PC OFNP CS Connector/CS Connector Standard Polarity Opt IL 4.5m | PC | 1 | 10 | 1 | 1 | 67.02
61305679144 | FZ2RPZNZNONM5.5 | OM4 2f 2mm PC OFNP CS Connector/CS Conne | OM4 2f 2mm PC OFNP CS Connector/CS Connector Standard Polarity Opt IL 5.5m | PC | 1 | 10 | 1 | 1 | 69.86
61305679145 | FZ2RPZNZNONM6.5 | OM4 2f 2mm PC OFNP CS Connector/CS Conne | OM4 2f 2mm PC OFNP CS Connector/CS Connector Standard Polarity Opt IL 6.5m | PC | 1 | 10 | 1 | 1 | 72.7
61305679146 | FZ2RPZNZNONM7.5 | OM4 2f 2mm PC OFNP CS Connector/CS Conne | OM4 2f 2mm PC OFNP CS Connector/CS Connector Standard Polarity Opt IL 7.5m | PC | 1 | 10 | 1 | 1 | 75.54
61305679147 | FZ2RPZNZNONM8.5 | OM4 2f 2mm PC OFNP CS Connector/CS Conne | OM4 2f 2mm PC OFNP CS Connector/CS Connector Standard Polarity Opt IL 8.5m | PC | 1 | 10 | 1 | 1 | 78.38
61305679148 | FZ2RPZNZNONM9.5 | OM4 2f 2mm PC OFNP CS Connector/CS Conne | OM4 2f 2mm PC OFNP CS Connector/CS Connector Standard Polarity Opt IL 9.5m | PC | 1 | 10 | 1 | 1 | 81.22
61305628718 | FZ6BN1NNNSZM001 | OM4 1-Fiber 900um Buffered Patchcord No |  | PC | 1 | 10 | 1 | 1 | 74.3
61305628720 | FZ6BN3NNNSZM001 | OM4 1-Fiber 900um Buffered Patchcord No |  | PC | 1 | 10 | 1 | 1 | 66.04
07498375973 | FZBA1.5X4 | FiberDuct,Adjustable Z Bracket,EA | The FiberRunner® Adjustable Z Bracket is used in a cable routing system to offset a FiberRunner® System from the mounting surface. The adjustable Z bracket adjusts from 1.5 inches (38mm) to 4 inches (101mm). It is typically used on an equipment rack. The | PC | 1 | 10 | 1 | 1 | 20.56
07498379057 | FZBLP | FiberDuct,LowProfile Z Bracket,EA | Bracket used to offset 2x2 or 4x4 Fiber-Duct™ System and hinged duct from the front face of an equipment rack. Bracket provides a secure mounting surface .67" (17mm) from the front of an equipment rack. | PC | 1 | 10 | 1 | 1 | 25.2
61305628733 | FZTBN1NNNSZM001 | OM4 1-Fiber 900um Buffered Patchcord No |  | PC | 1 | 10 | 1 | 1 | 148.6
61305628719 | FZTBN3NNNSZM001 | OM4 1-Fiber 900um Buffered Patchcord No |  | PC | 1 | 10 | 1 | 1 | 132.08
07498383832 | GCTC3S-X0 | GrommetCinchTie,12L,BL,PK10 | Cinch™ hook & loop cinch cable tie, center mount grommet, 12.0 (305mm)length, .85 (21.6mm) width, nylon hook & loop, brass grommet, nylon ring, black. | C | 100 | 100 | 10 | 1 | 213.56
07498385529 | GCTE2S-X0 | GrommetCinchTie,10.5L,BL,PK10 | Cinch™ hook & loop cinch cable tie, center mount grommet, 10.5 (267mm) length, nylon hook & loop, brass grommet, nylon ring, black. | C | 100 | 50 | 10 | 1 | 282.6
07498375681 | GPB24-X | 24Port,PD,Bases,Cat6,PK10 | The Cat 6 24-port punchdown base is ideal for use in cross-connect and consolidation point applications. The sturdy one-piece design includes multiple mounting holes. It features highly visible color-coded wiring slots for easy wiring and is made of polyc | PC | 1 | 10 | 10 | 1 | 37.1
07498305329 | GPCB4-CY | 4 Pair Connecting Block, Cat 6,PK100 | This Cat 6 punchdown connecting block can be terminated with single or multiple position punchdown tool. The optional 4-pair retaining clip (GPRC4) provides additional conductor retention and minimizes errors during moves, adds, and changes. This includes | PC | 1 | 100 | 100 | 1 | 1.92
07498385412 | H2X2YL6 | FR,Channel,HSlottedWall,2x2,YL,6Ft | Used to carry the cables vertically to the front or the back of equipment racks throughout the system. Accepts hinged cover HC2YL6. Extra supports required when used in horizontal applications. Use QuikLock™ Coupler FBC2X2YL to attach channel and/or fitti | FT | 1 | 120 | 6 | 1 | 9.4
07498379058 | H4X4YL6 | Channel, Hinged, Slotted Wall, 4" x 4" ( | Used to carry the cables vertically to the front or the back of equipment racks throughout the system. Accepts hinged cover HC4YL6. Extra supports required when used in horizontal applications. Use QuikLock Coupler FBC4X4YL to attach channel and/or fittin | FT | 1 | 6 | 6 | 1 | 23.42
07498385418 | HC2YL6 | FR,Channel,Cover,HSnap-On,2x2,YL,6Ft | The cable channel cover is an optional snap-on for the hinged channel. The cable channel cover features a hinge that can open to 90° from either side of the channel and can be removed completely if desired. It comes in 6 feet in length. | FT | 1 | 120 | 6 | 1 | 2.78
07498379062 | HC4YL6 | Channel Cover, Hinged, Snap-On, 4" x 4" | Optional snap-on cover for hinged channel H4X4YL6. The innovative cover can hinge open to 90° from either side of the channel and be removed completely if desired. Base and covers sold separately. | FT | 1 | 6 | 6 | 1 | 8.34
07498309014 | HLB2S-C0 | H&LStackedStripTies,7L,.75W,BL,PK100 | The Tak-Ty® Hook and Loop Stacked Strip Cable Tie eliminates cutting ties to length and staging them for each job. The rounded edges are created for installer safety. The hook and loop stacked strip cable tie comes in packages of 100. | PK | 1 | 10 | 1 | 1 | 126.64
07498352338 | HLC3S-X0 | H&LTie,Cinch,12L,.75W,BL,PK10 | Tak-Ty® hook & loop cinch cable tie, 12.0 (305mm) length, .75 (19.1mm) width, nylon hook & loop, nylon cinch ring, black. | C | 100 | 100 | 10 | 1 | 245.37
07498362694 | HLM-15R0 | Hook & Loop Roll,15'L,.33W,Black,1RL | The Tak-Ty® Hook and Loop Cable Tie Roll is constructed of soft, premium material that is safe to use on high performance cables to protect against over-tensioning. The hook and loop cable tie is adjustable, releasable, and re-usable making it ideal for a | RL | 1 | 50 | 1 | 1 | 18.44
07498362701 | HLM-15R10 | Hook & Loop Roll,15'L,.33W,White,1RL | Tak-Ty® hook & loop miniature roll cable tie, 15' (4.6m) length, .33 (8.4mm) width, nylon loop, polyethylene hook, white. | RL | 1 | 5 | 1 | 1 | 19.56
61305673359 | HLM-15R15 | Hook & Loop Roll, 15' L(4.6m), .33W (8.4 | Tak-Ty hook & loop strip roll cable tie, 15' (4.6m) length, .33 (8.4mm) width, nylon loop, nylon hook, Lime Green. | RL | 1 | 1 | 1 | 1 | 25.45
61305673360 | HLM-15R16 | Hook & Loop Roll, 15' L(4.6m), .33W (8.4 | Tak-Ty hook & loop strip roll cable tie, 15' (4.6m) length, .33 (8.4mm) width, nylon loop, nylon hook, Aqua. | RL | 1 | 1 | 1 | 1 | 25.45
07498362695 | HLM-15R2 | Hook & Loop Roll,15'L,.33W,Red,1RL | Tak-Ty® hook & loop miniature roll cable tie, 15' (4.6m) length, .33 (8.4mm) width, nylon loop, polyethylene hook, red. | RL | 1 | 1 | 1 | 1 | 20.34
07498362697 | HLM-15R4 | Hook & Loop Roll,15'L,.33W,Yellow,1RL | The Tak-Ty® Hook and Loop Cable Tie Roll is constructed of soft, premium material that is safe to use on high performance cables to protect against over-tensioning. The hook and loop cable tie is adjustable, releasable, and re-usable making it ideal for a | RL | 1 | 20 | 1 | 1 | 20.34
07498362699 | HLM-15R6 | Hook & Loop Roll,15'L,.33W,Blue,1RL | The Tak-Ty® Hook and Loop Cable Tie Roll is constructed of soft, premium material that is safe to use on high performance cables to protect against over-tensioning. The hook and loop cable tie is adjustable, releasable, and re-usable making it ideal for a | RL | 1 | 5 | 1 | 1 | 19.56
07498352340 | HLS-15R0 | Hook & Loop Roll,15'L,.75W,Black,1RL | The Tak-Ty® Hook and Loop Cable Strip Tie is constructed of soft, premium material that is safe to use on high performance cables to protect against over-tensioning. The hook and loop cable tie is adjustable, releasable, and re-usable making it ideal for | RL | 1 | 1 | 1 | 1 | 25.07
07498354189 | HLS-15R10 | Hook & Loop Roll,15'L,.75W,White,1RL | The Tak-Ty® Hook and Loop Cable Strip Tie is constructed of soft, premium material that is safe to use on high performance cables to protect against over-tensioning. The hook and loop cable tie is adjustable, releasable, and re-usable making it ideal for | RL | 1 | 1 | 1 | 1 | 24.95
61305673361 | HLS-15R15 | Hook & Loop Roll, 15'L (4.6m), .75W (19. | Tak-Ty hook and loop strip roll cable tie, 15' (4.6m) length, .75 (19.1mm) width, nylon loop, nylon hook, Lime Green | RL | 1 | 1 | 1 | 1 | 28.82
61305673363 | HLS-15R16 | Hook & Loop Roll, 15'L (4.6m), .75W (19. | Tak-Ty hook and loop strip roll cable tie, 15' (4.6m) length, .75 (19.1mm) width, nylon loop, nylon hook, Aqua | RL | 1 | 1 | 1 | 1 | 28.82
07498354149 | HLS-15R2 | Hook & Loop Roll,15'L,.75W,Red,1RL | Tak-Ty® hook & loop strip roll cable tie, 15' (4.6m) length, .33 (8.4mm) width, nylon loop, polyethylene hook, red. | RL | 1 | 1 | 1 | 1 | 24.58
07498372446 | HLS-75R0 | Hook & Loop Roll,75'L,.75W,Black,1RL | The Tak-Ty® Hook and Loop Cable Strip Tie is constructed of soft, premium material that is safe to use on high performance cables to protect against over-tensioning. The hook and loop cable tie is adjustable, releasable, and re-usable making it ideal for | RL | 1 | 10 | 1 | 1 | 99.93
07498372454 | HLS-75R10 | Hook & Loop Roll,75'L,.75W,White,,1RL | Tak-Ty® hook & loop strip roll cable tie, 75' (22.9m) length, .75 (19.1mm) width, nylon loop, polyethylene hook, white. | RL | 1 | 10 | 1 | 1 | 116.33
61305673362 | HLS-75R15 | Hook & Loop Roll, 75'L (22.9m), .75W (19 | Tak-Ty hook & loop strip roll cable tie, 75' (22.9m) length, .75 (19.1mm) width, nylon loop, nylon hook, Lime Green | RL | 1 | 1 | 1 | 1 | 116.33
61305673364 | HLS-75R16 | Hook & Loop Roll, 75'L (22.9m), .75W (19 | Tak-Ty hook & loop strip roll cable tie, 75' (22.9m) length, .75 (19.1mm) width, nylon loop, nylon hook, Aqua | RL | 1 | 1 | 1 | 1 | 116.33
07498372447 | HLS-75R2 | Hook & Loop Roll,75'L,.75W,Red,1RL | Tak-Ty® hook & loop strip roll cable tie, 75' (22.9m) length, .75 (19.1mm) width, nylon loop, polyethylene hook, red. | RL | 1 | 1 | 1 | 1 | 116.33
07498372449 | HLS-75R4 | Hook & Loop Roll,75'L,.75W,Yellow,1RL | Tak-Ty® hook & loop strip roll cable tie, 75' (22.9m) length, .75 (19.1mm) width, nylon loop, polyethylene hook, yellow. | RL | 1 | 10 | 1 | 1 | 116.33
07498372451 | HLS-75R6 | Hook & Loop Roll,75'L,.75W,Blue,1RL | The Tak-Ty® Hook and Loop Cable Strip Tie is constructed of soft, premium material that is safe to use on high performance cables to protect against over-tensioning. The hook and loop cable tie is adjustable, releasable, and re-usable making it ideal for | RL | 1 | 10 | 1 | 1 | 116.33
07498375473 | HLSP1.5S-X0 | H&LTie,PlenumStrip,6L,.75W,Black,PK10 | Hook and Loop Cable Tie, UL Listed, Strip Style, 6.0, Standard Cross Section, Black. | C | 100 | 100 | 10 | 1 | 95.02
07498390420 | HLSP1.5S-X12 | H&LTie,PlenumStrip,6L,.75W,Maroon,PK10 | Hook and Loop Cable Tie, UL Listed, Strip Style, 6.0, Standard Cross Section. | C | 100 | 10 | 10 | 1 | 111.34
07498375474 | HLSP3S-X0 | H&LTie,PlenumStrip,12L,.75W,BL,PK10 | Hook & Loop Cable Tie, UL Listed, Strip Style, 12.0, Standard Cross Section. Black. | C | 100 | 100 | 10 | 1 | 300.83
07498390421 | HLSP3S-X12 | H&LTie,Plenum,12L,.75W,Maroon,PK10 | Hook & Loop Cable Tie, UL Listed, Strip Style, 12.0, Standard Cross Section. Maroon. | C | 100 | 30 | 10 | 1 | 300.83
07498375056 | HLSP5S-X0 | H&LTie,Plenum,18L,.75W,Black,PK10 | Hook & Loop Cable Tie, UL Listed, Strip Style, 18.0, Standard Cross Section. Black. | C | 100 | 100 | 10 | 1 | 375.98
07498390422 | HLSP5S-X12 | H&LTie,Plenum,18L,.75W,Maroon,PK10 | Hook & Loop Cable Tie, UL Listed, Strip Style, 18.0, Standard Cross Section. Maroon. | C | 100 | 10 | 10 | 1 | 375.98
07498363956 | HLT2I-M0 | H&LTie,Loop Style,8L,.5W,BL,PK1000 | Tak-Ty® hook & loop cable loop tie, 8.0 (203mm) length, .50 (12.7mm) width, nylon loop, polyethylene hook, black, 1000 pc. package quantity. | RL | 1 | 1 | 1 | 1 | 1291.85
07498352341 | HLT2I-X0 | H&LTie,Loop Style,8L,.5W,BL,PK10 | The Tak-Ty® Hook and Loop Cable Loop Tie has a slot allows for pre-wrapping of bundles. The loop tie is 8.0 inches L x 0.50 inches W (203.0mm x 12.7mm). | C | 100 | 500 | 10 | 1 | 131.76
07498354123 | HLT2I-X10 | H&LTie,Loop Style,8L,.5W,WHT,PK10 | Tak-Ty® hook & loop cable loop tie, 8.0 (203mm) length, .50 (12.7mm) width, nylon loop, polyethylene hook, white. | C | 100 | 30 | 10 | 1 | 142.1
61305673345 | HLT2I-X15 | Hook & Loop Tie, Loop Style, 8.0L (203mm | Tak-Ty hook & loop cable loop tie, 8.0 (203mm) length, .50 (12.7mm) width, nylon loop, nylon hook, Lime Green | C | 100 | 10 | 10 | 1 | 291.78
61305673346 | HLT2I-X16 | Hook & Loop Tie, Loop Style, 8.0L (203mm | Tak-Ty hook & loop cable loop tie, 8.0 (203mm) length, .50 (12.7mm) width, nylon loop, nylon hook, Aqua. | C | 100 | 10 | 10 | 1 | 291.78
07498354090 | HLT2I-X2 | H&LTie,Loop Style,8L,.5W,RD,PK10 | Tak-Ty® hook & loop cable loop tie, 8.0 (203mm) length, .50 (12.7mm) width, nylon loop, polyethylene hook, red. | C | 100 | 100 | 10 | 1 | 142.1
07498354100 | HLT2I-X4 | H&LTie,Loop Style,8L,.5W,YL,PK10 | Tak-Ty® hook & loop cable loop tie, 8.0 (203mm) length, .50 (12.7mm) width, nylon loop, polyethylene hook, yellow. | C | 100 | 100 | 10 | 1 | 142.1
07498354120 | HLT2I-X6 | H&LTie,Loop Style,8L,.5W,BU,PK10 | Tak-Ty® hook & loop cable loop tie, 8.0 (203mm) length, .50 (12.7mm) width, nylon loop, polyethylene hook, blue. | C | 100 | 100 | 10 | 1 | 142.1
07498363957 | HLT3I-M0 | H&LTie,Loop Style,12L,.5W,BL,PK1000 | Tak-Ty® hook & loop cable loop tie, 12.0 (305mm) length, .50 (12.7mm) width, nylon loop, polyethylene hook, black, 1000 pc. package quantity. | RL | 1 | 1 | 1 | 1 | 1654.07
07498352342 | HLT3I-X0 | H&LTie,Loop Style,12L,.5W,BL,PK10 | The Tak-Ty® Hook and Loop Cable Loop Tie has a slot allows for pre-wrapping of bundles. The loop tie is 12 inches L x 1 inch W (304.8mm x 25.4mm). | C | 100 | 500 | 10 | 1 | 171.19
07498354218 | HLT3I-X10 | H&LTie,Loop Style,12L,.5W,WH,PK10 | Tak-Ty® hook & loop cable loop tie, 12.0 (305mm) length, .50 (12.7mm) width, nylon loop, polyethylene hook, white. | C | 100 | 100 | 10 | 1 | 184.28
61305673348 | HLT3I-X15 | Hook & Loop Tie, Loop Style, 12.0L (305m | Tak-Ty hook & loop cable loop tie, 12.0 (305mm) length, .50 (12.7mm) width, nylon loop, nylon hook, Lime Green | C | 100 | 10 | 10 | 1 | 319.14
61305673349 | HLT3I-X16 | Hook & Loop Tie, Loop Style, 12.0L (305m | Tak-Ty hook & loop cable loop tie, 12.0 (305mm) length, .50 (12.7mm) width, nylon loop, nylon hook, Aqua | C | 100 | 10 | 10 | 1 | 319.14
07498354212 | HLT3I-X2 | H&LTie,Loop Style,12L,.5W,RD,PK10 | Tak-Ty® hook & loop cable loop tie, 12.0 (305mm) length, .50 (12.7mm) width, nylon loop, polyethylene hook, red. | C | 100 | 10 | 10 | 1 | 184.28
07498354214 | HLT3I-X4 | H&LTie,Loop Style,12L,.5W,YL,PK10 | Tak-Ty® hook & loop cable loop tie, 12.0 (305mm) length, .50 (12.7mm) width, nylon loop, polyethylene hook, yellow. | C | 100 | 50 | 10 | 1 | 184.28
07498354216 | HLT3I-X6 | H&LTie,Loop Style,12L,.5W,BU,PK10 | Tak-Ty® hook & loop cable loop tie, 12.0 (305mm) length, .50 (12.7mm) width, nylon loop, polyethylene hook, blue. | C | 100 | 100 | 10 | 1 | 184.28
07498375057 | HLTP2I-X0 | H&LTie,Plenum,8L,.5W,Black,PK10 | The Tak-Ty® Hook and Loop Cable Loop Tie has a slot allows for pre-wrapping of bundles. The loop tie is 8.0 inches L x 0.50 inches W (203.0mm x 12.7mm). | C | 100 | 500 | 10 | 1 | 172.46
07498390418 | HLTP2I-X12 | H&LTie,Plenum,8L,.50W,Maroon,PK10 | Hook & Loop Cable Tie, UL Listed, Loop Style, 8.0, Intermediate Cross Section. Maroon. | C | 100 | 100 | 10 | 1 | 172.46
07498375058 | HLTP3I-X0 | H&LTie,Plenum,12L,.50W,Black,PK10 | The Tak-Ty® Hook and Loop Cable Loop Tie has a slot allows for pre-wrapping of bundles. The loop tie is 12 inches L x 0.50 inches W (304.8mm x 25.4mm). | C | 100 | 100 | 10 | 1 | 204.49
07498390419 | HLTP3I-X12 | H&LTie,Plenum,12L,.50W,Maroon,PK10 | Hook & Loop Cable Tie, UL Listed, Loop Style, 12.0, Intermediate Cross Section. Maroon. | C | 100 | 100 | 10 | 1 | 223.8
07498333252 | HNLW12 | 1/2-13HexNuts-1/2"Lockwashers,PK100 | 1/2-13 hex nut and ½ lock washer for use in attaching trapeze brackets to threaded rod. | PC | 1 | 100 | 100 | 1 | .58
07498333306 | HNLW12M | 12mmHexNuts-12mmLockwashers,PK100 | 12 mm hex nut and 12mm lock washer for use in attaching trapeze brackets to threaded rod. | PC | 1 | 100 | 100 | 1 | .72
07498345336 | HS2X2BL6 | FR,Channel,HSolidWall,2x2,BL,6Ft | Used to carry the cables horizontally throughout the system. Accepts hinged cover HC2BL6. Use QuikLock Coupler FBC2X2BL to attach channel and/or fittings. Base and covers sold separately. | FT | 1 | 6 | 6 | 1 | 9.22
07498345335 | HS2X2BL6NM | FR,Channel,HSolidWall,NM,2x2,BL,6Ft | Used to carry the cables horizontally throughout the system. Accepts hinged cover HC2BL6. Use QuikLock Coupler FBC2X2BL to attach channel and/or fittings. Base and covers sold separately. | FT | 1 | 30 | 6 | 1 | 8.78
07498385415 | HS2X2YL6 | FR,Channel,HSolidWall,2x2,YL,6Ft | Used to carry the cables horizontally throughout the system. Accepts hinged cover HC2YL6. Use QuikLock Coupler FBC2X2YL to attach channel and/or fittings. Base and covers sold separately. | FT | 1 | 120 | 6 | 1 | 9.22
07498386001 | HS2X2YL6NM | FR,Channel,HSolidWall,NM,2x2,YL,6Ft | The FiberRunner® Hinged Channel is used in cable routing systems to carry the cables horizontally throughout the system. It accepts the hinged cover. The QuikLock™ Coupler can be used to attach channel and/or fittings. | FT | 1 | 120 | 6 | 1 | 8.78
07498339895 | IABDIN4 | Din Rail Bracket,19in,4RU,BLK,EA | The industrial automation bracket installs DIN-mountable equipment into a standard EIA 19 inch (483mm) rack or cabinet. This bracket is made of steel, is 4 RU, and is black. | PC | 1 | 1 | 1 | 1 | 206.1
07498325169 | ICF10EI-X | Fitting,InsideCorner,LowV,EI,PK10 | Inside corner fitting for use with LD10 raceway, Electric Ivory, ABS, Length 1.88 in. | PC | 1 | 50 | 10 | 1 | 2.12
07498326258 | ICF10IG-X | Fitting,InsideCorner,LowV,IG,PK10 | Inside corner fitting for use with LD10 raceway, International Gray, ABS, Length 1.88 in. | PC | 1 | 50 | 10 | 1 | 2.22
07498326259 | ICF10IW-X | Fitting,InsideCorner,LowV,IW,PK10 | The inside corner fitting is used to efficiently run cables along an inside corner while maintaining a 1 inch bend radius. It is designed to be used with the LD10 raceway and features a snap-on installation. It meets TIA/EIA Standards, is UL5A Listed, and | PC | 1 | 50 | 10 | 1 | 2.12
07498358629 | ICF10WH-X | Fitting,InsideCorner,LowV,WH,PK10 | The inside corner fitting is used to efficiently run cables along an inside corner while maintaining a 1 inch bend radius. It is designed to be used with the LD10 raceway and features a snap-on installation. It meets TIA/EIA Standards, is UL5A Listed, and | PC | 1 | 50 | 10 | 1 | 2.12
07498325176 | ICF3EI-E | Fitting,InsideCorner,LowV,EI,PK20 | Inside corner fitting for use with LD3 raceway, Electric Ivory, ABS, Length 1.38 in. | PC | 1 | 100 | 20 | 1 | 1.76
07498326255 | ICF3IW-E | Fitting,InsideCorner,LowV,IW,PK20 | The inside corner fitting is used to efficiently run cables along an inside corner while maintaining a 1 inch bend radius. It is designed to be used with the LD3 raceway and features a snap-on installation. It meets TIA/EIA Standards, is UL5A Listed, and | PC | 1 | 100 | 20 | 1 | 1.76
07498358790 | ICF3WH-E | Fitting,InsideCorner,LowV,WH,PK20 | The inside corner fitting is used to efficiently run cables along an inside corner while maintaining a 1 inch bend radius. It is designed to be used with the LD3 raceway and features a snap-on installation. It meets TIA/EIA Standards, is UL5A Listed, and | PC | 1 | 100 | 20 | 1 | 1.76
07498325183 | ICF5EI-E | Fitting,InCnr,LD5,LowV,EI,PK20 | Inside corner fitting for use with LD5 raceway, Electric Ivory, ABS, Length 1.75 in. | PC | 1 | 100 | 20 | 1 | 1.96
07498326256 | ICF5IG-E | Fitting,InCnr,LD5,LowV,IG,PK20 | Inside corner fitting for use with LD5 raceway, International Gray, ABS, Length 1.75 in. | PC | 1 | 100 | 20 | 1 | 2.06
07498326257 | ICF5IW-E | Fitting,InCnr,LD5,LowV,IW,PK20 | The inside corner fitting is used to efficiently run cables along an inside corner while maintaining a 1 inch bend radius. It is designed to be used with the LD5 raceway and features a snap-on installation. It meets TIA/EIA Standards, is UL5A Listed, and | PC | 1 | 100 | 20 | 1 | 1.96
07498358589 | ICF5WH-E | Fitting,InCnr,LD5,LowV,WH,PK20 | The inside corner fitting is used to efficiently run cables along an inside corner while maintaining a 1 inch bend radius. It is designed to be used with the LD5 raceway and features a snap-on installation. It meets TIA/EIA Standards, is UL5A Listed, and | PC | 1 | 100 | 20 | 1 | 1.96
07498352520 | ICFC10EI-X | Fitting,BendRadius,LowV,EI,PK10 | Inside corner fitting for use with LD10 and LDP10 raceway, Electric Ivory, ABS, Length 2.49 in. | PC | 1 | 50 | 10 | 1 | 3.24
07498352523 | ICFC10IG-X | Fitting,BendRadius,LowV,IG,PK10 | Inside corner fitting for use with LD10 and LDP10 raceway, International Gray, ABS, Length 2.49 in. | PC | 1 | 50 | 10 | 1 | 3.24
07498352524 | ICFC10IW-X | Fitting,BendRadius,LowV,IW,PK10 | Inside corner fitting for use with LD10 and LDPH10 raceway. | PC | 1 | 50 | 10 | 1 | 3.24
07498352522 | ICFC10WH-X | Fitting,BendRadius,LowV,WH,PK10 | Inside corner fitting for use with LD10 and LDP10 raceway, White, ABS, Length 2.49 in. | PC | 1 | 50 | 10 | 1 | 3.24
07498361463 | ICFC3EI-X | Fitting,BendRadius,LowV,EI,PK10 | Inside corner fitting for use with LD3, LDPH3, and LDS3 raceway, Electric Ivory, ABS, Length 1.83 in. | PC | 1 | 50 | 10 | 1 | 2.78
07498361464 | ICFC3IW-X | Fitting,BendRadius,LowV,IW,PK10 | Inside corner fitting for use with LD3, LDPH3, and LDS3 raceway, Off White, ABS, Length 1.83 in. | PC | 1 | 50 | 10 | 1 | 2.78
07498361466 | ICFC3WH-X | Fitting,BendRadius,LowV,WH,PK10 | Inside corner fitting for use with LD3, LDPH3, and LDS3 raceway, White, ABS, Length 1.83 in. | PC | 1 | 50 | 10 | 1 | 2.78
07498355648 | ICFC5EI-X | InsCnrFtg,BndRds,LowV,ABS,2.11In,EI,PK10 | Inside corner fitting for use with LD5, LDPH5, and LDS5 raceway, Electric Ivory, ABS, Length 2.11 in. | PC | 1 | 50 | 10 | 1 | 3.02
07498355651 | ICFC5IW-X | InsCnrFtg,BndRds,LowV,ABS,2.11In,IW,PK10 | Inside corner fitting for use with LD5, LDPH5, and LDS5 raceway, Off White, ABS, Length 2.11 in. | PC | 1 | 50 | 10 | 1 | 3.02
07498355649 | ICFC5WH-X | InsCnrFtg,BndRds,LowV,ABS,2.11In,WH,PK10 | Inside corner fitting for use with LD5, LDPH5, and LDS5 raceway, White, ABS, Length 2.11 in. | PC | 1 | 50 | 10 | 1 | 3.02
07498353066 | ICFX10EI-X | Fitting,InCnr,LDPH10,Pw,2.4,EI,PK10 | Inside corner fitting for use with LDPH10 and LD2P10 raceway, Electric Ivory, ABS, Length 2.49 in. | PC | 1 | 10 | 10 | 1 | 4.64
07498353068 | ICFX10IG-X | Fitting,InCnr,LDPH10,2.4,Pw,IG,2.4,PK10 | Inside corner fitting for use with LDPH10 and LD2P10 raceway, International Gray, ABS, Length 2.49 in. | PC | 1 | 10 | 10 | 1 | 4.64
07498353069 | ICFX10IW-X | Fitting,InCnr,LDPH10,2.4,Pw,IW,2.4,PK10 | Inside corner fitting for use with LDPH10 and LD2P10 raceway, Off White, ABS, Length 2.49 in. | PC | 1 | 10 | 10 | 1 | 4.64
07498353067 | ICFX10WH-X | Fitting,InCnr,LDPH10,2.4,Pw,WH,2.4,PK10 | Inside corner fitting for use with LDPH10 and LD2P10 raceway, White, ABS, Length 2.49 in. | PC | 1 | 10 | 10 | 1 | 4.64
07498353006 | ICFX3EI-X | Fitting,InCnr,LDPH3/S3,1.8,Pw,EI,1.8,P10 | Inside corner fitting for use with LDPH3 and LDS3 raceway, Electric Ivory, ABS, Length 1.83 in. | PC | 1 | 10 | 10 | 1 | 3.98
07498353009 | ICFX3IW-X | Fitting,InCnr,LDPH3/S3,1.8,Pw,IW,1.8,P10 | Inside corner fitting for use with LDPH3 and LDS3 raceway, Off White, ABS, Length 1.83 in. | PC | 1 | 10 | 10 | 1 | 3.98
07498353007 | ICFX3WH-X | Fitting,InCnr,LDPH3/S3,1.8,Pw,WH,1.8,P10 | Inside corner fitting for use with LDPH3 and LDS3 raceway, White, ABS, Length 1.83 in. | PC | 1 | 10 | 10 | 1 | 3.98
07498352939 | ICFX5EI-X | Fitting,InCnr,LDPH5/S5,2.1,Pw,EI,2.1,P10 | Inside corner fitting for use with LDPH5 and LDS5 raceway, Electric Ivory, ABS, Length 2.11 in. | PC | 1 | 10 | 10 | 1 | 4.32
07498352942 | ICFX5IW-X | Fitting,InCnr,LDPH5/S5,2.1,Pw,IW,2.1,P10 | Inside corner fitting for use with LDPH5 and LDS5 raceway, Off White, ABS, Length 2.11 in. | PC | 1 | 10 | 10 | 1 | 4.32
07498352940 | ICFX5WH-X | Fitting,InCnr,LDPH5/S5,2.1,Pw,WH,2.1,P10 | Inside corner fitting for use with LDPH5 and LDS5 raceway, White, ABS, Length 2.11 in. | PC | 1 | 10 | 10 | 1 | 4.32
07498388007 | IFC6C04BBL-CG-S | Cu,Cbl,Indl,Cat6,4Pa,BL,1000Ft | Copper Cable, Industrial, Cat6, 4-pair, 26/7 AWG stranded, F/UTP, CM, Black, 1000ft/305m reel. | MF | 1000 | 1000 | 1000 | 1 | 1335.48
07498358290 | JB1DEI-A | Junction Box,Low V,ADH,EI,1-gang,Deep,EA | Single gang one-piece deep outlet box with adhesive backing. Box accepts Pan-Way® Screw-On Faceplates or any NEMA standard single gang faceplate. For use with Pan-Way® LD profile raceway. 5.23in L x 3.48in W x 2.75in H (133.0mm x 88.5mm x 69.8mm). Breakou | PC | 1 | 10 | 1 | 1 | 10.26
07498358291 | JB1DIW-A | Junction Box,Low V,ADH,IW,1-gang,Deep,EA | The Low Voltage Surface Mount Outlet Box is a one-gang style box designed for low voltage applications. It is made to be used with the Pan-Way® LD profile raceway. The Low Voltage Surface Mount Outlet Box features breakout for ½”, ¾”, or 1” diameter condu | PC | 1 | 10 | 1 | 1 | 10.26
07498358293 | JB1DWH-A | Junction Box,Low V,ADH,WH,1-gang,Deep,EA | The Low Voltage Surface Mount Outlet Box is a one-gang style box designed for low voltage applications. It is made to be used with the Pan-Way® LD profile raceway. The Low Voltage Surface Mount Outlet Box features breakout for ½”, ¾”, or 1” diameter condu | PC | 1 | 10 | 1 | 1 | 10.26
07498358284 | JB1EI-A | Junction Box,Low V, ADH,EI,1-gang,EA | Single gang one-piece outlet box with adhesive backing. Box accepts Pan-Way® Screw-On Faceplates or any NEMA standard single gang faceplate. For use with Pan-Way® LD profile raceway. 5.09"L x 3.34"W x 1.75"H (129.4mm x 85.0mm x 44.4mm). Breakouts for 1/2" | PC | 1 | 10 | 1 | 1 | 7.78
07498358285 | JB1IW-A | Junction Box,Low V,ADH,IW,1-gang,EA | The Low Voltage Surface Mount Outlet Box is a one-gang style box designed for low voltage applications. It is made to be used with the Pan-Way® LD profile raceway. The Low Voltage Surface Mount Outlet Box features breakout for ½”, ¾”, or 1” diameter condu | PC | 1 | 10 | 1 | 1 | 7.78
07498358287 | JB1WH-A | Junction Box,Low V, ADH,WH,1-gang,EA | Single gang one-piece outlet box with adhesive backing. Box accepts Pan-Way® Screw-On Faceplates or any NEMA standard single gang faceplate. For use with Pan-Way® LD profile raceway. 5.09"L x 3.34"W x 1.75"H (129.4mm x 85.0mm x 44.4mm). Breakouts for 1/2" | PC | 1 | 10 | 1 | 1 | 7.78
07498364075 | JBP1DEI | Junction Box,Power,EI,1-gang,Deep,EA | The power rated junction box is designed to be used with any Panduit surface raceway. It is compatible with standard NEMA single gang screw-on faceplates. It measures 5.19 inches L x 3.45 inches W x 2.75 inches H (131.9mm x 87.7mm x 69.8mm). It is made of | PC | 1 | 10 | 1 | 1 | 18.2
07498364077 | JBP1DIW | Junction Box,Power,IW,1-gang,Deep,EA | The power rated junction box is designed to be used with any Panduit surface raceway. It is compatible with standard NEMA single gang screw-on faceplates. It measures 5.19 inches L x 3.45 inches W x 2.75 inches H (131.9mm x 87.7mm x 69.8mm). It is made of | PC | 1 | 10 | 1 | 1 | 18.2
07498364078 | JBP1DWH | Junction Box,Power,WH,1-gang,Deep,EA | Single gang two-piece screw together deep outlet box. Box accepts Pan-Way® Screw-On Faceplates or any NEMA standard single gang faceplate. For use with Pan-Way® T-45, LD2P10 (when used with JBD1), or LD profile raceway. 5.19in L x 3.45in W x 2.75in H (131 | PC | 1 | 10 | 1 | 1 | 18.2
07498375476 | JBP1EEI | Junction Box,Power,EI,1-gang,Extend,EA | Single gang two-piece screw together extension outlet box. Box accepts Pan-Way® Screw-On Faceplates or any NEMA standard single gang faceplate. For use with Pan-Way® LD profile raceway. 4.99"L x 3.30"W x 1.00"H (126.7mm x 83.8mm x 25.4mm). Breakouts for 1 | PC | 1 | 10 | 1 | 1 | 7.98
07498364069 | JBP1EI | Junction Box,Pw,5.19,EI,1-gang,5.19,EA | Single gang two-piece screw together outlet box. Box accepts Pan-Way® Screw-On Faceplates or any NEMA standard single gang faceplate. For use withPan-Way® LD profile raceway. 5.19"L x 3.45"W x 1.75"H (131.9mm x 87.7mm x 44.4mm). Breakouts for 1/2", 3/4", | PC | 1 | 10 | 1 | 1 | 10.92
07498375477 | JBP1EIW | Junction Box,Power,IW,1-gang,Extend,EA | Single gang two-piece screw together extension outlet box. Box accepts Pan-Way® Screw-On Faceplates or any NEMA standard single gang faceplate. For use with Pan-Way® LD profile raceway. 4.99in L x 3.30in W x 1.00in H (126.7mm x 83.8mm x 25.4mm). Breakouts | PC | 1 | 10 | 1 | 1 | 7.98
07498375479 | JBP1EWH | Junction Box,Power,WH,1-gang,Extend,EA | Single gang two-piece screw together extension outlet box. Box accepts Pan-Way® Screw-On Faceplates or any NEMA standard single gang faceplate. For use with Pan-Way® LD profile raceway. 4.99in L x 3.30in W x 1.00in H (126.7mm x 83.8mm x 25.4mm). Breakouts | PC | 1 | 10 | 1 | 1 | 7.98
07498319805 | JBP1FSEI | Junction Box,Power,FSnap,EI,1-gang,EA | Single gang power rated two-piece snap together outlet box. Box accepts Pan-Way® Snap-On Faceplates. For use with Pan-Way® T-45 or LD, LDP, LDPH, LDS profile raceways. 5.00"L x 3.26"W x 1.62"H (127.1mm x 82.7mm x 41.1mm). Breakouts for 1/2", 3/4", or 1" d | PC | 1 | 10 | 1 | 1 | 11.68
07498319822 | JBP1FSIW | Junction Box,Power,FSnap,IW,1-gang,EA | Single gang power rated two-piece snap together outlet box. Box accepts Pan-Way® Snap-On Faceplates. For use with Pan-Way® T-45 or LD, LDP, LDPH, LDS profile raceways. 5.00"L x 3.26"W x 1.62"H (127.1mm x 82.7mm x 41.1mm). Breakouts for 1/2", 3/4", or 1" d | PC | 1 | 10 | 1 | 1 | 11.68
07498319823 | JBP1FSWH | Junction Box,Power,FSnap,WH,1-gang,EA | Single gang power rated two-piece snap together outlet box. Box accepts Pan-Way® Snap-On Faceplates. For use with Pan-Way® T-45 or LD, LDP, LDPH, LDS profile raceways. 5.00"L x 3.26"W x 1.62"H (127.1mm x 82.7mm x 41.1mm). Breakouts for 1/2", 3/4", or 1" | PC | 1 | 10 | 1 | 1 | 11.68
07498375813 | JBP1IEI | Junction Box,Pw,5.12,EI,1-gang,5.12,EA | Single gang two-piece screw together intermediate outlet box. Box accepts Pan-Way® Screw-On Faceplates or any NEMA standard single gang faceplate. For use with Pan-Way® LD profile raceway. 5.12"L x 3.38"W x 2.27"H (130.2mm x 86.0mm x 57.7mm). Breakouts fo | PC | 1 | 10 | 1 | 1 | 10.78
07498375815 | JBP1IIW | Junction Box,Pw,IW,1-gang,5.19,EA | Single gang two-piece screw together intermediate outlet box. Box accepts Pan-Way® Screw-On Faceplates or any NEMA standard single gang faceplate. For use with Pan-Way® LD profile raceway. 5.12"L x 3.38"W x 2.27"H (130.2mm x 86.0mm x 57.7mm). Breakouts f | PC | 1 | 10 | 1 | 1 | 10.78
07498364071 | JBP1IW | Junction Box,Pw,IW,1-gang,5.12,EA | Single gang two-piece screw together outlet box. Box accepts Pan-Way® Screw-On Faceplates or any NEMA standard single gang faceplate. For use withPan-Way® LD profile raceway. 5.19in L x 3.45in W x 1.75in H (131.9mm x 87.7mm x 44.4mm). Breakouts for 1/2in, | PC | 1 | 10 | 1 | 1 | 10.92
07498375816 | JBP1IWH | Junction Box,Pw,WH,1-gang,5.19,EA | Single gang two-piece screw together intermediate outlet box. Box accepts Pan-Way® Screw-On Faceplates or any NEMA standard single gang faceplate. For use with Pan-Way® LD profile raceway. 5.12in L x 3.38in W x 2.27in H (130.2mm x 86.0mm x 57.7mm). Breako | PC | 1 | 10 | 1 | 1 | 10.78
07498364072 | JBP1WH | Junction Box,Pw,WH,1-gang,5.12,EA | Single gang two-piece screw together outlet box. Box accepts Pan-Way® Screw-On Faceplates or any NEMA standard single gang faceplate. For use withPan-Way® LD profile raceway. 5.19in L x 3.45in W x 1.75in H (131.9mm x 87.7mm x 44.4mm). Breakouts for 1/2in, | PC | 1 | 10 | 1 | 1 | 10.92
07498370291 | JBP2DEI | Junction Box,Power,EI,2-gang,Deep,EA | Double gang two-piece screw together deep outlet box. Box accepts Pan-Way® Screw-On Faceplates or any NEMA standard double gang faceplate. For use with Pan-Way® T-45 or LD profile raceway. 5.19"L x 5.19"W x 2.75"H (131.9mm x 131.9mm x 69.8mm). Breakouts | PC | 1 | 10 | 1 | 1 | 22.66
07498370293 | JBP2DIW | Junction Box,Power,IW,2-gang,Deep,EA | The power rated junction box is designed to be used with any Panduit LD profile surface raceway. It is compatible with standard double gang NEMA screw-on faceplates. It is a double gang box and measures 5.19 inches L x 5.19 inches W x 2.75 inches H (131.9 | PC | 1 | 10 | 1 | 1 | 22.66
07498370294 | JBP2DWH | Junction Box,Power,WH,2-gang,Deep,EA | The power rated junction box is designed to be used with any Panduit LD profile surface raceway. It is compatible with standard double gang NEMA screw-on faceplates. It is a double gang box and measures 5.19 inches L x 5.19 inches W x 2.75 inches H (131.9 | PC | 1 | 10 | 1 | 1 | 22.66
07498370271 | JBP2EI | Junction Box,Power,EI,2-gang,EA | Double gang two-piece screw together outlet box. Box accepts Pan-Way® Screw-On Faceplates or any NEMA standard double gang faceplates. For use with Pan-Way® LD profile raceway. 5.05"L x 5.05"W x 1.62"H (128.2mm x 128.2mm x 41.1mm). Breakouts for 1/2" or 3 | PC | 1 | 10 | 1 | 1 | 14.5
07498377633 | JBP2FSEI | Junction Box,Power,FSnap,EI,2-gang,EA | Fast-Snap™ Double Gang Power Rated Two-Piece Snap Together Outlet Box. Box accepts Pan-Way® Snap-On Faceplates. For use with Pan-Way® T-45 or LD profile raceway. 5.00"L x 6.14"W x 1.62"H (127.1mm x 155.9mm x 41.1mm). Breakouts for 1/2", 3/4", or 1" diamet | PC | 1 | 10 | 1 | 1 | 17.44
07498377634 | JBP2FSIW | Junction Box,Power,FSnap,IW,2-gang,EA | Double gang power rated two-piece snap together outlet box. Box accepts Pan-Way® Snap-On Faceplates. For use with Pan-Way® T-45 or LD profile raceway. 5.00"L x 6.14"W x 1.62"H (127.1mm x 155.9mm x 41.1mm). Breakouts for 1/2", 3/4", or 1" diameter conduit. | PC | 1 | 10 | 1 | 1 | 17.44
07498377636 | JBP2FSWH | Junction Box,Power,FSnap,WH,2-gang,EA | Fast-Snap™ Double Gang Power Rated Two-Piece Snap Together Outlet Box. Box accepts Pan-Way® Snap-On Faceplates. For use with Pan-Way® T-45 or LD profile raceway. 5.00"L x 6.14"W x 1.62"H (127.1mm x 155.9mm x 41.1mm). Breakouts for 1/2", 3/4", or 1" diamet | PC | 1 | 10 | 1 | 1 | 17.44
07498370273 | JBP2IW | Junction Box,Power,IW,2-gang,EA | Double gang two-piece screw together outlet box. Box accepts Pan-Way® Screw-On Faceplates or any NEMA standard double gang faceplates. For use with Pan-Way® LD profile raceway. 5.05"L x 5.05"W x 1.62"H (128.2mm x 128.2mm x 41.1mm). Breakouts for 1/2" or 3 | PC | 1 | 10 | 1 | 1 | 14.5
07498371516 | JBP2SEI | Junction Box,Power,EI,2-gang,Divide,EA | Double gang two-piece screw together divided outlet box. Box accepts Pan-Way® Screw-On Faceplates or any NEMA standard double gang faceplate. For use with Pan-Way® T-45 or LD profile raceway. 5.05"L x 5.05"W x 1.62"H (128.2mm x 128.2mm x 41.1mm). Breakout | PC | 1 | 10 | 1 | 1 | 18.14
07498371518 | JBP2SIW | Junction Box,Power,IW,2-gang,Divide,EA | Double gang two-piece screw together divided outlet box. Box accepts Pan-Way® Screw-On Faceplates or any NEMA standard double gang faceplate. For use with Pan-Way® T-45 or LD profile raceway. 5.05"L x 5.05"W x 1.62"H (128.2mm x 128.2mm x 41.1mm). Breakout | PC | 1 | 10 | 1 | 1 | 18.14
07498371519 | JBP2SWH | Junction Box,Power,WH,2-gang,Divide,EA | Double gang two-piece screw together divided outlet box. Box accepts Pan-Way® Screw-On Faceplates or any NEMA standard double gang faceplate. For use with Pan-Way® T-45 or LD profile raceway. 5.05"L x 5.05"W x 1.62"H (128.2mm x 128.2mm x 41.1mm). Breakout | PC | 1 | 10 | 1 | 1 | 18.14
07498370274 | JBP2WH | Junction Box,Power,WH,2-gang,EA | Double gang two-piece screw together outlet box. Box accepts Pan-Way® Screw-On Faceplates or any NEMA standard double gang faceplates. For use with Pan-Way® LD profile raceway. 5.05"L x 5.05"W x 1.62"H (128.2mm x 128.2mm x 41.1mm). Breakouts for 1/2" or 3 | PC | 1 | 10 | 1 | 1 | 14.5
07498339767 | JBP3DEI | Junction Box,Power,EI,3-gang,EA | Three gang, two-piece screw together deep outlet box. Box accepts Pan-Way® Screw-On Faceplates or any NEMA standard three gang faceplates. For use with Pan-Way® LD, LDPH or T-45 surface raceway systems. 7.00in L x 5.19in W x 2.75in H (177.9mm x 131.9mm | PC | 1 | 10 | 1 | 1 | 28.6
07498337139 | JBP3DIW | Junction Box,Power,IW,3-gang,EA | Three gang, two-piece screw together deep outlet box. Box accepts Pan-Way® Screw-On Faceplates or any NEMA standard three gang faceplates. For use with Pan-Way® LD, LDPH or T-45 surface raceway systems. 7.00in L x 5.19in W x 2.75in H (177.9mm x 131.9mm | PC | 1 | 10 | 1 | 1 | 28.6
07498339775 | JBP3DWH | Junction Box,Power,WH,3-gang,EA | Three gang, two-piece screw together deep outlet box. Box accepts Pan-Way® Screw-On Faceplates or any NEMA standard three gang faceplates. For use with Pan-Way® LD, LDPH or T-45 surface raceway systems. 7.00in L x 5.19in W x 2.75in H (177.9mm x 131.9mm | PC | 1 | 10 | 1 | 1 | 28.6
07498335392 | JBX3510EI-A | Junction Box,Low V,ADH,EI,1-gang,5.00,EA | The low voltage junction box for surface raceway is a one gang snap together outlet box designed for low voltage applications. It is made to be used with the T45 or LD profile raceway. It accepts Pan-Way® Screw-On Faceplates or any NEMA standard single | PC | 1 | 10 | 1 | 1 | 7.78
07498335394 | JBX3510IW-A | JntnBx,LowV,ADH,OW,1gang,w/5.00x3.26",EA | The low voltage junction box for surface raceway is a one gang snap together outlet box designed for low voltage applications. It is made to be used with the T45 or LD profile raceway. It accepts Pan-Way® Screw-On Faceplates or any NEMA standard single g | PC | 1 | 10 | 1 | 1 | 7.78
07498335395 | JBX3510WH-A | Junction Box,Low V,ADH,WH,1-gang,5.00,EA | The low voltage junction box for surface raceway is a one gang snap together outlet box designed for low voltage applications. It is made to be used with the T45 or LD profile raceway. It accepts Pan-Way® Screw-On Faceplates or any NEMA standard single | PC | 1 | 10 | 1 | 1 | 7.78
07498382358 | KJ5E88TBU | KeystoneMod,Cat5e,UTP,TStl,BU,EA | Keystone Category 5e Module | PC | 1 | 10 | 1 | 1 | 16.52
07498399283 | KJ688TPAW | KeystoneMod,Cat6,UTP,TPStl,AW,EA | Category 6, 8-position, 8-wire universal keystone module. | PC | 1 | 10 | 1 | 1 | 20.7
07498399286 | KJ688TPBL | KeystoneMod,Cat6,UTP,TPStl,BL,EA | Category 6, 8-position, 8-wire universal keystone module. | PC | 1 | 10 | 1 | 1 | 20.7
07498399287 | KJ688TPBU | Keystone Module, Cat 6, UTP, Blue, TP St | Category 6, 8-position, 8-wire universal keystone module. | PC | 1 | 10 | 1 | 1 | 20.7
07498399288 | KJ688TPEI | Keystone Module, Cat 6, UTP, Electric Iv | Category 6, 8-position, 8-wire universal keystone module. | PC | 1 | 10 | 1 | 1 | 20.7
07498399291 | KJ688TPGR | Keystone Module, Cat 6, UTP, Green, TP S | Category 6, 8-position, 8-wire universal keystone module. | PC | 1 | 10 | 1 | 1 | 20.7
07498399294 | KJ688TPIG | Keystone Module, Cat 6, UTP, Intl Gray, | Category 6, 8-position, 8-wire universal keystone module. | PC | 1 | 10 | 1 | 1 | 20.7
07498399290 | KJ688TPIW | KeystoneMod,Cat6,UTP,TPStl,IW,EA | Category 6, 8-position, 8-wire universal keystone module. | PC | 1 | 10 | 1 | 1 | 20.7
07498399289 | KJ688TPOR | Keystone Module, Cat 6, UTP, Orange, TP | Category 6, 8-position, 8-wire universal keystone module. | PC | 1 | 10 | 1 | 1 | 20.7
07498399284 | KJ688TPRD | Keystone Module, Cat 6, UTP, Red, TP Sty | Category 6, 8-position, 8-wire universal keystone module. | PC | 1 | 10 | 1 | 1 | 20.7
07498399293 | KJ688TPVL | Keystone Module, Cat 6, UTP, Violet, TP | Category 6, 8-position, 8-wire universal keystone module. | PC | 1 | 10 | 1 | 1 | 20.7
07498399292 | KJ688TPWH | KeystoneMod,Cat6,UTP,TPStl,WH,EA | Category 6, 8-position, 8-wire universal keystone module. | PC | 1 | 10 | 1 | 1 | 20.7
07498399295 | KJ688TPYL | Keystone Module, Cat 6, UTP, Yellow, TP | Category 6, 8-position, 8-wire universal keystone module. | PC | 1 | 10 | 1 | 1 | 20.7
61305658017 | KJS6X88TC | Category 6A, RJ45, 10 Gb/s, 8-position, | The keystone Cat 6A shielded RJ45 jack module is designed to terminate 4-pair, 22-24 AWG shielded twisted pair cable. Shielded jack modules use a forward motion termination method to optimize performance. The die-cast housing provides a robust design to p | PC | 1 | 25 | 1 | 1 | 19.91
61305680078 | KJS6X88TCBL | Category 6A, RJ45, 10 Gb/s, 8-position, | The keystone Cat 6A shielded RJ45 jack module is designed to terminate 4-pair, 22-24 AWG shielded twisted pair cable. Shielded jack modules use a forward motion termination method to optimize performance. The die-cast housing provides a robust design to p | PC | 1 | 10 | 10 | 1 | 30.05
61305680077 | KJS6X88TCBU | Category 6A, RJ45, 10 Gb/s, 8-position, | The keystone Cat 6A shielded RJ45 jack module is designed to terminate 4-pair, 22-24 AWG shielded twisted pair cable. Shielded jack modules use a forward motion termination method to optimize performance. The die-cast housing provides a robust design to p | PC | 1 | 10 | 10 | 1 | 30.05
07498311413 | KPCRT1-FL | FlashlightKit,PatchCordRemovalTool,EA | Flashlight kit for patch cord removal tool (PCRT1). | PC | 1 | 1 | 1 | 1 | 128.96
61305681749 | KPCRT1-TK | PCRT1 Tip Kit | PCRT1 Tip Kit | PC | 1 | 1 | 1 | 1 | 100.08
07498379867 | KTGJTBLD | BLADE KIT*TGJT | BLADE KIT*TGJT | PC | 1 | 1 | 1 | 1 | 164.98
07498399940 | KTGJTBNA | BLADE & ANVIL KIT*TGJT | BLADE & ANVIL KIT*TGJT | PC | 1 | 1 | 1 | 1 | 80.54
07498379869 | KTGJTGRD | FINGER GUARD KIT*TGJT | FINGER GUARD KIT*TGJT | PC | 1 | 1 | 1 | 1 | 17.18
07498305439 | KWP5EY | Keystone,SS,WallPhonePlate,Cat5,EA | Stainless steel wall phone plate with one Category 5e TP style keystone jack module. | KT | 1 | 10 | 1 | 1 | 22.66
07498305440 | KWP6PY | Keystone,Cat6,TXPlus,PhonePlate,EA | The keystone single gang wall phone plate is made of stainless steel and is kitted with one Cat 6 punchdown keystone jack module. The plate includes mounting studs for standard wall mount telephones. | KT | 1 | 10 | 1 | 1 | 31.78
07498305436 | KWPY | Keystone,SS,Wall PhonePlate,EA | Stainless steel wall phone plate accepts one keystone module. | PC | 1 | 10 | 1 | 1 | 15.1
07498332591 | LCTRDC-X | LC Transceiver Dust Cap | LC Transceiver Dust Cap helps manage the unused LC connectors and assists with cable management until those transceivers are installed. | PC | 1 | 100 | 10 | 1 | 11.82
07498363171 | LD10EI10-A | Raceway,LowV,EI,1.51x.94(in),10ft,PK10 | One-piece latching surface raceway with pre-applied adhesive backed tape, 10 foot length, Electric Ivory, PVC, Length 10.00 ft. | FT | 1 | 200 | 200 | 1 | 4.36
07498358623 | LD10EI6-A | Raceway,LowV,EI,1.51x.94(in),6ft,PK6 | This LD10 Low Voltage Channel is a one-piece latching surface raceway designed to route, protect, and conceal data, voice, and video cabling. It features a factory-applied adhesive backing for fast mounting. This LD10 Low Voltage Channel comes in 6ft leng | FT | 1 | 120 | 6 | 1 | 4.36
07498363151 | LD10EI8-A | Raceway,LowV,EI,1.51x.94(in),8ft,PK8 | The LD10 surface raceway channel is a one-piece latching channel with integrated cover and is designed to route, protect, and conceal data, voice, and video cabling. It features a factory-applied adhesive backing for fast mounting. It is 8 feet in length | FT | 1 | 160 | 160 | 1 | 4.36
07498372999 | LD10IG10-A | Raceway,LowV,IG,1.51x.94(in),10ft,PK10 | One-piece latching surface raceway with pre-applied adhesive backed tape, 10 foot length, International Gray, PVC, Length 10.00 ft. | FT | 1 | 200 | 200 | 1 | 4.6
07498358822 | LD10IG6-A | Raceway,LowV,IG,1.51x.94(in),6ft,PK6 | One-piece latching surface raceway with pre-applied adhesive backed tape, 6 foot length, International Gray, PVC, Length 6.00 ft. | FT | 1 | 120 | 6 | 1 | 4.6
07498372988 | LD10IG8-A | Raceway,LowV,IG,1.51x.94(in),8ft,PK8 | One-piece latching surface raceway with pre-applied adhesive backed tape, 8 foot length, International Gray, PVC, Length 8.00 ft. | FT | 1 | 160 | 160 | 1 | 4.6
07498363172 | LD10IW10-A | Raceway,LowV,IW,1.51x.94(in),10ft,PK10 | The LD10 surface raceway channel is a one-piece latching channel with integrated cover and is designed to route, protect, and conceal data, voice, and video cabling. It features a factory-applied adhesive backing for fast mounting. It is 10 feet in length | FT | 1 | 200 | 200 | 1 | 4.36
07498358828 | LD10IW6-A | Raceway,LowV,IW,1.51x.94(in),6ft,PK6 | The LD10 surface raceway channel is a one-piece latching channel with integrated cover and is designed to route, protect, and conceal data, voice, and video cabling. It features a factory-applied adhesive backing for fast mounting. It is 6 feet in length | FT | 1 | 120 | 6 | 1 | 4.36
07498363152 | LD10IW8-A | Raceway,LowV,IW,1.51x.94(in),8ft,PK8 | The LD10 surface raceway channel is a one-piece latching channel with integrated cover and is designed to route, protect, and conceal data, voice, and video cabling. It features a factory-applied adhesive backing for fast mounting. It is 8 feet in length | FT | 1 | 160 | 160 | 1 | 4.36
07498373000 | LD10WH10-A | Raceway,LowV,WH,1.51x.94(in),10ft,PK10 | The LD10 surface raceway channel is a one-piece latching channel with integrated cover and is designed to route, protect, and conceal data, voice, and video cabling. It features a factory-applied adhesive backing for fast mounting. It is 10 feet in length | FT | 1 | 200 | 200 | 1 | 4.36
07498358616 | LD10WH6-A | Raceway,LowV,WH,1.51x.94(in),6ft,PK6 | The LD10 surface raceway channel is a one-piece latching channel with integrated cover and is designed to route, protect, and conceal data, voice, and video cabling. It features a factory-applied adhesive backing for fast mounting. It is 6 feet in length | FT | 1 | 120 | 6 | 1 | 4.36
07498372989 | LD10WH8-A | Raceway,LowV,WH,1.51x.94(in),8ft,PK8 | The LD10 surface raceway channel is a one-piece latching channel with integrated cover and is designed to route, protect, and conceal data, voice, and video cabling. It features a factory-applied adhesive backing for fast mounting. It is 8 feet in length | FT | 1 | 160 | 160 | 1 | 4.36
07498363175 | LD3EI10-A | Raceway,LowV,EI,.77x.46(in),10ft,PK10 | One-piece latching surface raceway. Supplied with pre-applied adhesive backed tape. Available in 6', 8', and 10' lengths, Electric Ivory, PVC, Length 10.00 ft, Width 0.77 in. | FT | 1 | 200 | 200 | 1 | 2.84
07498358621 | LD3EI6-A | Raceway,LowV,EI,.77x.46(in),6ft,PK6 | One-piece latching surface raceway. Supplied with pre-applied adhesive backed tape. Available in 6', 8', and 10' lengths, Electric Ivory, PVC, Length 6.00 ft, Width 0.77 in. | FT | 1 | 120 | 6 | 1 | 2.84
07498363155 | LD3EI8-A | Raceway,LowV,EI,.77x.46(in),8ft,PK8 | One-piece latching surface raceway. Supplied with pre-applied adhesive backed tape. Available in 6', 8', and 10' lengths, Electric Ivory, PVC, Length 8.00 ft. | FT | 1 | 160 | 160 | 1 | 2.84
07498363176 | LD3IW10-A | Raceway,LowV,IW,.77x.46(in),10ft,PK10 | One-piece latching surface raceway. Supplied with pre-applied adhesive backed tape. Available in 6', 8', and 10' lengths, Off White, PVC, Length 10.00 ft. | FT | 1 | 200 | 200 | 1 | 2.84
07498358826 | LD3IW6-A | Raceway,LowV,IW,.77x.46(in),6ft,PK6 | The LD3 surface raceway channel is a one-piece latching channel with integrated cover and is designed to route, protect, and conceal data, voice, and video cabling. It features a factory-applied adhesive backing for fast mounting. It is 6 feet in length a | FT | 1 | 120 | 6 | 1 | 2.84
07498363156 | LD3IW8-A | Raceway,LowV,IW,.77x.46(in),8ft,PK8 | One-piece latching surface raceway. Supplied with pre-applied adhesive backed tape. Available in 6', 8', and 10' lengths, Off White, PVC, Length 8.00 ft, Width 0.77 in. | FT | 1 | 160 | 160 | 1 | 2.84
07498372992 | LD3WH10-A | Raceway,LowV,WH,.77x.46(in),10ft,PK10 | One-piece latching surface raceway. Supplied with pre-applied adhesive backed tape. Available in 6', 8', and 10' lengths, White, PVC, Length 10.00 ft, Width 0.77 in. | FT | 1 | 200 | 200 | 1 | 2.84
07498358814 | LD3WH6-A | Raceway,LowV,WH,.77x.46(in),6ft,PK6 | The LD3 surface raceway channel is a one-piece latching channel with integrated cover and is designed to route, protect, and conceal data, voice, and video cabling. It features a factory-applied adhesive backing for fast mounting. It is 6 feet in length a | FT | 1 | 120 | 6 | 1 | 2.84
07498372983 | LD3WH8-A | Raceway,LowV,WH,.77x.46(in),8ft,PK8 | The LD3 surface raceway channel is a one-piece latching channel with integrated cover and is designed to route, protect, and conceal data, voice, and video cabling. It features a factory-applied adhesive backing for fast mounting. It is 8 feet in length a | FT | 1 | 160 | 160 | 1 | 2.84
07498358552 | LD5BL6-A | Raceway,LowV,BL,1.01x.60(in),6ft,EA | Do Not Display on Web | FT | 1 | 120 | 6 | 1 | 4.62
07498363173 | LD5EI10-A | Raceway,LowV,EI,1.01x.60(in),10ft,PK10 | One-piece latching surface raceway. Supplied with pre-applied adhesive backed tape. Available in 6', 8', and 10' lengths, Electric Ivory, PVC, Length 10.00 ft, Width 1.01 in. | FT | 1 | 200 | 200 | 1 | 3.2
07498358622 | LD5EI6-A | Raceway,LowV,EI,1.01x.60(in),6ft,PK6 | The LD5 surface raceway channel is a one-piece latching channel with integrated cover and is designed to route, protect, and conceal data, voice, and video cabling. It features a factory-applied adhesive backing for fast mounting. It is 6 feet in length a | FT | 1 | 120 | 6 | 1 | 3.2
07498363153 | LD5EI8-A | Raceway,LowV,EI,1.01x.60(in),8ft,PK8 | The LD5 surface raceway channel is a one-piece latching channel with integrated cover and is designed to route, protect, and conceal data, voice, and video cabling. It features a factory-applied adhesive backing for fast mounting. It is 8 feet in length a | FT | 1 | 160 | 160 | 1 | 3.2
07498372995 | LD5IG10-A | Raceway,LowV,IG,1.01x.60(in),10ft,PK10 | One-piece latching surface raceway. Supplied with pre-applied adhesive backed tape. Available in 6', 8', and 10' lengths, International Gray, PVC, Length 10.00 ft. | FT | 1 | 200 | 200 | 1 | 3.34
07498358821 | LD5IG6-A | Raceway,LowV,IG,1.01x.60(in),6ft,EA | One-piece latching surface raceway. Supplied with pre-applied adhesive backed tape. Available in 6', 8', and 10' lengths, International Gray, PVC, Length 6.00 ft. | FT | 1 | 120 | 6 | 1 | 3.34
07498372985 | LD5IG8-A | Raceway,LowV,IG,1.01x.60(in),8ft,PK8 | One-piece latching surface raceway. Supplied with pre-applied adhesive backed tape. Available in 6', 8', and 10' lengths, International Gray, PVC, Length 8.00 ft, Width 1.01 in. | FT | 1 | 160 | 160 | 1 | 3.34
07498363174 | LD5IW10-A | Raceway,LowV,IW,1.01x.60(in),10ft,PK10 | The LD5 surface raceway channel is a one-piece latching channel with integrated cover and is designed to route, protect, and conceal data, voice, and video cabling. It features a factory-applied adhesive backing for fast mounting. It is 10 feet in length | FT | 1 | 200 | 200 | 1 | 3.2
07498358827 | LD5IW6-A | Raceway,LowV,IW,1.01x.60(in),6ft,PK6 | The LD5 surface raceway channel is a one-piece latching channel with integrated cover and is designed to route, protect, and conceal data, voice, and video cabling. It features a factory-applied adhesive backing for fast mounting. It is 6 feet in length a | FT | 1 | 120 | 6 | 1 | 3.2
07498363154 | LD5IW8-A | Raceway,LowV,IW,1.01x.60(in),8ft,PK8 | The LD5 surface raceway channel is a one-piece latching channel with integrated cover and is designed to route, protect, and conceal data, voice, and video cabling. It features a factory-applied adhesive backing for fast mounting. It is 8 feet in length a | FT | 1 | 160 | 160 | 1 | 3.2
07498372996 | LD5WH10-A | Raceway,LowV,WH,1.01x.60(in),10ft,PK20 | The LD5 surface raceway channel is a one-piece latching channel with integrated cover and is designed to route, protect, and conceal data, voice, and video cabling. It features a factory-applied adhesive backing for fast mounting. It is 10 feet in length | FT | 1 | 200 | 200 | 1 | 3.2
07498358551 | LD5WH6-A | Raceway,LowV,WH,1.01x.60(in),6ft,PK6 | The LD5 surface raceway channel is a one-piece latching channel with integrated cover and is designed to route, protect, and conceal data, voice, and video cabling. It features a factory-applied adhesive backing for fast mounting. It is 6 feet in length a | FT | 1 | 120 | 6 | 1 | 3.2
07498372986 | LD5WH8-A | Raceway,LowV,WH,1.01x0.60(in),8ft,PK10 | The LD5 surface raceway channel is a one-piece latching channel with integrated cover and is designed to route, protect, and conceal data, voice, and video cabling. It features a factory-applied adhesive backing for fast mounting. It is 8 feet in length a | FT | 1 | 160 | 160 | 1 | 3.2
07498334408 | LDPH10EI10-A | Raceway,PWR,EI,1.52x.86(in),10ft,PK10 | Tamper resistant two-piece latching surface raceway. Supplied with pre-punched mounting holes and factory applied adhesive tape. Available in 6', 8', and 10' lengths, Electric Ivory, PVC, Length 10.00 ft, Width 1.52 in. | FT | 1 | 200 | 200 | 1 | 4.44
07498334428 | LDPH10EI6-A | Raceway,PWR,EI,1.52x.86(in),6ft,PK6 | Tamper resistant two-piece latching surface raceway. Supplied with pre-punched mounting holes and factory applied adhesive tape. Available in 6', 8', and 10' lengths, Electric Ivory, PVC, Length 6.00 ft, Width 1.52 in. | FT | 1 | 120 | 6 | 1 | 4.44
07498334407 | LDPH10EI8-A | Raceway,PWR,EI,1.52x.86(in),8ft,PK8 | Tamper resistant two-piece latching surface raceway. Supplied with pre-punched mounting holes and factory applied adhesive tape. Available in 6', 8', and 10' lengths, Electric Ivory, PVC, Length 8.00 ft, Width 1.52 in. | FT | 1 | 160 | 160 | 1 | 4.44
07498334417 | LDPH10IG10-A | Raceway,PWR,IG,1.52x.86(in),10ft,PK10 | Tamper resistant two-piece latching surface raceway. Supplied with pre-punched mounting holes and factory applied adhesive tape. Available in 6', 8', and 10' lengths, International Gray, Length 10.00 ft, Width 1.52 in. | FT | 1 | 200 | 200 | 1 | 4.44
07498334431 | LDPH10IG6-A | Raceway,PWR,IG,1.52x.86(in),6ft,PK6 | Tamper resistant two-piece latching surface raceway. Supplied with pre-punched mounting holes and factory applied adhesive tape. Available in 6', 8', and 10' lengths, Off White, Length 6.00 ft. | FT | 1 | 120 | 6 | 1 | 4.44
07498334416 | LDPH10IG8-A | Raceway,PWR,IG,1.52x.86(in),8ft,PK8 | The LDPH10 power rated surface raceway is a two-piece latching raceway with cover suitable for applications up to 600 V. It features pre-punched mounting holes and factory-applied adhesive backing for fast mounting. It is 8 feet in length and is 1.52 inch | FT | 1 | 160 | 160 | 1 | 4.44
07498334411 | LDPH10IW10-A | Raceway,PWR,IW,1.52x.86(in),10ft,PK10 | Tamper resistant two-piece latching surface raceway. Supplied with pre-punched mounting holes and factory applied adhesive tape. Available in 6', 8', and 10' lengths, Off White, Length 10.00 ft. | FT | 1 | 200 | 200 | 1 | 4.44
07498334429 | LDPH10IW6-A | Raceway,PWR,IW,1.52x.86(in),6ft,PK6 | Tamper resistant two-piece latching surface raceway. Supplied with pre-punched mounting holes and factory applied adhesive tape. Available in 6', 8', and 10' lengths, Off White, PVC, Length 6.00 ft, Width 1.52 in. | FT | 1 | 120 | 6 | 1 | 4.44
07498334410 | LDPH10IW8-A | Raceway,PWR,IW,1.52x.86(in),8ft,PK8 | The LDPH10 power rated surface raceway is a two-piece latching raceway with cover suitable for applications up to 600 V. It features pre-punched mounting holes and factory-applied adhesive backing for fast mounting. It is 8 feet in length and is 1.52 inch | FT | 1 | 160 | 160 | 1 | 4.44
07498334414 | LDPH10WH10-A | Raceway,PWR,WH,1.52x.86(in),10ft,PK10 | Tamper resistant two-piece latching surface raceway. Supplied with pre-punched mounting holes and factory applied adhesive tape. Available in 6', 8', and 10' lengths, White, PVC, Length 10.00 ft, Width 1.52 in. | FT | 1 | 200 | 200 | 1 | 4.44
07498334430 | LDPH10WH6-A | Raceway,PWR,WH,1.52x.86(in),6ft,PK6 | Tamper resistant two-piece latching surface raceway. Supplied with pre-punched mounting holes and factory applied adhesive tape. Available in 6', 8', and 10' lengths, White, PVC, Length 6.00 ft, Width 1.52 in. | FT | 1 | 120 | 6 | 1 | 4.44
07498334413 | LDPH10WH8-A | Raceway,PWR,WH,1.52x.86(in),8ft,PK8 | Tamper resistant two-piece latching surface raceway. Supplied with pre-punched mounting holes and factory applied adhesive tape. Available in 6', 8', and 10' lengths, White, PVC, Length 8.00 ft, Width 1.52 in. | FT | 1 | 160 | 160 | 1 | 4.44
07498334382 | LDPH3EI10-A | Raceway,PWR,EI,.75x.41(in),10ft,PK10 | Tamper resistant two-piece latching surface raceway. Supplied with pre-punched mounting holes and factory applied adhesive tape. Available in 6', 8', and 10' lengths, Electric Ivory, Length 10.00 ft. | FT | 1 | 200 | 200 | 1 | 3.1
07498334419 | LDPH3EI6-A | Raceway,PWR,EI,.75x.41(in),6ft,PK6 | Tamper resistant two-piece latching surface raceway. Supplied with pre-punched mounting holes and factory applied adhesive tape. Available in 6', 8', and 10' lengths, Electric Ivory, PVC, Length 6.00 ft, Width 0.77 in. | FT | 1 | 120 | 6 | 1 | 3.1
07498334381 | LDPH3EI8-A | Raceway,PWR,EI,.75x.41(in),8ft,PK8 | Tamper resistant two-piece latching surface raceway. Supplied with pre-punched mounting holes and factory applied adhesive tape. Available in 6', 8', and 10' lengths, Electric Ivory, PVC, Length 8.00 ft, Width 0.77 in. | FT | 1 | 160 | 160 | 1 | 3.1
07498334385 | LDPH3IW10-A | Raceway,PWR,IW,.75x.41(in),10ft,PK10 | Tamper resistant two-piece latching surface raceway. Supplied with pre-punched mounting holes and factory applied adhesive tape. Available in 6', 8', and 10' lengths, Off White, PVC, Length 10.00 ft, Width 0.77 in. | FT | 1 | 200 | 200 | 1 | 3.1
07498334420 | LDPH3IW6-A | Raceway,PWR,IW,.75x.41(in),6ft,PK6 | The LDPH3 power rated surface raceway is a two-piece latching raceway with cover suitable for applications up to 600 V. It features pre-punched mounting holes and factory-applied adhesive backing for fast mounting. It is 6 feet in length and is 0.75 inche | FT | 1 | 120 | 6 | 1 | 3.1
07498334384 | LDPH3IW8-A | Raceway,PWR,IW,.75x.41(in),8ft,PK8 | Tamper resistant two-piece latching surface raceway. Supplied with pre-punched mounting holes and factory applied adhesive tape. Available in 6', 8', and 10' lengths, Off White, PVC, Length 8.00 ft, Width 0.77 in. | FT | 1 | 160 | 160 | 1 | 3.1
07498334390 | LDPH3WH10-A | Raceway,PWR,WH,.75x.41(in),10ft,PK10 | Tamper resistant two-piece latching surface raceway. Supplied with pre-punched mounting holes and factory applied adhesive tape. Available in 6', 8', and 10' lengths, White, PVC, Length 10.00 ft, Width 0.77 in. | FT | 1 | 200 | 200 | 1 | 3.1
07498334421 | LDPH3WH6-A | Raceway,PWR,WH,.75x.41(in),6ft,PK6 | Tamper resistant two-piece latching surface raceway. Supplied with pre-punched mounting holes and factory applied adhesive tape. Available in 6', 8', and 10' lengths, White, PVC, Length 6.00 ft, Width 0.77 in. | FT | 1 | 120 | 6 | 1 | 3.1
07498334389 | LDPH3WH8-A | Raceway,PWR,WH,.75x.41(in),8ft,PK8 | Tamper resistant two-piece latching surface raceway. Supplied with pre-punched mounting holes and factory applied adhesive tape. Available in 6', 8', and 10' lengths, White, Length 8.00 ft. | FT | 1 | 160 | 160 | 1 | 3.1
07498334396 | LDPH5EI10-A | Raceway,PWR,EI,1.02x.55(in),10ft,PK10 | Tamper resistant two-piece latching surface raceway. Supplied with pre-punched mounting holes and factory applied adhesive tape. Available in 6', 8', and 10' lengths, Electric Ivory, PVC, Length 10.00 ft, Width 1.02 in. | FT | 1 | 200 | 200 | 1 | 3.24
07498334423 | LDPH5EI6-A | Raceway,PWR,EI,1.02x.55(in),6ft,PK6 | Tamper resistant two-piece latching surface raceway. Supplied with pre-punched mounting holes and factory applied adhesive tape. Available in 6', 8', and 10' lengths, Electric Ivory, PVC, Length 6.00 ft, Width 1.02 in. | FT | 1 | 120 | 6 | 1 | 3.24
07498334395 | LDPH5EI8-A | Raceway,PWR,EI,1.02x.55(in),8ft,PK8 | Tamper resistant two-piece latching surface raceway. Supplied with pre-punched mounting holes and factory applied adhesive tape. Available in 6', 8', and 10' lengths, Electric Ivory, PVC, Length 8.00 ft, Width 1.02 in. | FT | 1 | 160 | 160 | 1 | 3.24
07498334399 | LDPH5IW10-A | Raceway,PWR,IW,1.02x.55(in),10ft,PK10 | Tamper resistant two-piece latching surface raceway. Supplied with pre-punched mounting holes and factory applied adhesive tape. Available in 6', 8', and 10' lengths, Off White, PVC, Length 10.00 ft, Width 1.02 in. | FT | 1 | 200 | 200 | 1 | 3.24
07498334425 | LDPH5IW6-A | Raceway,PWR,IW,1.02x.55(in),6ft,PK6 | Tamper resistant two-piece latching surface raceway. Supplied with pre-punched mounting holes and factory applied adhesive tape. Available in 6', 8', and 10' lengths, Off White, PVC, Length 6.00 ft, Width 1.02 in. | FT | 1 | 120 | 6 | 1 | 3.24
07498334398 | LDPH5IW8-A | Raceway,PWR,WH,1.02x.55(in),10ft,PK8 | The LDPH5 power rated surface raceway is a two-piece latching raceway with cover suitable for applications up to 600 V. It features pre-punched mounting holes and factory-applied adhesive backing for fast mounting. It is 8 feet in length and is 1.02 inche | FT | 1 | 160 | 160 | 1 | 3.24
07498334402 | LDPH5WH10-A | Raceway,PWR,WH,1.02x.55(in),10ft,PK10 | Tamper resistant two-piece latching surface raceway. Supplied with pre-punched mounting holes and factory applied adhesive tape. Available in 6', 8', and 10' lengths, White, PVC, Length 10.00 ft, Width 1.02 in. | FT | 1 | 200 | 200 | 1 | 3.24
07498334426 | LDPH5WH6-A | Raceway,PWR,WH,1.02x.55(in),6ft,PK6 | Tamper resistant two-piece latching surface raceway. Supplied with pre-punched mounting holes and factory applied adhesive tape. Available in 6', 8', and 10' lengths, White, PVC, Length 6.00 ft, Width 1.02 in. | FT | 1 | 120 | 6 | 1 | 3.24
07498334401 | LDPH5WH8-A | Raceway,PWR,WH,1.02x.55(in),8ft,PK10 | The LDPH5 power rated surface raceway is a two-piece latching raceway with cover suitable for applications up to 600 V. It features pre-punched mounting holes and factory-applied adhesive backing for fast mounting. It is 8 feet in length and is 1.02 inche | FT | 1 | 160 | 160 | 1 | 3.24
07498364380 | LMD3IW-Q | MountingStrap,LDS3,IW,PK25 | LDS3 mounting strap, Off White, PVC, Length 2.16 in. | PC | 1 | 100 | 25 | 1 | 1.02
07498364384 | LMD5IW-Q | MountingStrap,LDS5,IW,PK25 | LDS5 mounting strap, Off White, PVC, Length 2.38 in. | PC | 1 | 100 | 25 | 1 | 1.28
07498364385 | LMD5WH-Q | MountingStrap,LDS5,WH,PK25 | LDS5 mounting strap, White, PVC, Length 2.38 in. | PC | 1 | 100 | 25 | 1 | 1.28
61305681704 | LPCA01-X | LOCKING POWER CORD, IEC C14 TO IEC C13, | Heavy-duty dual locking power cord designed for effective power transfer from the Panduit G5 rack power distribution unit (PDU) to IT equipment. Their dual locking nature eliminates accidental disconnects caused by vibration and/or gravity. Compatible w | PK | 1 | 1 | 1 | 1 | 131.08
61305681705 | LPCA02-X | LOCKING POWER CORD, IEC C14 TO IEC C13, | Heavy-duty dual locking power cord designed for effective power transfer from the Panduit G5 rack power distribution unit (PDU) to IT equipment. Their dual locking nature eliminates accidental disconnects caused by vibration and/or gravity. Compatible w | PK | 1 | 1 | 1 | 1 | 188.68
61305681706 | LPCA03-X | LOCKING POWER CORD, IEC C14 TO IEC C13, | Heavy-duty dual locking power cord designed for effective power transfer from the Panduit G5 rack power distribution unit (PDU) to IT equipment. Their dual locking nature eliminates accidental disconnects caused by vibration and/or gravity. Compatible w | PK | 1 | 1 | 1 | 1 | 246.76
61305681707 | LPCA04-X | LOCKING POWER CORD, IEC C14 TO IEC C13, | Heavy-duty dual locking power cord designed for effective power transfer from the Panduit G5 rack power distribution unit (PDU) to IT equipment. Their dual locking nature eliminates accidental disconnects caused by vibration and/or gravity. Compatible w | PK | 1 | 1 | 1 | 1 | 291.7
61305681708 | LPCA05-X | LOCKING POWER CORD, IEC C14 TO IEC C13, | Heavy-duty dual locking power cord designed for effective power transfer from the Panduit G5 rack power distribution unit (PDU) to IT equipment. Their dual locking nature eliminates accidental disconnects caused by vibration and/or gravity. Compatible w | PK | 1 | 1 | 1 | 1 | 364.04
61305681709 | LPCA06-X | LOCKING POWER CORD, IEC C14 TO IEC C13, | Heavy-duty dual locking power cord designed for effective power transfer from the Panduit G5 rack power distribution unit (PDU) to IT equipment. Their dual locking nature eliminates accidental disconnects caused by vibration and/or gravity. Compatible w | PK | 1 | 1 | 1 | 1 | 131.08
61305681710 | LPCA07-X | LOCKING POWER CORD, IEC C14 TO IEC C13, | Heavy-duty dual locking power cord designed for effective power transfer from the Panduit G5 rack power distribution unit (PDU) to IT equipment. Their dual locking nature eliminates accidental disconnects caused by vibration and/or gravity. Compatible w | PK | 1 | 1 | 1 | 1 | 188.68
61305681711 | LPCA08-X | LOCKING POWER CORD, IEC C14 TO IEC C13, | Heavy-duty dual locking power cord designed for effective power transfer from the Panduit G5 rack power distribution unit (PDU) to IT equipment. Their dual locking nature eliminates accidental disconnects caused by vibration and/or gravity. Compatible w | PK | 1 | 1 | 1 | 1 | 246.76
61305681712 | LPCA09-X | LOCKING POWER CORD, IEC C14 TO IEC C13, | Heavy-duty dual locking power cord designed for effective power transfer from the Panduit G5 rack power distribution unit (PDU) to IT equipment. Their dual locking nature eliminates accidental disconnects caused by vibration and/or gravity. Compatible w | PK | 1 | 1 | 1 | 1 | 291.7
61305681713 | LPCA10-X | LOCKING POWER CORD, IEC C14 TO IEC C13, | Heavy-duty dual locking power cord designed for effective power transfer from the Panduit G5 rack power distribution unit (PDU) to IT equipment. Their dual locking nature eliminates accidental disconnects caused by vibration and/or gravity. Compatible w | PK | 1 | 1 | 1 | 1 | 364.04
61305681714 | LPCA11-X | LOCKING POWER CORD, IEC C14 TO IEC C13, | Heavy-duty dual locking power cord designed for effective power transfer from the Panduit G5 rack power distribution unit (PDU) to IT equipment. Their dual locking nature eliminates accidental disconnects caused by vibration and/or gravity. Compatible w | PK | 1 | 1 | 1 | 1 | 128.62
61305681715 | LPCA12-X | LOCKING POWER CORD, IEC C14 TO IEC C13, | Heavy-duty dual locking power cord designed for effective power transfer from the Panduit G5 rack power distribution unit (PDU) to IT equipment. Their dual locking nature eliminates accidental disconnects caused by vibration and/or gravity. Compatible w | PK | 1 | 1 | 1 | 1 | 183.76
61305681716 | LPCA13-X | LOCKING POWER CORD, IEC C14 TO IEC C13, | Heavy-duty dual locking power cord designed for effective power transfer from the Panduit G5 rack power distribution unit (PDU) to IT equipment. Their dual locking nature eliminates accidental disconnects caused by vibration and/or gravity. Compatible w | PK | 1 | 1 | 1 | 1 | 239.36
61305681717 | LPCA14-X | LOCKING POWER CORD, IEC C14 TO IEC C13, | Heavy-duty dual locking power cord designed for effective power transfer from the Panduit G5 rack power distribution unit (PDU) to IT equipment. Their dual locking nature eliminates accidental disconnects caused by vibration and/or gravity. Compatible w | PK | 1 | 1 | 1 | 1 | 269.58
61305681718 | LPCA15-X | LOCKING POWER CORD, IEC C14 TO IEC C13, | Heavy-duty dual locking power cord designed for effective power transfer from the Panduit G5 rack power distribution unit (PDU) to IT equipment. Their dual locking nature eliminates accidental disconnects caused by vibration and/or gravity. Compatible w | PK | 1 | 1 | 1 | 1 | 351.72
61305636482 | LPCA17X | LOCKING POWER CORD, IEC C14 TO IEC C13, |  | PC | 1 | 1 | 1 | 1 | 286.4
61305636483 | LPCA19X | LOCKING POWER CORD, IEC C14 TO IEC C13, |  | PC | 1 | 1 | 1 | 1 | 395.62
61305636476 | LPCA20X | LOCKING POWER CORD, IEC C14 TO IEC C13, |  | PC | 1 | 1 | 1 | 1 | 583.46
61305681719 | LPCB01-X | LOCKING POWER CORD, IEC C20 TO IEC C19, | Heavy-duty dual locking power cord designed for effective power transfer from the Panduit G5 rack power distribution unit (PDU) to IT equipment. Their dual locking nature eliminates accidental disconnects caused by vibration and/or gravity. Compatible w | PK | 1 | 1 | 1 | 1 | 167.46
61305681720 | LPCB02-X | LOCKING POWER CORD, IEC C20 TO IEC C19, | Heavy-duty dual locking power cord designed for effective power transfer from the Panduit G5 rack power distribution unit (PDU) to IT equipment. Their dual locking nature eliminates accidental disconnects caused by vibration and/or gravity. Compatible w | PK | 1 | 1 | 1 | 1 | 239.86
61305681721 | LPCB03-X | LOCKING POWER CORD, IEC C20 TO IEC C19, | Heavy-duty dual locking power cord designed for effective power transfer from the Panduit G5 rack power distribution unit (PDU) to IT equipment. Their dual locking nature eliminates accidental disconnects caused by vibration and/or gravity. Compatible w | PK | 1 | 1 | 1 | 1 | 312.64
61305681722 | LPCB04-X | LOCKING POWER CORD, IEC C20 TO IEC C19, | Heavy-duty dual locking power cord designed for effective power transfer from the Panduit G5 rack power distribution unit (PDU) to IT equipment. Their dual locking nature eliminates accidental disconnects caused by vibration and/or gravity. Compatible w | PK | 1 | 1 | 1 | 1 | 433.6
61305681723 | LPCB05-X | LOCKING POWER CORD, IEC C20 TO IEC C19, | Heavy-duty dual locking power cord designed for effective power transfer from the Panduit G5 rack power distribution unit (PDU) to IT equipment. Their dual locking nature eliminates accidental disconnects caused by vibration and/or gravity. Compatible w | PK | 1 | 1 | 1 | 1 | 459.44
61305681724 | LPCB06-X | LOCKING POWER CORD, IEC C20 TO IEC C19, | Heavy-duty dual locking power cord designed for effective power transfer from the Panduit G5 rack power distribution unit (PDU) to IT equipment. Their dual locking nature eliminates accidental disconnects caused by vibration and/or gravity. Compatible w | PK | 1 | 1 | 1 | 1 | 167.46
61305681725 | LPCB07-X | LOCKING POWER CORD, IEC C20 TO IEC C19, | Heavy-duty dual locking power cord designed for effective power transfer from the Panduit G5 rack power distribution unit (PDU) to IT equipment. Their dual locking nature eliminates accidental disconnects caused by vibration and/or gravity. Compatible w | PK | 1 | 1 | 1 | 1 | 239.86
61305681726 | LPCB08-X | LOCKING POWER CORD, IEC C20 TO IEC C19, | Heavy-duty dual locking power cord designed for effective power transfer from the Panduit G5 rack power distribution unit (PDU) to IT equipment. Their dual locking nature eliminates accidental disconnects caused by vibration and/or gravity. Compatible w | PK | 1 | 1 | 1 | 1 | 312.64
61305681727 | LPCB09-X | LOCKING POWER CORD, IEC C20 TO IEC C19, | Heavy-duty dual locking power cord designed for effective power transfer from the Panduit G5 rack power distribution unit (PDU) to IT equipment. Their dual locking nature eliminates accidental disconnects caused by vibration and/or gravity. Compatible w | PK | 1 | 1 | 1 | 1 | 433.6
61305681728 | LPCB10-X | LOCKING POWER CORD, IEC C20 TO IEC C19, | Heavy-duty dual locking power cord designed for effective power transfer from the Panduit G5 rack power distribution unit (PDU) to IT equipment. Their dual locking nature eliminates accidental disconnects caused by vibration and/or gravity. Compatible w | PK | 1 | 1 | 1 | 1 | 459.44
61305681729 | LPCB11-X | LOCKING POWER CORD, IEC C20 TO IEC C19, | Heavy-duty dual locking power cord designed for effective power transfer from the Panduit G5 rack power distribution unit (PDU) to IT equipment. Their dual locking nature eliminates accidental disconnects caused by vibration and/or gravity. Compatible w | PK | 1 | 1 | 1 | 1 | 164.56
61305681730 | LPCB12-X | LOCKING POWER CORD, IEC C20 TO IEC C19, | Heavy-duty dual locking power cord designed for effective power transfer from the Panduit G5 rack power distribution unit (PDU) to IT equipment. Their dual locking nature eliminates accidental disconnects caused by vibration and/or gravity. Compatible w | PK | 1 | 1 | 1 | 1 | 233.96
61305681731 | LPCB13-X | LOCKING POWER CORD, IEC C20 TO IEC C19, | Heavy-duty dual locking power cord designed for effective power transfer from the Panduit G5 rack power distribution unit (PDU) to IT equipment. Their dual locking nature eliminates accidental disconnects caused by vibration and/or gravity. Compatible w | PK | 1 | 1 | 1 | 1 | 303.84
61305681732 | LPCB14-X | LOCKING POWER CORD, IEC C20 TO IEC C19, | Heavy-duty dual locking power cord designed for effective power transfer from the Panduit G5 rack power distribution unit (PDU) to IT equipment. Their dual locking nature eliminates accidental disconnects caused by vibration and/or gravity. Compatible w | PK | 1 | 1 | 1 | 1 | 400.64
61305681733 | LPCB15-X | LOCKING POWER CORD, IEC C20 TO IEC C19, | Heavy-duty dual locking power cord designed for effective power transfer from the Panduit G5 rack power distribution unit (PDU) to IT equipment. Their dual locking nature eliminates accidental disconnects caused by vibration and/or gravity. Compatible w | PK | 1 | 1 | 1 | 1 | 444.72
61305636493 | LPCB17X | LOCKING POWER CORD, IEC C20 TO IEC C19, |  | PC | 1 | 1 | 1 | 1 | 476.2
61305636495 | LPCB19X | LOCKING POWER CORD, IEC C20 TO IEC C19, |  | PC | 1 | 1 | 1 | 1 | 676.24
61305636490 | LPCB20X | LOCKING POWER CORD, IEC C20 TO IEC C19, |  | PC | 1 | 1 | 1 | 1 | 951.68
61305631844 | MA001 | G5 IPDU SERIAL COMM CABLE (RJ45 to DB9) | The SmartZone™ G5 Serial Communication Cable (RJ45 to DB9) measures 39.4 inches (1m). | PC | 1 | 1 | 1 | 1 | 22.86
61305631845 | MA002 | G5 IPDU CONTROLLER - VERTICAL | The SmartZone™ G5 iPDU Replacement Controller is vertical. | PC | 1 | 1 | 1 | 1 | 548.78
61305631847 | MA005 | G5 IPDU CONTROLLER - HORIZONTAL | The SmartZone™ G5 iPDU Replacement Controller is horizontal. | PC | 1 | 1 | 1 | 1 | 548.78
61305636604 | MA012 | G5 PDU MOUNTING BRACKET KIT FOR DUAL SID | The SmartZone™ G5 PDU mounting bracket kit is for all dual sided PDUs (0U FULL & 0U HALF). | PC | 1 | 1 | 1 | 1 | 112.68
61305636606 | MA013 | G5 PDU MOUNTING BRACKET KIT FOR FULL LEN | The SmartZone™ G5 PDU mounting bracket kit is for all full length PDUs for Net Verse Cabinets. | PC | 1 | 1 | 1 | 1 | 112.68
61305636607 | MA014 | G5 SENSOR HUB MOUNTING BRACKET | The SmartZone™ G5 sensor HUB mounting bracket is black. | PC | 1 | 1 | 1 | 1 | 66.08
61305636608 | MA015 | G5 2 PIECE MAG SENSOR MOUNTING BRACKET F | The SmartZone™ G5 front door magnetic sensor mounting bracket is black. | PC | 1 | 1 | 1 | 1 | 114.16
61305636609 | MA016 | G5 2 PIECE MAG SENSOR MOUNTING BRACKET R | The SmartZone™ G5 two-piece magnetic sensor mounting bracket is for the rear door and is black. | PC | 1 | 1 | 1 | 1 | 114.16
61305656830 | MA017 | G5 PDU Yost Serial Dongle | SmartZone™ G5 PDU Yost Serial Dongle | PC | 1 | 1 | 1 | 1 | 16.62
61305672885 | MA018 | SMALL DIAMETER G5 PDU MOUNTING BUTTONS & | The Small Diameter SmartZone™ G5 PDU Mounting Buttons & Screws include 20 pieces. | PK | 1 | 1 | 1 | 1 | 57.42
61305675630 | MA019 | PDU Universal mounting bracket (set of t | The PDU Universal Mounting Bracket includes a set of two brackets. | PK | 1 | 1 | 1 | 1 | 51.64
61305675631 | MA020 | PDU Off-set eBracket (set of two bracket | The PDU off-set eBracket goes inside of a data center cabinet to provide a place for the Panduit Power Distribution Unit (PDU) to mount. This comes as a set of two brackets. | PK | 1 | 1 | 1 | 1 | 34.08
61305675632 | MA021 | PDU Flat eBracket (set of two brackets) | The PDU Flat eBracket includes a set of two brackets. | PK | 1 | 1 | 1 | 1 | 31.78
61305679450 | MA024 | CAT6 G5 PDU GW SERIAL DATA CABLE ASSEMBL |  | PC | 1 | 1 | 1 | 1 | 16.62
61305677739 | MA030 | SZ SECURITY HANDLE PATCH CORD (RJ45 FEMA | The SmartZone™ Security Handle patch cord extension is designed for RJ45 female to RJ45 male. | PC | 1 | 1 | 1 | 1 | 14.94
61305677740 | MA031 | IPDU POWER SHARE PATCH CORD (RJ45 MALE T | The SmartZone™ G5 iPDU power share patch cord is designed for RJ45 Male to RJ45 Male. | PC | 1 | 1 | 1 | 1 | 9.12
07498340567 | MDC-C | RJ45 Dust Cap,Clear,PK100 | Jack module dust cap. Compatible with all RJ45 Mini-Com® Jack Modules. | PC | 1 | 1000 | 100 | 1 | .72
07498334560 | MFFPEBL | FaceplateExtender,ModFurniture,BL,EA | Faceplate extender for modular furniture with industry standard opening. Extends plate approximately 1/2 (12.7mm). Accepts CFFP4, CFFPL4, UICFFP4 modular furniture faceplates. Black. | PC | 1 | 10 | 1 | 1 | 6.78
07498334838 | MIWBAWH | Box Adapter, In Wall, WH,EA | Faceplate allows mounting a single gang faceplate to double gang in-wall boxes, White | PC | 1 | 10 | 1 | 1 | 12
07498339229 | MP528-C | 28AWG,Cat5e,UTPMdlrPlg,PK100 | The Cat 5e modular plug terminates 4-pair, 28 AWG, 100 ohm, solid or stranded, unshielded twisted pair cable with maximum conductor insulation diameter of 0.027 inches (0.69mm). The modular plug has a robust construction that is rated to 2500 mating cycl | PC | 1 | 100 | 100 | 1 | 1.18
07498337272 | MP528-M | 28AWG,Cat5e,UTPMdlrPlg,PK1000 | The Cat 5e modular plug terminates 4-pair, 28 AWG, 100 ohm, solid or stranded, unshielded twisted pair cable with maximum conductor insulation diameter of 0.027 inches (0.69mm). The modular plug has a robust construction that is rated to 2500 mating cycl | PC | 1 | 1000 | 1000 | 1 | 1.08
07498339230 | MP528-X | 28AWG,Cat5e,UTPMdlrPlg,PK10 | 8-position, 8-wire modular plug, for use with 28 AWG Category 5e, UTP Copper Cable. 10 pk. | PC | 1 | 100 | 10 | 1 | 1.78
07498339248 | MP530-C | 30AWG,Cat5e,UTPMdlrPlg,PK100 | 8-position, 8-wire modular plug, for use with 30 AWG Category 5e, UTP Copper Cable. 100 pk. | PC | 1 | 100 | 100 | 1 | 1.18
07498339239 | MP530-M | 30AWG,Cat5e,UTPMdlrPlg,PK1000 | 8-position, 8-wire modular plug, for use with 30 AWG Category 5e, UTP Copper Cable, 1000 pk. | PC | 1 | 1000 | 1000 | 1 | 1.08
07498374552 | MP588-C | 24AWG,Cat5e,UTPMdlrPlg,PK100 | The Cat 5e modular plug terminates 4-pair, 24-26 AWG, 100 ohm, solid or stranded, unshielded twisted pair cable with maximum conductor insulation diameter of 0.040 inches (1.02mm). The modular plug has a robust construction that is rated to 2500 mating c | PC | 1 | 100 | 100 | 1 | 1
07498370967 | MP588-L | 24AWG,Cat5e,UTPMdlrPlg,PK50 | 8-position, 8-wire modular plug, for use with 24 AWG, Category 5e, UTP copper cable. 50 pk. | PC | 1 | 250 | 50 | 1 | 1
07498370968 | MP588-M | 24AWG,Cat5e,UTPMdlrPlg,PK1000 | The Cat 5e modular plug terminates 4-pair, 24-26 AWG, 100 ohm, solid or stranded, unshielded twisted pair cable with maximum conductor insulation diameter of 0.040 inches (1.02mm). The modular plug has a robust construction that is rated to 2500 mating c | PC | 1 | 1000 | 1000 | 1 | .9
07498331725 | MP588-X | 24 AWG, Category 5e, UTP Modular Plug, 1 | 8-position, 8-wire modular plug, for use with 24 AWG, Category 5e, UTP copper cable. | PC | 1 | 100 | 10 | 1 | 1.12
07498344507 | MPF588-C | MODULAR PLUG FOR MEDIA TWIST CABLE NPC/2 | MODULAR PLUG FOR MEDIA TWIST CABLE NPC/2018 | PC | 1 | 100 | 100 | 1 | 1.68
07498383210 | MPS588-C | Cat5e,ShieldModPulg,24-26AWG,PK100 | The shielded Cat 5e modular plug terminates 4-pair, 24-26 AWG, 100 ohm, solid or stranded, shielded twisted pair cable with maximum conductor insulation diameter of 0.040 inches (1.02mm). The modular plug has a robust construction that is rated to 2500 ma | PC | 1 | 100 | 100 | 1 | 2.76
07498339841 | MPT5-8AS | CrimpTool,TX6PLUS-Pan-PlugModularPlug | This crimping tool can be used for Panduit Cat 5e, 6, and 6A modular plugs. | PC | 1 | 1 | 1 | 1 | 515.72
07498365460 | MTPCD-C | Conductor Divider | Conductor divider. | PC | 1 | 1000 | 100 | 1 | .46
07498365463 | MTPSRBCL-C | Strain Relief Boot ,PK100 | Strain relief boot for modular plug. | PC | 1 | 1000 | 100 | 1 | .52
07498311610 | MTX6PLB-C | CAT 6 UTP LOAD BAR | Category 6 load bar for a modular plug. | PC | 1 | 1000 | 100 | 1 | .46
07498311616 | MTX6UTPSRC-C | CAT 6 UTP Strain Relief Collar | Category 6 UTP Modular Plug Strain Relief Collar. | PC | 1 | 1000 | 100 | 1 | .52
07498325894 | MWBA1 | Wall Board Adapter,2 Port,SG,EA | Single gang wall board adapter for communication applications. | PC | 1 | 10 | 1 | 1 | 7.92
07498383698 | N1000EXTCRG | 1000mm Extension Kit for 7018 Cabinet wi | 1000mm Extension Kit for 7018 Cabinet with Integrated Top of Cabinet Cable Pathway | PC | 1 | 1 | 1 | 1 | 1659.04
61305600045 | N1000EXTCRVG | 1000mm Extension Kit for 7018 Cabinet, V | 1000mm Extension Kit for 7018 Cabinet, VED Ready, Ingegral Top Hat, GR | PC | 1 | 1 | 1 | 1 | 2073.84
07498307248 | N1000EXTCRW | 1000mm Extension Kit for 7018 Cabinet, T |  | PC | 1 | 1 | 1 | 1 | 1595.26
07498304614 | N1SD1000W | 51RU,SpltDoor,Nexus7018,N-Type,WH,EA | Split doors for 51 RU 1000mm wide Net-Access™ N-Type Cabinet for Nexus 7018 switch. Color: White | PC | 1 | 1 | 1 | 1 | 942.74
07498367144 | N21SPS | 42RU,1070mm,N-Type,Cab,StdSdPnl,BL,EA | 42 RU x 1070mm Split Side Panel for Net-Access™ N- Type Cabinet. Color: Black | PC | 1 | 1 | 1 | 1 | 520.52
07498367147 | N22SPS | 42RU,1200mm,N-Type,Cab,StdSdPnl,BL,EA | 42 RU x 1200mm Split Side Panel for Net-Access™ N- Type Cabinet. Color: Black | PC | 1 | 1 | 1 | 1 | 615.16
07498348883 | N22SPSW | 42RU,1200mm,StdSdPnl,WH,EA | 42 RU x 1200mm Split Side Panel for Net-Access™ N- Type Cabinet. Color: White | PC | 1 | 1 | 1 | 1 | 645.92
07498395487 | N2EOR1BA1070B1 | End of Row Seal,N-Type,1070mm,BL,EA | End of row floor seal for 1070mm deep cabinet. Color: Black | PC | 1 | 1 | 1 | 1 | 238.5
07498395491 | N2EOR1BA1070W1 | N-Type Cabinet 1070mm End of Row Seal - | End of row floor seal for 1070mm deep cabinet. | PC | 1 | 1 | 1 | 1 | 250.42
07498395488 | N2EOR1CA1200B1 | End of Row Seal,N-Type,1200mm,BL,EA | End of row floor seal for 1200mm deep cabinet. Color: Black | PC | 1 | 1 | 1 | 1 | 263.32
07498395492 | N2EOR1CA1200W1 | N-TypeCab1200mmEndOfRowSeal,WH,EA | End of row floor seal for 1200mm deep cabinet. | PC | 1 | 1 | 1 | 1 | 276.5
07498383738 | N2RCFR | 42RU Cage Nut Rail Kit N Style Cabinets | N-Type Front and Rear Cage Nut Equipment Rail Kit for 42 RU Cabinet | PC | 1 | 1 | 1 | 1 | 910.9
07498367145 | N51SPS | 45RU,1070mm,N-Type,Cab,StdSdPnl,BL,EA | The split side panel is designed for use with Net-Access™ N-Type Cabinets. It measures 45 RU x 1070mm and is black. | PC | 1 | 1 | 1 | 1 | 567.84
07498348881 | N51SPSW | 45RU,1070mm,StdSdPnl,WH,EA | 45 RU x 1070mm Split Side Panel for Net-Access™ N- Type Cabinet. Color: White | PC | 1 | 1 | 1 | 1 | 596.24
07498367148 | N52SPS | 45RU,1200mm,N-Type,Cab,StdSdPnl,BL,EA | 45 RU x 1200mm Split Side Panel for Net-Access™ N- Type Cabinet. Color: Black | PC | 1 | 1 | 1 | 1 | 662.48
07498333911 | N52SPSG | N-TypeStdSdPnl,45RUx1200mm,PNTDGY,EA | N-Type Standard Side Panel - 45RU x 1200mm, Painted Gray | PC | 1 | 1 | 1 | 1 | 695.62
07498348884 | N52SPSW | 45RU,1200mm,StdSdPnl,WH,EA | 45 RU x 1200mm Split Side Panel for Net-Access™ N- Type Cabinet. Color: White | PC | 1 | 1 | 1 | 1 | 695.62
07498383740 | N5RCFR | 45RU Cage Nut Rail Kit N Style Cabinets | N-Type Front and Rear Cage Nut Equipment Rail Kit for 45 RU Cabinet | PC | 1 | 1 | 1 | 1 | 910.9
07498348874 | N5RT | 45 RU #12-24 Tapped Equipment Rails for | 45 RU #12-24 tapped equipment rails for Net-Access™ N-Type Cabinets, sold in pairs. | PC | 1 | 1 | 1 | 1 | 496.88
07498307846 | N5SD1000G | 45 RU Split Doors for Nexus 7018 Switch | 45 RU Split Doors for Nexus 7018 Switch in N-Type Cabinet, GR | PC | 1 | 1 | 1 | 1 | 940.38
07498307337 | N5SSD1000G | 45RU Split Solid Doors for Nexus 7018 Ca | 45RU Split Solid Doors for Nexus 7018 Cabinet, GY | PC | 1 | 1 | 1 | 1 | 1477.96
07498376487 | N81SHDW | 800mm x 51RU Single Hinge Door for N-Typ | Single hinge perforated door for 52 RU 800mm wide cabinet, White | PC | 1 | 1 | 1 | 1 | 1056.46
07498367146 | N81SPS | 48RU,1070mm,N-Type,Cab,StdSdPnl,BL,EA | 48 RU x 1070mm Split Side Panel for Net-Access™ N- Type Cabinet. Color: Black | PC | 1 | 1 | 1 | 1 | 615.16
07498348882 | N81SPSW | 48 RU 1070mm Standard Side Panel, White | 48 RU 1070mm Depth Net-Access™ N-Type Cabinet Side Panel. | PC | 1 | 1 | 1 | 1 | 645.92
07498396780 | N8212B | 42RU,800x1070,N-Type,D,S,CM,Thd,BL,EA | The Net-Access™ N-Type Cabinet is a 42 RU, 800mm W x 1070mm D cabinet. The dual hinge perforated front door opens to the left or right and the rear door is split perforated. It includes two solid side panels, two sets of #12-24 threaded equipment mounting | PC | 1 | 1 | 1 | 1 | 6890.08
07498367061 | N8212BC | 42RU,800x1070,N-Type,D,S,CM,CgNut,BL,EA | The Net-Access™ N-Type Network Cabinet is a 42 RU, 800mm W x 1070mm D cabinet. The front door is dual hinged perforated and opens to the left or right. It features split perforated rear doors that open in the middle to minimize door swing footprint. The c | PC | 1 | 1 | 1 | 1 | 6890.08
07498367055 | N8212BE | 42RU,800x1070,N-Type,FtDr,S,CM,BL,EA | The Net-Access™ N-Type Cabinet is a 42 RU, 800mm W x 1070mm D cabinet. The front door is a single hinge perforated door. It features split perforated rear doors. It includes two solid side panels, two sets of cage nut equipment mounting rails and 42 RU ca | PC | 1 | 1 | 1 | 1 | 6218.52
07498367057 | N8212BU | 42RU,800x1070,N-Type,D,S,CM,VBP,BL,EA | Net-Access™ N-Type Cabinet frame with top panel. Dual hinge perforated front door opens to the left or right. Split perforated rear doors open in the middle to minimize door swing footprint. Solid side panels (2). Vertical blanking panels. Two sets of ca | PC | 1 | 1 | 1 | 1 | 7479.76
07498395716 | N8212WE | 42RU,800x1070,N-Type,FntDoor,S,CM,WH,EA | Net-Access™ N-Type Cabinet frame with top panel. Cage nut rails. Single hinge perforated front door. Split perforated rear doors open in the middle to minimize door swing footprint. Solid side panels (2). Two sets of cage nut equipment mounting rails. 42 | PC | 1 | 1 | 1 | 1 | 6218.52
07498367050 | N8219BC | 42RU,800x1070,N-Type,D,NoS,CM,CgNt,BL,EA | Net-Access™ N-Type Cabinet frame with top panel. Cage nut rails. Dual hinge perforated front door opens to the left or right. Split perforated rear doors open in the middle to minimize door swing footprint. Two sets of cage nut equipment mounting rails. | PC | 1 | 1 | 1 | 1 | 5921.92
07498367056 | N8219BU | 42RU,800x1070,N-Type,D,NoS,CM,VBP,BL,EA | Net-Access™ N-Type Cabinet frame with top panel. Dual hinge perforated front door opens to the left or right. Split perforated rear doors open in the middle to minimize door swing footprint.Vertical blanking panels. Two sets of cage nut equipment mountin | PC | 1 | 1 | 1 | 1 | 6511.6
07498367062 | N8222B | 42RU,800x1219,N-Type,D,S,CM,ThdRls,BL,EA | The Net-Access™ N-Type Cabinet is a 42 RU, 800mm W x 1200mm D cabinet with top panel. The dual hinge perforated front door opens to the left or right and the rear door is split perforated. It includes two solid side panels, two sets of #12-24 threaded equ | PC | 1 | 1 | 1 | 1 | 7302.22
07498396785 | N8222BC | 42RU,800x1219,N-Type,D,S,CM,CgNut,BL,EA | Net-Access™ N-Type Cabinet frame with top panel. Dual hinge perforated front door opens to the left or right. Split perforated rear doors open in the middle to minimize door swing footprint. Solid side panels (2). Two sets of cage nut equipment mounting | PC | 1 | 1 | 1 | 1 | 7302.22
07498367065 | N8222BE | 42RU,800x1219,N-Type,FtDr,S,CM,BL,EA | Net-Access™ N-Type Cabinet frame with top panel. Cage nut rails. Single perforated front door. Split perforated rear doors open in the middle to minimize door swing footprint. Solid side panels (2). Two sets of cage nut equipment mounting rails. 42 RU ca | PC | 1 | 1 | 1 | 1 | 6630.62
07498396788 | N8222BU | 42RU,800x1219,N-Type,D,S,CM,VBP,BL,EA | Net-Access™ N-Type Cabinet frame with top panel. 1 set of vertical blanking panels. Dual hinge perforated front door opens to the left or right. Split perforated rear doors open in the middle to minimize door swing footprint. Solid side panels (2). Two s | PC | 1 | 1 | 1 | 1 | 7891.9
07498395719 | N8222W | 42RU,800x1219,N-Type,D,S,CM,WH,EA | Net-Access™ N-Type Cabinet frame with top panel. Tapped equipment rails (12-24). Dual hinge perforated front door opens to the left or right. Split perforated rear doors open in the middle to minimize door swing footprint. Solid side panels (2). Two sets | PC | 1 | 1 | 1 | 1 | 7302.22
07498396812 | N8222WC | 42RU,800x1219,N-Type,D,S,CM,CgNut,WH,EA | The Net-Access™ N-Type Cabinet is a 42 RU, 800mm W x 1200mm D cabinet with top panel. The dual hinge perforated front door opens to the left or right and the rear door is split perforated. It includes two solid side panels, two sets of cage nut equipment | PC | 1 | 1 | 1 | 1 | 7302.22
07498395722 | N8222WE | 42RU,800x1219,N-Type,FntDoor,S,CM,WH,EA | Net-Access™ N-Type Cabinet frame with top panel. Cage nut rails. Single perforated front door. Split perforated rear doors open in the middle to minimize door swing footprint. Solid side panels (2). Two sets of cage nut equipment mounting rails. 42 RU ca | PC | 1 | 1 | 1 | 1 | 6630.62
07498396786 | N8229BC | 42RU,800x1219,N-Type,D,NoS,CN,CM,BL,EA | Net-Access™ N-Type Cabinet frame with top panel. Cage Nut rails. Dual hinge perforated front door opens to the left or right. Split perforated rear doors open in the middle to minimize door swing footprint. No side panels. Two sets of cage nut equipment m | PC | 1 | 1 | 1 | 1 | 6194.92
07498396787 | N8229BU | 42RU,800x1219,N-Type,D,NoS,CM,VBP,BL,EA | Net-Access™ N-Type Cabinet frame with top panel. 1 set of vertical blanking panels. Dual hinge perforated front door opens to the left or right. Split perforated rear doors open in the middle to minimize door swing footprint. No side panels. Two sets of | PC | 1 | 1 | 1 | 1 | 6784.6
07498395720 | N8229W | 42RU,800x1219,N-Type,D,NoS,CM,WH,EA | The Net-Access™ N-Type Cabinet is a 42 RU, 800mm W x 1200mm D cabinet with top panel. The dual hinge perforated front door opens to the left or right and the rear door is split perforated. It includes two sets of #12-24 threaded equipment mounting rails a | PC | 1 | 1 | 1 | 1 | 6194.92
07498396813 | N8229WC | 42RU,800x1219,N-Type,D,NoS,CM,WH,EA | Net-Access™ N-Type Cabinet frame with top panel. Cage Nut rails. Dual hinge perforated front door opens to the left or right. Split perforated rear doors open in the middle to minimize door swing footprint. No side panels. Two sets of cage nut equipment m | PC | 1 | 1 | 1 | 1 | 6194.92
07498348892 | N82DHDB | 42RU,800mm,DualHngD,N-Type,Cab,BL,EA | Dual hinge perforated door for 42 RU 800mm wide cabinet. Color: Black | PC | 1 | 1 | 1 | 1 | 1490.6
07498348901 | N82DHDW | 42RU,800mm,DualHngD,N-Type,Cab,WH,EA | Dual hinge perforated door for 42 RU 800mm wide cabinet. Color: White | PC | 1 | 1 | 1 | 1 | 1565.12
07498348889 | N82SHDB | 42RU,800mm,SglHngD,N-Type,Cab,BL,EA | Single hinge perforated door for 42 RU 800mm wide cabinet, Black | PC | 1 | 1 | 1 | 1 | 816.28
07498348898 | N82SHDW | 42 RU 800mm Single Hinge Doors for N-Typ | Single hinge perforated door for 42 RU 800mm wide cabinet, White | PC | 1 | 1 | 1 | 1 | 857.08
07498367149 | N82SPS | 48RU,1200mm,N-Type,Cab,StdSdPnl,BL,EA | 48 RU x 1200mm Split Side Panel for Net-Access™ N- Type Cabinet. Color: Black | PC | 1 | 1 | 1 | 1 | 709.8
07498348885 | N82SPSW | 48 RU 1200mm Standard Side Panel,EA | 48 RU 1200mm Depth Net-Access™ N-Type Cabinet Side Panel. | PC | 1 | 1 | 1 | 1 | 745.28
07498367030 | N8512B | 45RU,800x1070,NTypeCAB,Doors,Sides,EA | The Net-Access™ N-Type Network Cabinet is a 45 RU, 800mm W x 1070mm D cabinet. The front door is dual hinged perforated and opens to the left or right. It features split perforated rear doors that open in the middle to minimize door swing footprint. This | PC | 1 | 1 | 1 | 1 | 7353.52
07498367032 | N8512BC | 45RU,800x1070,N-Type,D,S,CM,CgNut,BL,EA | The Net-Access™ N-Type Network Cabinet is a 45 RU, 800mm W x 1070mm D cabinet. The front door is dual hinged perforated and opens to the left or right. It features split perforated rear doors that open in the middle to minimize door swing footprint. The c | PC | 1 | 1 | 1 | 1 | 7353.52
07498367037 | N8512BE | 45RU,800x1070,N-Type,FntDoor,S,CM,BL,EA | Net-Access™ N-Type Cabinet frame with top panel. Cage nut rails. Single hinge perforated front door. Split perforated rear doors open in the middle to minimize door swing footprint. Solid side panels (2). Two sets of cage nut equipment mounting rails. 45 | PC | 1 | 1 | 1 | 1 | 6665.56
07498367041 | N8512BU | 45RU,800x1070,N-Type,D,S,CM,VBP,BL,EA | Net-Access™ N-Type Cabinet frame with top panel. Cage nut rails. Dual hinge perforated front door opens to the left or right. Split perforated rear doors open in the middle to minimize door swing footprint. Solid side panels (2). Vertical blanking panels | PC | 1 | 1 | 1 | 1 | 7943.2
07498395624 | N8512WC | 45RU,800x1070,N-Type,D,S,CM,CgNut,WH,EA | Net-Access™ N-Type Cabinet frame with top panel. Cage nut rails. Dual hinge perforated front door opens to the left or right. Split perforated rear doors open in the middle to minimize door swing footprint. Solid side panels (2).Two sets of cage nut equi | PC | 1 | 1 | 1 | 1 | 7353.52
07498395629 | N8512WE | 45RU,800x1070,N-Type,FntDoor,S,CM,WH,EA | Net-Access™ N-Type Cabinet frame with top panel. Cage nut rails. Single hinge perforated front door. Split perforated rear doors open in the middle to minimize door swing footprint. Solid side panels (2). Two sets of cage nut equipment mounting rails. 45 | PC | 1 | 1 | 1 | 1 | 6665.56
07498367031 | N8519B | 45RU,800x1070,NTypeCAB,Doors,No Sides,EA | Net-Access™ N-Type Cabinet frame with top panel. Dual hinge perforated front door opens to the left or right. Split perforated rear doors open in the middle to minimize door swing footprint. Two sets of #12-24 threaded equipment mounting rails. 45 RU cab | PC | 1 | 1 | 1 | 1 | 6298.66
07498367033 | N8519BC | 45RU,800x1070,N-Type,D,NoS,CM,CgNt,BL,EA | Net-Access™ N-Type Cabinet frame with top panel. Cage nut rails. Dual hinge perforated front door opens to the left or right. Split perforated rear doors open in the middle to minimize door swing footprint. Two sets of cage nut equipment mounting rails. | PC | 1 | 1 | 1 | 1 | 6298.66
07498367042 | N8519BU | 45RU,800x1070,N-Type,D,NoS,CM,VBP,BL,EA | Net-Access™ N-Type Cabinet frame with top panel. Dual hinge perforated front door opens to the left or right. Split perforated rear doors open in the middle to minimize door swing footprint. Vertical blanking panels. Two sets of cage nut equipment mounti | PC | 1 | 1 | 1 | 1 | 6888.34
07498395625 | N8519WC | 45RU,800x1070,N-Type,D,NoS,CM,WH,EA | Net-Access™ N-Type Cabinet frame with top panel. Cage nut rails. Dual hinge perforated front door opens to the left or right. Split perforated rear doors open in the middle to minimize door swing footprint. Two sets of cage nut equipment mounting rails. | PC | 1 | 1 | 1 | 1 | 6298.66
07498396759 | N8522B | 45RU,800x1219,NTypeCAB,Doors,Sides,EA | The Net-Access™ N-Type Network Cabinet is a 45 RU, 800mm W x 1200mm D cabinet. The front door is dual hinged perforated and opens to the left or right. It features split perforated rear doors that open in the middle to minimize door swing footprint. The c | PC | 1 | 1 | 1 | 1 | 7759.76
07498367045 | N8522BC | 45RU,800x1219,N-Type,D,S,CM,CgNut,BL,EA | The Net-Access™ N-Type Cabinet is a 45 RU, 800mm W x 1200mm D cabinet with top panel. The dual hinge perforated front door opens to the left or right and the rear door is split perforated. It includes two solid side panels, two sets of cage nut equipment | PC | 1 | 1 | 1 | 1 | 7759.76
07498367046 | N8522BE | 45RU,800x1219,N-Type,FntDoor,S,CM,BL,EA | Net-Access™ N-Type Cabinet frame with top panel. Cage nut rails. Single hinge perforated front door. Split perforated rear doors open in the middle to minimize door swing footprint. Solid side panels (2). Two sets of cage nut equipment mounting rails. 45 | PC | 1 | 1 | 1 | 1 | 7071.8
07498367049 | N8522BU | 45RU,800x1219,NType,D,S,CM,VBP,CNt,BL,EA | Net-Access™ N-Type Cabinet frame with top panel. Dual hinge perforated front door opens to the left or right. Split perforated rear doors open in the middle to minimize door swing footprint. Solid side panels (2). Vertical blanking panels. Two sets of ca | PC | 1 | 1 | 1 | 1 | 8349.44
07498396799 | N8522W | 45RU,800x1219,N-Type,D,S,CM,Thd,WH,EA | Net-Access™ N-Type Cabinet frame with top panel. Tapped equipment rails (12-24). Dual hinge perforated front door opens to the left or right. Split perforated rear doors open in the middle to minimize door swing footprint. Solid side panels (2). Two sets | PC | 1 | 1 | 1 | 1 | 7759.76
07498395636 | N8522WC | 45RU,800x1219,N-Type,D,S,CM,CgNut,WH,EA | Net-Access™ N-Type Cabinet frame with top panel. Cage nut rails. Dual hinge perforated front door opens to the left or right. Split perforated rear doors open in the middle to minimize door swing footprint. Solid side panels (2). Two sets of cage nut equ | PC | 1 | 1 | 1 | 1 | 7759.76
07498395637 | N8522WE | 45RU,800x1219,N-Type,FntDoor,S,CM,WH,EA | Net-Access™ N-Type Cabinet frame with top panel. Cage nut rails. Single hinge perforated front door. Split perforated rear doors open in the middle to minimize door swing footprint. Solid side panels (2). Two sets of cage nut equipment mounting rails. 45 | PC | 1 | 1 | 1 | 1 | 7071.8
07498367043 | N8529B | 45RU,800x1219,NTypeCAB,Doors,No Sides,EA | Net-Access™ N-Type Cabinet frame with top panel. Dual hinge perforated front door opens to the left or right. Split perforated rear doors open in the middle to minimize door swing footprint. Two sets of #12-24 threaded equipment mounting rails. 45 RU cab | PC | 1 | 1 | 1 | 1 | 6571.66
07498367044 | N8529BC | 45RU,800x1219,D,NoS,CM,CgNut,BL,EA | Net-Access™ N-Type Cabinet frame with top panel. Cage nut rails (12-24). Dual hinge perforated front door opens to the left or right. Split perforated rear doors open in the middle to minimize door swing footprint. Two sets of #12-24 cage nut equipment m | PC | 1 | 1 | 1 | 1 | 6571.66
07498334727 | N8529BE | 45RU,800x1219,N-Type,FntDoor,NoS,BL,EA | Net-Access™ N-Type Cabinet frame with top panel. Cage nut rails. Single hinge perforated front door. Split perforated rear doors open in the middle to minimize door swing footprint. No side panels. Two sets of cage nut equipment mounting rails. 45 RU cab | PC | 1 | 1 | 1 | 1 | 5883.7
07498367048 | N8529BU | 45RU,800x1219,N-Type,D,NoS,CM,VBP,BLK,EA | Net-Access™ N-Type Cabinet frame with top panel. Dual hinge perforated front door opens to the left or right. Split perforated rear doors open in the middle to minimize door swing footprint. Vertical blanking panels. Two sets of cage nut equipment mounti | PC | 1 | 1 | 1 | 1 | 7161.34
07498348893 | N85DHDB | 45RU,800mm,DualHngD,N-Type,Cab,BL,EA | Dual hinge door for 45 RU 800mm wide cabinet. Color: Black | PC | 1 | 1 | 1 | 1 | 1561.56
07498348902 | N85DHDW | 45RU,800mm,DualHngD,N-Type,Cab,WH,EA | Dual hinge door for 45 RU 800mm wide cabinet. Color: White | PC | 1 | 1 | 1 | 1 | 1639.64
07498348890 | N85SHDB | 45RU,800mm,SglHngDoor,N-Type,Cab,BL,EA | Single hinge perforated door for 45 RU 800mm wide cabinet, Black | PC | 1 | 1 | 1 | 1 | 887.24
07498348899 | N85SHDW | 45RU,800mm,SglHngDoor,N-Type,Cab,WH,EA | Single hinge door for 45 RU 800mm wide cabinet. Color: White | PC | 1 | 1 | 1 | 1 | 931.62
07498367074 | N8812B | 48RU,800x1070,N-Type,D,S,CM,BL,ThdRls,EA | Net-Access™ N-Type Cabinet frame with top panel. Tapped equipment rails (12-24). Dual hinge perforated front door opens to the left or right. Split perforated rear doors open in the middle to minimize door swing footprint. Solid side panels (2). Two sets | PC | 1 | 1 | 1 | 1 | 7785.96
07498367084 | N8812BE | 48RU,800x1070,N-Type,FntDoor,S,CM,BL,EA | Net-Access™ N-Type Cabinet frame with top panel. Cage nut rails. Single hinge perforated front door. Split perforated rear doors open in the middle to minimize door swing footprint. Solid side panels (2). Two sets of cage nut equipment mounting rails. 48 | PC | 1 | 1 | 1 | 1 | 7076.16
07498396608 | N8812BU | 48RU,800x1070,N-Type,D,S,CM,VBP,BL,EA | The Net-Access™ N-Type Network Cabinet is a 48 RU, 800mm W x 1070mm D cabinet. The front door is dual hinged perforated and opens to the left or right. It features split perforated rear doors that open in the middle to minimize door swing footprint. The c | PC | 1 | 1 | 1 | 1 | 8375.64
07498395747 | N8812WE | 48RU,800x1070,N-Type,FntDoor,S,CM,WH,EA | Net-Access™ N-Type Cabinet frame with top panel. Cage nut rails. Single hinge perforated front door. Split perforated rear doors open in the middle to minimize door swing footprint. Solid side panels (2). Two sets of cage nut equipment mounting rails. 48 | PC | 1 | 1 | 1 | 1 | 7076.16
07498334799 | N8819BU | 48RU,800x1070,N-Type,D,NoS,CM,VBP,BL,EA | Net-Access™ N-Type Cabinet frame with top panel. Dual hinge perforated front door opens to the left or right. Split perforated rear doors open in the middle to minimize door swing footprint. No side panels. Vertical blanking panels. Two sets of cage nut | PC | 1 | 1 | 1 | 1 | 7248.7
07498367085 | N8822B | 48RU,800x1219,N-Type,D,S,CM,ThdRls,BL,EA | Net-Access™ N-Type Cabinet frame with top panel. Tapped equipment rails (12-24). Dual hinge perforated front door opens to the left or right. Split perforated rear doors open in the middle to minimize door swing footprint. Solid side panels (2). Two sets | PC | 1 | 1 | 1 | 1 | 8190
07498367088 | N8822BC | 48RU,800x1219,N-Type,D,NoS,CM,2SSP,BL,EA | Net-Access™ N-Type Cabinet frame with top panel. Cage nut rails. Dual hinge perforated front door opens to the left or right. Split perforated rear doors open in the middle to minimize door swing footprint. Solid side panels (2). Two sets of cage nut equ | PC | 1 | 1 | 1 | 1 | 8190
07498367093 | N8822BE | 48RU,800x1219,N-Type,FtDr,S,CM,BL,EA | Net-Access™ N-Type Cabinet frame with top panel. Cage nut rails. Single hinge perforated front door. Split perforated rear doors open in the middle to minimize door swing footprint. Solid side panels (2). Two sets of cage nut equipment mounting rails. 48 | PC | 1 | 1 | 1 | 1 | 7480.2
07498334800 | N8822BU | 48RU,800x1219,N-Type,D,S,CM,VBP,BL,EA | Net-Access™ N-Type Cabinet frame with top panel. Dual hinge perforated front door opens to the left or right. Split perforated rear doors open in the middle to minimize door swing footprint. Solid side panels (2). Vertical blanking panels. Two sets of ca | PC | 1 | 1 | 1 | 1 | 8779.68
07498395749 | N8822WC | 48RU,800x1219,N-Type,D,NoS,CM,WH,EA | The Net-Access™ N-Type Cabinet is a 48 RU, 800mm W x 1200mm D cabinet with top panel. The dual hinge perforated front door opens to the left or right and the rear door is split perforated. It includes two solid side panels, two sets of cage nut equipment | PC | 1 | 1 | 1 | 1 | 8190
07498395754 | N8822WE | 48RU,800x1219,N-Type,FntDoor,S,CM,WH,EA | Net-Access™ N-Type Cabinet frame with top panel. Cage nut rails. Single hinge perforated front door. Split perforated rear doors open in the middle to minimize door swing footprint. Solid side panels (2). Two sets of cage nut equipment mounting rails. 48 | PC | 1 | 1 | 1 | 1 | 7480.2
07498367089 | N8829B | 48RU,800x1219,N-Type,D,NoS,CM,Th,BL,EA | Net-Access™ N-Type Cabinet frame with top panel. Tapped equipment rails (12-24). Dual hinge perforated front door opens to the left or right. Split perforated rear doors open in the middle to minimize door swing footprint. Two sets of #12-24 threaded equ | PC | 1 | 1 | 1 | 1 | 6932.02
07498367090 | N8829BC | 48RU,800x1219,N-Type,D,NoS,CM,CN,BL,EA | Net-Access™ N-Type Cabinet frame with top panel. Cage nut rails. Dual hinge perforated front door opens to the left or right. Split perforated rear doors open in the middle to minimize door swing footprint. Two sets of cage nut equipment mounting rails. | PC | 1 | 1 | 1 | 1 | 6932.02
07498334801 | N8829BU | 48RU,800x1219,N-Type,D,NoS,CM,VBP,BL,EA | Net-Access™ N-Type Cabinet frame with top panel. Dual hinge perforated front door opens to the left or right. Split perforated rear doors open in the middle to minimize door swing footprint. No side panels. Vertical blanking panels. Two sets of cage nut e | PC | 1 | 1 | 1 | 1 | 7521.7
07498395751 | N8829W | 48RU,800x1219,N-Type,D,NoS,CM,WH,EA | Net-Access™ N-Type Cabinet frame with top panel. Tapped equipment rails (12-24). Dual hinge perforated front door opens to the left or right. Split perforated rear doors open in the middle to minimize door swing footprint. Two sets of #12-24 threaded equ | PC | 1 | 1 | 1 | 1 | 6932.02
07498395752 | N8829WC | 48RU,800x1219,N-Type,D,NoS,CM,WH,EA | Net-Access™ N-Type Cabinet frame with top panel. Cage nut rails (12-24). Dual hinge perforated front door opens to the left or right. Split perforated rear doors open in the middle to minimize door swing footprint. Two sets of #12-24 cage nut equipment mo | PC | 1 | 1 | 1 | 1 | 6932.02
07498348894 | N88DHDB | 48RU800mmDualHngDForN-TypeCab,BL,EA | Dual hinge door for 48 RU 800mm wide cabinet. | PC | 1 | 1 | 1 | 1 | 1632.56
07498348903 | N88DHDW | 48 RU 800mm Dual Hinge Doors for N-Type | Dual hinge door for 48 RU 800mm wide cabinet. | PC | 1 | 1 | 1 | 1 | 1632.56
07498348891 | N88SHDB | 48 RU x 800mm Single Hinge Perforated Do | Single hinge perforated door for 48 RU 800mm wide cabinet, Black | PC | 1 | 1 | 1 | 1 | 958.24
07498348900 | N88SHDW | 48 RU x 800mm Dual Hinge Door for N-Type | Single hinge perforated door for 48 RU 800mm wide cabinet, White | PC | 1 | 1 | 1 | 1 | 1006.14
07498383745 | N8RCFR | 48RU Cage Nut Rail Kit N Style Cabinets | N-Type Front and Rear Cage Nut Equipment Rail Kit for 48 RU Cabinet | PC | 1 | 1 | 1 | 1 | 910.9
07498396606 | NACSS | N-Type,AdjustableCenterSlackSpool,EA | Center slack spool for between cabinets, adjustable 210mm (8.3) to 267mm (10.5). Color: Black | PC | 1 | 10 | 1 | 1 | 173.2
61305658013 | NAKIT2.0G5-B | Net-Access Kit 2.0 G5 PDU – Black |  | PC | 1 | 1 | 1 | 1 | 629.48
61305636575 | NAKOSHPD | N-TYPE CABINET OSHPD ANCHOR KIT | OSPHD Mounting Bracket - N Type Cabinets | PC | 1 | 1 | 1 | 1 | 459.38
07498383136 | NCMH1-RFC | NCMH1 Replacement Front Cover | Replacement Front Cover, 1 RU, PC, Black | PC | 1 | 1 | 1 | 1 | 30.76
07498381903 | NCMH2 | NM,HORIZ CBL MGMT,2RU,F+R,BLK,EA | The Panduit® NetManager® Horizontal Cable Manager cost-effectively organizes and protects copper and fiber network cabling in any standard EIA 19in (483mm) rack or cabinet. Superior bend radius control ensures longer cable life with fewer kinks and snags | PC | 1 | 1 | 1 | 1 | 140.78
07498381939 | NCMH2-RFC | NCMH2 Replacement Front Cover | Replacement Front Cover, 2 RU, PC, Black | PC | 1 | 1 | 1 | 1 | 27.22
07498381906 | NCMHF1 | NM,HORIZ CBL MGMT,1RU,F+R,BLK,EA | The NetManager™ Horizontal Cable Manager cost-effectively organizes and protects copper and fiber network cabling in any standard EIA 19 inch (483mm) rack or cabinet. Bend radius control ensures longer cable life with fewer kinks and snags that interrupt | PC | 1 | 1 | 1 | 1 | 80.4
07498381904 | NCMHF2 | NM,HORIZ CBL MGMT,2RU,Front,BLK,EA | The NetManager™ Horizontal Cable Manager cost-effectively organizes and protects copper and fiber network cabling in any standard EIA 19 inch (483mm) rack or cabinet. Bend radius control ensures longer cable life with fewer kinks and snags that interrupt | PC | 1 | 1 | 1 | 1 | 109.5
07498367151 | NCSTR4 | N-Type,Cabinet,Casters,BL,EA | The N-Type Cabinet Caster Kit includes two fixed casters for the front of the cabinet and two swivel casters for the rear of the cabinet. These cabinet casters add 24mm to the height of the cabinet. The caster kit also includes four mounting plates and 24 | PC | 1 | 1 | 1 | 1 | 615.16
07498396607 | NERSS | N-Type,EndofRowSlackSpool,BL,EA | End of row slack spool. Color: Black | PC | 1 | 10 | 1 | 1 | 129.9
07498302581 | NKFMT1 | RackMountFiberTray,,1RU,EA | The NetKey™ fiber enclosure mount with a CFAPPBL1 fiber adapter patch panel holds up to four QuickNet™ cassettes, FAP, and FMP adapter panels. It measures 1.75 inches H x 17.16 inches W x 11.16 inches D (44.4mm x 433.3mm x 283.5mm), is black, and fits in | PC | 1 | 1 | 1 | 1 | 165.68
07498302582 | NKFMT2 | RackMountFiberTray,,2RU,EA | Netkey mount with CFAPPBL2 fiber adapter patch panel to hold up to eight QuickNet™ cassettes, FAP, or FMP adapter panels, 3.48" H x 17.16" W x 11.16" D (88.3mm x 433.3mm x 283.5mm), black, 2 rack spaces. | PC | 1 | 1 | 1 | 1 | 195.5
07498300938 | NM1 | NM,HORIZ CBL MGMT,HICAP,1RU,F+R,BLK,EA | The NetManager™ High Capacity Horizontal Cable Manager cost-effectively organizes and protects copper and fiber network cabling in any standard EIA 19 inch (483mm) rack or cabinet. Large front finger openings easily accommodate Cat 6 and 6A cables, reduci | PC | 1 | 1 | 1 | 1 | 111.4
07498302332 | NM1-KIT | REPLACEMENT KIT FOR NM1& NMF1 | REPLACEMENT KIT FOR NM1& NMF1 | PC | 1 | 1 | 1 | 1 | 18.54
07498333543 | NM1B | BlankingPNL,NM1,NMF1,BLK,EA | Pass-Through Blanking Panel, For NM1/NMF1, 1 RU, Plastic, Black | PC | 1 | 1 | 1 | 1 | 24.54
61305662469 | NM1WH | Horizontal Cable Manager High Capacity F | The Panduit® NetManager® High Capacity Horizontal Cable Manager cost-effectively organizes and protects copper and fiber network cabling in any standard EIA 19in (483mm) rack or cabinet. Large front finger openings easily accommodate Category 6 and 10G ca | PC | 1 | 1 | 1 | 1 | 111.4
07498300940 | NM2 | NM,HORIZ CBL MGMT,HICAP,2RU,F+R,BLK,EA | The NetManager™ High Capacity Horizontal Cable Manager cost-effectively organizes and protects copper and fiber network cabling in any standard EIA 19 inch (483mm) rack or cabinet. Large front finger openings easily accommodate Cat 6 and 6A cables, reduci | PC | 1 | 1 | 1 | 1 | 129.98
07498300906 | NM2-KIT | REPLACEMENT KIT FOR NM2 & NMF2 | REPLACEMENT KIT FOR NM2 & NMF2 | PC | 1 | 1 | 1 | 1 | 25.16
07498333544 | NM2B | BlankingPNL,NM2,NMF2,BLK,EA | Pass-Through Blanking Panel, For NM2/NMF2, 2 RU, Plastic, Black | PC | 1 | 1 | 1 | 1 | 27
61305657954 | NM2WH | Horizontal Cable Manager High Capacity F | The Panduit® NetManager® High Capacity Horizontal Cable Manager cost-effectively organizes and protects copper and fiber network cabling in any standard EIA 19in (483mm) rack or cabinet. Large front finger openings easily accommodate Category 6 and 10G ca | PC | 1 | 1 | 1 | 1 | 129.98
07498300942 | NM3 | NM,HORIZ CBL MGMT,HICAP,3RU,F+R,BLK,EA | The Panduit® NetManager® High Capacity Horizontal Cable Manager cost-effectively organizes and protects copper and fiber network cabling in any standard EIA 19in (483mm) rack or cabinet. Large front finger openings easily accommodate Category 6 and 10G ca | PC | 1 | 1 | 1 | 1 | 188
07498302164 | NM3-KIT | REPLACEMNT KIT FOR HIGH CAP.NM3/NMF3 | REPLACEMNT KIT FOR HIGH CAP.NM3/NMF3 | PC | 1 | 1 | 1 | 1 | 25.42
07498333545 | NM3B | BlankingPNL,NM3,NMF3,BLK,EA | Pass-Through Blanking Panel, For NM3/NMF3, 3 RU, Plastic, Black | PC | 1 | 1 | 1 | 1 | 29.7
61305657955 | NM3WH | Horizontal Cable Manager High Capacity F | The Panduit® NetManager® High Capacity Horizontal Cable Manager cost-effectively organizes and protects copper and fiber network cabling in any standard EIA 19in (483mm) rack or cabinet. Large front finger openings easily accommodate Category 6 and 10G ca | PC | 1 | 1 | 1 | 1 | 188
07498300944 | NM4 | NM,HORIZ CBL MGMT,HICAP,4RU,F+R,BLK,EA | The Panduit® NetManager® High Capacity Horizontal Cable Manager cost-effectively organizes and protects copper and fiber network cabling in any standard EIA 19in (483mm) rack or cabinet. Large front finger openings easily accommodate Category 6 and 10G ca | PC | 1 | 1 | 1 | 1 | 240.64
07498302331 | NM4-KIT | REPLACEMENT COVER KIT FOR HIGH CAP. NM4 | REPLACEMENT COVER KIT FOR HIGH CAP. NM4/NMF4 | PC | 1 | 1 | 1 | 1 | 30.18
07498333546 | NM4B | BlankingPNL,NM4,NMF4,BLK,EA | Pass-Through Blanking Panel, For NM4/NMF4, 4 RU, Plastic, Black | PC | 1 | 1 | 1 | 1 | 32.68
61305657956 | NM4WH | Horizontal Cable Manager High Capacity F | The Panduit® NetManager® High Capacity Horizontal Cable Manager cost-effectively organizes and protects copper and fiber network cabling in any standard EIA 19in (483mm) rack or cabinet. Large front finger openings easily accommodate Category 6 and 10G ca | PC | 1 | 1 | 1 | 1 | 240.64
07498300939 | NMF1 | NM,HORIZ CBL MGMT,HICAP,1RU,Front,BLK,EA | The NetManager™ High Capacity Horizontal Cable Manager cost-effectively organizes and protects copper and fiber network cabling in any standard EIA 19 inch (483mm) rack or cabinet. Large front finger openings easily accommodate Cat 6 and 6A cables, reduci | PC | 1 | 1 | 1 | 1 | 95.46
07498365932 | NMF1WH | HorizCblMgrHiCapFntOnly1RU,WH,EA | The NetManager™ High Capacity Horizontal Cable Manager cost-effectively organizes and protects copper and fiber network cabling in any standard EIA 19 inch (483mm) rack or cabinet. Large front finger openings easily accommodate Cat 6 and 6A cables, reduci | PC | 1 | 1 | 1 | 1 | 95.46
07498300941 | NMF2 | NM,HORIZ CBL MGMT,HICAP,2RU,Front,BLK,EA | The NetManager™ High Capacity Horizontal Cable Manager cost-effectively organizes and protects copper and fiber network cabling in any standard EIA 19 inch (483mm) rack or cabinet. Large front finger openings easily accommodate Cat 6 and 6A cables, reduci | PC | 1 | 1 | 1 | 1 | 101.1
07498365547 | NMF2WH | HorizCblMgrHiCapFntOnly2RU,WH,EA | The NetManager™ High Capacity Horizontal Cable Manager cost-effectively organizes and protects copper and fiber network cabling in any standard EIA 19 inch (483mm) rack or cabinet. Large front finger openings easily accommodate Cat 6 and 6A cables, reduci | PC | 1 | 1 | 1 | 1 | 101.1
07498300943 | NMF3 | NM,HORIZ CBL MGMT,HICAP,3RU,Front,BLK,EA | The Panduit® NetManager® High Capacity Horizontal Cable Manager cost-effectively organizes and protects copper and fiber network cabling in any standard EIA 19in (483mm) rack or cabinet. Large front finger openings easily accommodate Category 6 and 10G ca | PC | 1 | 1 | 1 | 1 | 154.52
07498365546 | NMF3WH | HorizCblMgrHiCapFntOnly3RU,WH,EA | The Panduit® NetManager® High Capacity Horizontal Cable Manager cost-effectively organizes and protects copper and fiber network cabling in any standard EIA 19in (483mm) rack or cabinet. Large front finger openings easily accommodate Category 6 and 10G ca | PC | 1 | 1 | 1 | 1 | 154.52
07498300945 | NMF4 | NM,HORIZ CBL MGMT,HICAP,4RU,Front,BLK,EA | The NetManager™ High Capacity Horizontal Cable Manager cost-effectively organizes and protects copper and fiber network cabling in any standard EIA 19 inch (483mm) rack or cabinet. Large front finger openings easily accommodate Cat 6 and 6A cables, reduci | PC | 1 | 1 | 1 | 1 | 197.22
07498365918 | NMF4WH | HorizCblMgrHiCapFntOnly4RU,WH,EA | The Panduit® NetManager® High Capacity Horizontal Cable Manager cost-effectively organizes and protects copper and fiber network cabling in any standard EIA 19in (483mm) rack or cabinet. Large front finger openings easily accommodate Category 6 and 10G ca | PC | 1 | 1 | 1 | 1 | 197.22
61305636744 | NPCA17X | POWER CORD, IEC C14 TO IEC C13, 3 FEET, |  | PC | 1 | 1 | 1 | 1 | 296.9
61305636746 | NPCA19X | POWER CORD, IEC C14 TO IEC C13, 6 FEET, |  | PC | 1 | 1 | 1 | 1 | 373.76
61305636740 | NPCA20X | POWER CORD, IEC C14 TO IEC C13, 10 FEET, |  | PC | 1 | 1 | 1 | 1 | 667.8
61305661124 | NPCC01X | POWER CORD IEC C20 TO IEC C13, 2 FEET, 1 |  | PK | 1 | 1 | 1 | 1 | 211.84
61305661128 | NPCC02X | POWER CORD IEC C20 TO IEC C13, 3 FEET, 1 |  | PK | 1 | 1 | 1 | 1 | 237.2
61305661135 | NPCC04X | POWER CORD IEC C20 TO IEC C13, 6 FEET, 1 |  | PK | 1 | 20 | 1 | 1 | 327.6
61305661136 | NPCC05X | POWER CORD IEC C20 TO IEC C13, 10 FEET, |  | PK | 1 | 20 | 1 | 1 | 483.16
61305661142 | NPCC16X | POWER CORD IEC C20 TO IEC C13, 2 FEET, 1 |  | PK | 1 | 1 | 1 | 1 | 211.84
61305661143 | NPCC17X | POWER CORD IEC C20 TO IEC C13, 3 FEET, 1 |  | PK | 1 | 1 | 1 | 1 | 237.2
61305661145 | NPCC19X | POWER CORD IEC C20 TO IEC C13, 6 FEET, 1 |  | PK | 1 | 20 | 1 | 1 | 327.6
61305661146 | NPCC20X | POWER CORD IEC C20 TO IEC C13, 10 FEET, |  | PK | 1 | 20 | 1 | 1 | 483.16
07498371254 | NR2WH-L | FD,SnapRivet, 2"x2",WH,PK50 | Snap rivet fastens channel and fittings together for added strength and rigidity. Snap rivet mounts flush to surfaces, White. | C | 100 | 500 | 50 | 1 | 63.24
07498371255 | NR4BL-L | FD,SnapRivet, 4"x4",BL,PK50 | Snap rivet fastens channel and fittings together for added strength and rigidity. Snap rivet mounts flush to surfaces, Black. | C | 100 | 500 | 50 | 1 | 63.24
07498396455 | NREPB1 | EndPanel,HICAP,45RU,10.4"x0.4",BLK,EA | High-Capacity End Panel, 45 RU, Black | PC | 1 | 1 | 1 | 1 | 359.12
07498304618 | NVBP | N-Type,VertBlankPans,BL,EA | Vertical blanking panels with pass-through holes for 42 RU through 51 RU cabinets. Color: Black | PC | 1 | 1 | 1 | 1 | 713.96
07498398142 | NVBP1000 | N-Type Vertical Blanking Panels for 1000 | Net-Access™ N-Type Adjustable 42-48RU Vertical Blanking Panels for 1000mm wide cabinet. | PC | 1 | 1 | 1 | 1 | 1156.58
07498372040 | NVBPA7018B | NtwrkVertBlankPans,AdjFrom42-48RU,BL,EA | Vertical blanking panels with pass-through holes for 42 RU through 48 RU 1000mm wide cabinet. Color: Black | PC | 1 | 1 | 1 | 1 | 935.28
61305676574 | NVMK42 | Net-Verse Front/Rear Door Mounting Kit, | Net-Verse Front/Rear Door Mounting Kit, 42RU, Locks sold separately (CCL3 or ACE02) | PC | 1 | 1 | 1 | 1 | 109.2
61305676575 | NVMK45 | Net-Verse Front/Rear Door Mounting Kit, | Net-Verse Front/Rear Door Mounting Kit, 45RU, Locks sold separately (CCL3 or ACE02) | PC | 1 | 1 | 1 | 1 | 109.2
61305676576 | NVMK48 | Net-Verse Front/Rear Door Mounting Kit, | Net-Verse Front/Rear Door Mounting Kit, 48RU, Locks sold separately (CCL3 or ACE02) | PC | 1 | 1 | 1 | 1 | 109.2
07498361196 | NVPDUB7018 | ExtdPDUBrkt,N-Type,7018Cab,EA | Net-Access™ N-Type PDU Bracket for 1000mm wide cabinets. Color: Black | PC | 1 | 1 | 1 | 1 | 178.88
61305639799 | NVPDUBE | PDU Bracket for N-type, enhanced | The PDU Mounting Brackets are designed for use with the Net-Access™ N-Type Cabinets. They are sold in pairs and are black. | PC | 1 | 5 | 1 | 1 | 149.06
61305657557 | NVSPLOCK-001 | Net-Verse Uniquely keyed side panel lock | Net- Verse Uniquely Keyed Side Panel Lock - 001 | PC | 1 | 10 | 1 | 1 | 139.8
61305657558 | NVSPLOCK-002 | Net-Verse Uniquely keyed side panel lock | Net- Verse Uniquely Keyed Side Panel Lock - 002 | PC | 1 | 10 | 1 | 1 | 139.8
61305657559 | NVSPLOCK-003 | Net-Verse Uniquely keyed side panel lock | Net- Verse Uniquely Keyed Side Panel Lock - 003 | PC | 1 | 10 | 1 | 1 | 139.8
61305657560 | NVSPLOCK-004 | Net-Verse Uniquely keyed side panel lock | Net- Verse Uniquely Keyed Side Panel Lock - 004 | PC | 1 | 10 | 1 | 1 | 139.8
61305657561 | NVSPLOCK-005 | Net-Verse Uniquely keyed side panel lock | Net- Verse Uniquely Keyed Side Panel Lock - 005 | PC | 1 | 10 | 1 | 1 | 139.8
61305657562 | NVSPLOCK-006 | Net-Verse Uniquely keyed side panel lock | Net- Verse Uniquely Keyed Side Panel Lock - 006 | PC | 1 | 10 | 1 | 1 | 139.8
61305657563 | NVSPLOCK-007 | Net-Verse Uniquely keyed side panel lock | Net- Verse Uniquely Keyed Side Panel Lock - 007 | PC | 1 | 10 | 1 | 1 | 139.8
61305657564 | NVSPLOCK-008 | Net-Verse Uniquely keyed side panel lock | Net- Verse Uniquely Keyed Side Panel Lock - 008 | PC | 1 | 10 | 1 | 1 | 139.8
61305657565 | NVSPLOCK-009 | Net-Verse Uniquely keyed side panel lock | Net- Verse Uniquely Keyed Side Panel Lock - 009 | PC | 1 | 10 | 1 | 1 | 139.8
61305657566 | NVSPLOCK-010 | Net-Verse Uniquely keyed side panel lock | Net- Verse Uniquely Keyed Side Panel Lock - 010 | PC | 1 | 10 | 1 | 1 | 139.8
61305676236 | NVSPLOCK-011 | Net-Verse Uniquely keyed side panel lock | Net-Verse Side Panel Lock uniquely keyed - 011 | PC | 1 | 10 | 1 | 1 | 139.8
61305676237 | NVSPLOCK-012 | Net-Verse Uniquely keyed side panel lock | Net-Verse Side Panel Lock uniquely keyed - 012 | PC | 1 | 10 | 1 | 1 | 139.8
61305676238 | NVSPLOCK-013 | Net-Verse Uniquely keyed side panel lock | Net-Verse Side Panel Lock uniquely keyed - 013 | PC | 1 | 10 | 1 | 1 | 139.8
61305676239 | NVSPLOCK-014 | Net-Verse Uniquely keyed side panel lock | Net-Verse Side Panel Lock uniquely keyed - 014 | PC | 1 | 10 | 1 | 1 | 139.8
61305676240 | NVSPLOCK-015 | Net-Verse Uniquely keyed side panel lock | Net-Verse Side Panel Lock uniquely keyed - 015 | PC | 1 | 10 | 1 | 1 | 139.8
61305676241 | NVSPLOCK-016 | Net-Verse Uniquely keyed side panel lock | Net-Verse Side Panel Lock uniquely keyed - 016 | PC | 1 | 10 | 1 | 1 | 139.8
61305676242 | NVSPLOCK-017 | Net-Verse Uniquely keyed side panel lock | Net-Verse Side Panel Lock uniquely keyed - 017 | PC | 1 | 10 | 1 | 1 | 139.8
61305676243 | NVSPLOCK-018 | Net-Verse Uniquely keyed side panel lock | Net-Verse Side Panel Lock uniquely keyed - 018 | PC | 1 | 10 | 1 | 1 | 139.8
61305676244 | NVSPLOCK-019 | Net-Verse Uniquely keyed side panel lock | Net-Verse Side Panel Lock uniquely keyed - 019 | PC | 1 | 10 | 1 | 1 | 139.8
61305676245 | NVSPLOCK-020 | Net-Verse Uniquely keyed side panel lock | Net-Verse Side Panel Lock uniquely keyed - 020 | PC | 1 | 10 | 1 | 1 | 139.8
07498325170 | OCF10EI-X | Fitting,OutsideCorner,LD10,LowV,EI,PK10 | Outside corner fitting for use with LD10 raceway, Electric Ivory, ABS, Length 1.5 in. | PC | 1 | 50 | 10 | 1 | 2.12
07498326264 | OCF10IG-X | Fitting,OutsideCorner,LD10,LowV,IG,PK10 | Outside corner fitting for use with LD10 raceway, International Gray, ABS, Length 1.5 in. | PC | 1 | 50 | 10 | 1 | 2.22
07498326265 | OCF10IW-X | Fitting,OutsideCorner,LD10,LowV,IW,PK10 | The outside corner fitting is a surface raceway fitting designed to transition your raceway around an outside corner while maintaining a 1 inch bend radius. It is designed to be used with the LD10 raceway and features a snap-on installation. It meets TIA/ | PC | 1 | 50 | 10 | 1 | 2.12
07498358633 | OCF10WH-X | Fitting,OutsideCorner,LD10,LowV,WH,PK10 | The outside corner fitting is a surface raceway fitting designed to transition your raceway around an outside corner while maintaining a 1 inch bend radius. It is designed to be used with the LD10 raceway and features a snap-on installation. It meets TIA/ | PC | 1 | 50 | 10 | 1 | 2.12
07498325177 | OCF3EI-E | Fitting,OutsideCorner,LD3,LowV,EI,PK20 | Outside corner fitting for use with LD3 raceway, Electric Ivory, ABS, Length 1.05 in. | PC | 1 | 100 | 20 | 1 | 1.76
07498326261 | OCF3IW-E | Fitting,OutsideCorner,LD3,LowV,IW,PK20 | The outside corner fitting is a surface raceway fitting designed to transition your raceway around an outside corner while maintaining a 1 inch bend radius. It is designed to be used with the LD3 raceway and features a snap-on installation. It meets TIA/E | PC | 1 | 100 | 20 | 1 | 1.76
07498358794 | OCF3WH-E | Fitting,OutsideCorner,LD3,LowV,WH,PK20 | The outside corner fitting is a surface raceway fitting designed to transition your raceway around an outside corner while maintaining a 1 inch bend radius. It is designed to be used with the LD3 raceway and features a snap-on installation. It meets TIA/E | PC | 1 | 100 | 20 | 1 | 1.76
07498325184 | OCF5EI-E | Fitting,OutsideCorner,LD5,LowV,EI,PK20 | Outside corner fitting for use with LD5 raceway, Electric Ivory, ABS, Length 1.25 in. | PC | 1 | 100 | 20 | 1 | 1.96
07498326262 | OCF5IG-E | Fitting,OutsideCorner,LD5,LowV,IG,PK20 | Outside corner fitting for use with LD5 raceway, International Gray, ABS, Length 1.25 in. | PC | 1 | 100 | 20 | 1 | 2.06
07498326263 | OCF5IW-E | Fitting,OutsideCorner,LD5,LowV,IW,PK20 | The outside corner fitting is a surface raceway fitting designed to transition your raceway around an outside corner while maintaining a 1 inch bend radius. It is designed to be used with the LD5 raceway and features a snap-on installation. It meets TIA/E | PC | 1 | 100 | 20 | 1 | 1.96
07498358594 | OCF5WH-E | Fitting,OutsideCorner,LD5,LowV,WH,PK20 | The outside corner fitting is a surface raceway fitting designed to transition your raceway around an outside corner while maintaining a 1 inch bend radius. It is designed to be used with the LD5 raceway and features a snap-on installation. It meets TIA/E | PC | 1 | 100 | 20 | 1 | 1.96
07498360719 | OCFC10EI-X | Fitting,BendRadiusOC,LD10,LowV,EI,PK10 | Outside corner fitting for use with LDPH10 raceway only, Electric Ivory, ABS, Length 1.75 in. | PC | 1 | 50 | 10 | 1 | 3.52
07498360720 | OCFC10IG-X | Fitting,BendRadiusOC,LD10,LowV,IG,PK10 | Outside corner fitting for use with LDPH10 raceway only. International Gray. | PC | 1 | 50 | 10 | 1 | 3.52
07498360721 | OCFC10IW-X | Fitting,BendRadiusOC,LD10,LowV,IW,PK10 | Outside corner fitting for use with LDPH10 raceway only, Off White, ABS, Length 1.75 in. | PC | 1 | 50 | 10 | 1 | 3.52
07498360722 | OCFC10WH-X | Fitting,BendRadiusOC,LD10,LowV,WH,PK10 | Outside corner fitting for use with LDPH10 raceway only. White. | PC | 1 | 50 | 10 | 1 | 3.52
07498352526 | OCFX10EI-X | Fitting,OutsideCorner,LD10,Power,EI,PK10 | Outside corner fitting for use with LDPH10 and LD2P10 raceway, Electric Ivory, ABS, Length 3.6 in. | PC | 1 | 10 | 10 | 1 | 5.16
07498352528 | OCFX10IG-X | Fitting,OutsideCorner,LD10,Power,IG,PK10 | Outside corner fitting for use with LDPH10 and LD2P10 raceway, International Gray, ABS, Length 3.6 in. | PC | 1 | 10 | 10 | 1 | 5.16
07498352529 | OCFX10IW-X | Fitting,OutsideCorner,LD10,Power,IW,PK10 | Outside corner fitting for use with LDPH10 and LD2P10 raceway, Off White, ABS, Length 3.6 in. | PC | 1 | 10 | 10 | 1 | 5.16
07498352527 | OCFX10WH-X | Fitting,OutsideCorner,LD10,Power,WH,PK10 | Outside corner fitting for use with LDPH10 and LD2P10 raceway, White, ABS, Length 3.6 in. | PC | 1 | 10 | 10 | 1 | 5.16
07498361468 | OCFX3EI-X | Fitting,OutsideCorner,LD3,Power,EI,PK10 | Outside corner fitting for use with LDPH3 and LDS3 raceway, Electric Ivory, ABS, Length 2.56 in. | PC | 1 | 10 | 10 | 1 | 4.34
07498361469 | OCFX3IW-X | Fitting,OutsideCorner,LD3,Power,IW,PK10 | Outside corner fitting for use with LDPH3 and LDS3 raceway, Off White, ABS, Length 2.56 in. | PC | 1 | 10 | 10 | 1 | 4.34
07498361471 | OCFX3WH-X | Fitting,OutsideCorner,LD3,Power,WH,PK10 | Outside corner fitting for use with LDPH3 and LDS3 raceway, White, ABS, Length 2.56 in. | PC | 1 | 10 | 10 | 1 | 4.34
07498355654 | OCFX5EI-X | Fitting,OutsideCorner,LD5,Power,EI,PK10 | Outside corner fitting for use with LDPH5 and LDS5 raceway, Electric Ivory, ABS, Length 2.86 in. | PC | 1 | 10 | 10 | 1 | 4.56
07498355657 | OCFX5IW-X | Fitting,OutsideCorner,LD5,Power,IW,PK10 | Outside corner fitting for use with LDPH5 and LDS5 raceway, Off White, ABS, Length 2.86 in. | PC | 1 | 10 | 10 | 1 | 4.56
07498355655 | OCFX5WH-X | Fitting,OutsideCorner,LD5,Power,WH,PK10 | Outside corner fitting for use with LDPH5 and LDS5 raceway, White, ABS, Length 2.86 in. | PC | 1 | 10 | 10 | 1 | 4.56
61305616957 | OCTTR1.25SS | REPLACEMENT 1.25MM SPLIT SLEEVES FOR OPT |  | PC | 1 | 10 | 1 | 1 | 23.6
61305616958 | OCTTR2.5SS | REPLACEMENT 2.5 MM SPLIT SLEEVES FOR OPT |  | PC | 1 | 1 | 1 | 1 | 23.6
61305657239 | OPTI-ADAPTER | Opticom Cassette and FAP Adapter |  | PC | 1 | 1 | 1 | 1 | 10.4
61305679645 | P06B01M | BASIC PDU, 415V, 30 AMP, (6)C19, IEC 603 | The SmartZone™ G5 Basic PDU features (6) C19 outlets. It is a 30 amp, 415 V, three phase PDU with an IEC 60309 3P+N+E 6h 30A (IP67) input plug and a 10 foot (3m) power cord. The PDU is black. | PC | 1 | 30 | 1 | 1 | 1254.56
61305626335 | P06B02M | The50A,208VHoriz3PhDeltaPDUHas,BL,EA | The SmartZone™ G5 Basic PDU features (6) C19 outlets. It is a 50 amp, 208 V, three phase PDU with a CS8365C input plug and a 10 foot (3m) power cord. The PDU is black. | PC | 1 | 1 | 1 | 1 | 1145.7
61305626338 | P06B03M | The60A,208VHoriz3PhDeltaPDUHas,BL,EA | The SmartZone™ G5 Basic PDU features (6) C19 outlets. It is a 60 amp, 208 V, three phase PDU with an IEC 60309 3P+E 9h 60A (IP44) input plug and a 10 foot (3m) power cord. The PDU is black. | PC | 1 | 1 | 1 | 1 | 1514.16
61305679646 | P06B04M | BASIC PDU, 415V, 30 AMP, (6)C19, NEMA L2 | The SmartZone™ G5 Basic PDU features (6) C19 outlets. It is a 30 amp, 415 V, three phase PDU with a NEMA L22-30P input plug and a 10 foot (3m) power cord. The PDU is black. | PC | 1 | 30 | 1 | 1 | 1140.72
61305679647 | P06B05M | BASIC PDU, 415V, 30 AMP, (6)C19, IEC 603 | The SmartZone™ G5 Basic PDU features (6) C19 outlets. It is a 30 amp, 415 V, three phase PDU with an IEC 60309 3P+N+E 6h 30A (IP44) input plug and a 10 foot (3m) power cord. The PDU is black. | PC | 1 | 30 | 1 | 1 | 1117.94
61305626345 | P06B48M | The50A,208VHorizSglPhPDUHas,EABaPDU,EA | The SmartZone™ G5 Basic PDU features (6) C19 outlets. It is a 50 amp, 208 V, single phase PDU with a CS8265C input plug and a 10 foot (3m) power cord. The PDU is black. | PC | 1 | 1 | 1 | 1 | 646.04
61305626346 | P06B49M | The30A,208VHoriz3PhDeltaPDUHas,BL,EA | The SmartZone™ G5 Basic PDU features (6) C19 outlets. It is a 30 amp, 208 V, three phase PDU with a NEMA L15-30P input plug and a 10 foot (3m) power cord. The PDU is black. | PC | 1 | 1 | 1 | 1 | 455.92
61305626347 | P06B50M | The30A,208VHoriz3PhWYEPDUHas,BL,EA | The SmartZone™ G5 Basic PDU features (6) C19 outlets. It is a 30 amp, 208 V, three phase PDU with a NEMA L21-30P input plug and a 10 foot (3m) power cord. The PDU is black. | PC | 1 | 1 | 1 | 1 | 672.72
61305679648 | P06D01M | MI PDU, 415V, 30 AMP, (6)C19, IEC 60309 | The SmartZone™ G5 Monitored Input PDU features (6) C19 outlets. It is a 30 amp, 415 V, three phase PDU with an IEC 60309 3P+N+E 6h 30A (IP67) input plug and a 10 foot (3m) power cord. The PDU is black. | PC | 1 | 30 | 1 | 1 | 2134.56
61305679649 | P06D02M | MI PDU, 415V, 30 AMP, (6)C19, NEMA L22-3 | The SmartZone™ G5 Monitored Input PDU features (6) C19 outlets. It is a 30 amp, 415 V, three phase PDU with a NEMA L22-30P input plug and a 10 foot (3m) power cord. The PDU is black. | PC | 1 | 30 | 1 | 1 | 2020.72
61305679650 | P06D03M | MI PDU, 415V, 30 AMP, (6)C19, IEC 60309 | The SmartZone™ G5 Monitored Input PDU features (6) C19 outlets. It is a 30 amp, 415 V, three phase PDU with an IEC 60309 3P+N+E 6h 30A (IP44) input plug and a 10 foot (3m) power cord. The PDU is black. | PC | 1 | 30 | 1 | 1 | 1997.94
61305631704 | P06D16M | MI PDU, 30AMP, (6)C19, NEMA L15-30P-3M, | The SmartZone™ G5 Monitored Input PDU features (6) C19 outlets. It is a 30 amp, 208 V, three phase PDU with a NEMA L15-30P input plug and a 10 foot (3m) power cord. The PDU is black. | PC | 1 | 1 | 1 | 1 | 1502.56
61305631706 | P06D17M | MI PDU, 30AMP, (6)C19, NEMA L21-30P-3M, | The SmartZone™ G5 Monitored Input PDU features (6) C19 outlets. It is a 30 amp, 208 V, three phase PDU with a NEMA L21-30P input plug and a 10 foot (3m) power cord. The PDU is black. | PC | 1 | 1 | 1 | 1 | 1249.08
61305631708 | P06D18M | MI PDU, 50AMP, (6)C19, Hubbell CS8365C-3 | The SmartZone™ G5 Monitored Input PDU features (6) C19 outlets. It is a 50 amp, 208 V, three phase PDU with a CS8365C input plug and a 10 foot (3m) power cord. The PDU is black. | PC | 1 | 1 | 1 | 1 | 2261
61305631581 | P08D09M | MI PDU, 15AMP, (8)5-20R, NEMA 5-15P-3M, | The SmartZone™ G5 Monitored Input PDU features (8) 5-20R outlets. It is a 15 amp, 120 V, single phase PDU with a NEMA 5-15P input plug and a 10 foot (3m) power cord. The PDU is black. | PC | 1 | 1 | 1 | 1 | 1037.88
61305631586 | P08D10M | MI PDU, 20AMP, (8)5-20R, NEMA 5-20P-3M, | The SmartZone™ G5 Monitored Input PDU features (8) 5-20R outlets. It is a 20 amp, 120 V, single phase PDU with a NEMA 5-20P input plug and a 10 foot (3m) power cord. The PDU is black. | PC | 1 | 1 | 1 | 1 | 1041.5
61305631597 | P08D11M | MI PDU, 20AMP, (8)5-20R, NEMA L5-20P-3M, | The SmartZone™ G5 Monitored Input PDU features (8) 5-20R outlets. It is a 20 amp, 120 V, single phase PDU with a NEMA L5-20P input plug and a 10 foot (3m) power cord. The PDU is black. | PC | 1 | 1 | 1 | 1 | 1042.66
61305631584 | P08E14M | MS PDU, 15AMP, (8)5-20R, NEMA 5-15P-3M, | The SmartZone™ G5 Monitored Switched PDU features (8) 5-20R outlets. It is a 15 amp, 120 V, single phase PDU with a NEMA 5-15P input plug and a 10 foot (3m) power cord. The PDU is black. | PC | 1 | 1 | 1 | 1 | 1288.56
61305631591 | P08E15M | MS PDU, 20AMP, (8)5-20R, NEMA 5-20P-3M, | The SmartZone™ G5 Monitored Switched PDU features (8) 5-20R outlets. It is a 20 amp, 120 V, single phase PDU with a NEMA 5-20P input plug and a 10 foot (3m) power cord. The PDU is black. | PC | 1 | 1 | 1 | 1 | 1416.52
61305631615 | P08E16M | MS PDU, 20AMP, (8)5-20R, NEMA L5-20P-3M, | The SmartZone™ G5 Monitored Switched PDU features (8) 5-20R outlets. It is a 20 amp, 120 V, single phase PDU with a NEMA L5-20P input plug and a 10 foot (3m) power cord. The PDU is black. | PC | 1 | 1 | 1 | 1 | 1417.72
61305631699 | P08E18M | MS PDU, 20AMP, (8)C13, NEMA L6-20P-3M, B | The SmartZone™ G5 Monitored Switched PDU features (8) C13 outlets. It is a 20 amp, 208 V, single phase PDU with a NEMA L6-20P input plug and a 10 foot (3m) power cord. The PDU is black. | PC | 1 | 1 | 1 | 1 | 1254.1
07498362063 | P110B100-X | 100 Pair,110 Punchdown Bases,PK10 | Positions and holds UTP cable for termination with Pan-Punch® 110 Connecting Blocks. For frame or rack mount wiring behind bases, 100 pairs per base, Beige, 10 pc. | PC | 1 | 10 | 10 | 1 | 30.54
07498305628 | P110B1004R2Y | 110 PunchdownKit,Bases/4Pr.Blocks,EA | Category 5e rack mount system kit includes two 100-pair bases premounted to a 2 RU panel, supplied with forty 4-pair connecting blocks, eight 5-pair connecting blocks and four label and label holders. | PC | 1 | 1 | 1 | 1 | 204.84
07498305629 | P110B1004R4WJY | 110 PunchdownKit,Bases/4Pr.B,w/J,EA | Category 5e rack mount system kit includes two 100-pair bases and two jumper troughs premounted to a 4 RU panel, supplied with forty 4-pair connecting blocks, eight 5-pair connecting blocks and four label and label holders. | PC | 1 | 1 | 1 | 1 | 288.2
07498305630 | P110B1005R2Y | 110 PunchdownKit,Bases/5Pr.Blocks,EA | Category 5e rack mount system kit includes two 100-pair bases premounted to a 2 RU panel, supplied with forty 5-pair connecting blocks and four label and label holders. | PC | 1 | 1 | 1 | 1 | 208.38
07498305631 | P110B1005R4WJY | 110 PunchdownKit,Bases/5Pr.B,w/J,EA | Category 5e rack mount system kit includes two 100-pair bases and two jumper troughs premounted to a 4 RU panel, supplied with forty 5-pair connecting blocks and four label and label holders. | PC | 1 | 1 | 1 | 1 | 299.12
07498305633 | P110B100R2BY | 19" Rack Mount Panel, 2RU,EA | Panel accepts up to 2 RU of punchdown bases. | PC | 1 | 1 | 1 | 1 | 66.84
07498305632 | P110B100R2Y | (2) 110pr.110Bases,19"RackMount,EA | Two 100-pair bases premounted to panel. | PC | 1 | 1 | 1 | 1 | 148.88
07498305634 | P110B100R4BY | 19" Rack Mount Panel, 4RU,EA | Panel accepts up to 4 RU of punchdown bases. | PC | 1 | 1 | 1 | 1 | 100.3
07498305635 | P110B100R4WJY | (2) 110pr.Bases,19"RackMount,EA | Two 100-pair bases with jumper troughs premounted to panel. | PC | 1 | 1 | 1 | 1 | 214.56
07498362061 | P110BW100-X | 100Pr,110PunchdownBasesw/L,PK10 | Positions and holds UTP cable for termination with Pan-Punch® 110 Connecting Blocks. For frame or rack mount wiring behind bases, 100 pairs per base, Beige, 1 pc. | PC | 1 | 10 | 10 | 1 | 35.6
07498305641 | P110CB4-XY | 4 Pair 110 Connecting Block,PK10 | Category 5e punchdown 4-pair connecting block, 10 pc. | PC | 1 | 10 | 10 | 1 | 1.54
07498305645 | P110CB5-XY | 5Pair 110 Connecting Block,PK10 | Category 5e punchdown 5-pair connecting block, 10 pc. | PC | 1 | 10 | 10 | 1 | 1.76
07498362066 | P110JT-X | Jumper Trough,PK10 | Jumper trough, no legs. | PC | 1 | 10 | 10 | 1 | 20.64
07498305646 | P110JTR2Y | 2 Jumper Troughs,Pre-Mounted,2RU,EA | Two jumper troughs premounted on a 2 RU rack mountable panel. | PC | 1 | 1 | 1 | 1 | 99.84
07498362065 | P110JTW-X | Jumper Trough with Legs,PK10 | Jumper trough with legs. | PC | 1 | 10 | 10 | 1 | 34.4
07498305647 | P110KB1004Y | 100-110PunchdownKit,4Pr.Kit,EA | Category 5e system kit includes one 100-pair base with legs, twenty 4-pair connecting blocks, four 5-pair connecting blocks, two label and label holders. | PC | 1 | 1 | 1 | 1 | 77.76
07498305648 | P110KB1005Y | 100-110PunchdownKit,5Pr.Kit,EA | Category 5e system kit includes one 100-pair base with legs, twenty 5-pair connecting blocks, two label and label holders. | PC | 1 | 1 | 1 | 1 | 87.22
07498305653 | P110KBWO1004Y | 110 Kit Wiring Block Without Legs | 110 Kit Wiring Block Without Legs | PC | 1 | 1 | 1 | 1 | 88.98
07498362067 | P110LH | 110 Punchdown Base Label Holder,EA | Label holder snaps into 110 and GP6™ Bases. | PC | 1 | 6 | 6 | 1 | .86
07498305685 | P110PC1-XY | PatchConnector,1-pair,110,PK10 | Terminates 1-pair, 24 AWG solid or stranded cable. | PC | 1 | 10 | 10 | 1 | 3.76
07498305664 | P110PC1IG1MY | 110,PCAssembly,1PR,Cat3,1M | One Pair Pan-Punch 110 Patch Cord Assembly. Meets Category 3 performance requirements, 1 Meter. | PC | 1 | 10 | 1 | 1 | 16.76
07498305666 | P110PC1IG2MY | 110,PCAssembly,1PR,Cat3,2M | One Pair Pan-Punch 110 Patch Cord Assembly. Meets Category 3 performance requirements, 2 Meters. | PC | 1 | 10 | 1 | 1 | 18.42
07498305668 | P110PC1IG3MY | 110,PCAssembly,1PR,Cat3,3M | One Pair Pan-Punch 110 Patch Cord Assembly. Meets Category 3 performance requirements, 3 Meters. | PC | 1 | 10 | 1 | 1 | 20.12
07498305671 | P110PC1IG5MY | 110,PCAssembly,1PR,Cat3,5M | One Pair Pan-Punch 110 Patch Cord Assembly. Meets Category 3 performance requirements, 5 Meters. | PC | 1 | 10 | 1 | 1 | 23.4
07498305682 | P110PC1IGD2MY | 110,PCAssy,1PR,Cat5,2M | One Pair Pan-Punch 110 Patch Cord Assembly, International Gray, 2 meters. | PC | 1 | 10 | 1 | 1 | 15.68
07498305683 | P110PC1IGD3MY | 110,PCAssy,1PR,Cat5,3M | One Pair Pan-Punch 110 Patch Cord Assembly, International Gray, 3 meters. | PC | 1 | 10 | 1 | 1 | 17.04
07498305684 | P110PC1IGD5MY | Pan-Punch110,PCAssy,1PR,Cat5,IntlGray,5M | One Pair Pan-Punch 110 Patch Cord Assembly, International Gray, 5 meters. | PC | 1 | 10 | 1 | 1 | 20.08
07498305716 | P110PC2-XY | PatchConnector,2-pair,110,PK10 | Terminates 2-pairs, 24 AWG solid or stranded cable. | PC | 1 | 10 | 10 | 1 | 6.76
07498305697 | P110PC2IG3MY | 110patchcordAssembly,2PR,3Meter | Two Pair Pan-Punch 110 Patch Cord Assembly, 3 meters. | PC | 1 | 10 | 1 | 1 | 26.7
07498305701 | P110PC2IG5MY | 110,PCAssy,2PR,Cat5,5M | 2-pair 110 connector on each end. Meets Category 5 performance requirements, 5 meters. | PC | 1 | 10 | 1 | 1 | 28.64
07498305767 | P110PC4-XY | PatchConnector,4-pair,110,PK10 | Terminates 4-pairs, 24 AWG solid or stranded cable. | PC | 1 | 10 | 10 | 1 | 9.58
07498305737 | P110PC4IG2MAY | 110,PCAssy,4PR-RJ45,2M | Four Pair Pan-Punch 110 Patch Cord Assembly | PC | 1 | 10 | 1 | 1 | 25.3
07498305738 | P110PC4IG2MBY | 110,PCAssy,4PR-RJ45,2M | Four Pair Pan-Punch 110 Patch Cord Assembly | PC | 1 | 10 | 1 | 1 | 25.3
07498305736 | P110PC4IG2MY | 110,PCAssy,4PR,Cat5e,2M | Four Pair Pan-Punch 110 Patch Cord Assembly | PC | 1 | 10 | 1 | 1 | 32.04
07498305743 | P110PC4IG3MAY | 110,PCAssy,4PR-RJ45,3M | Four Pair Pan-Punch 110 Patch Cord Assembly | PC | 1 | 10 | 1 | 1 | 28.54
07498305744 | P110PC4IG3MBY | 110,PCAssy,4PR-RJ45,3M | Four Pair Pan-Punch 110 Patch Cord Assembly | PC | 1 | 10 | 1 | 1 | 28.54
07498305742 | P110PC4IG3MY | 110,PCAssy,4PR,Cat5e,3M | Four Pair Pan-Punch 110 Patch Cord Assembly | PC | 1 | 10 | 1 | 1 | 33.58
07498305752 | P110PC4IG5MAY | 110,PCAssy,4PR-RJ45,5M | Four Pair Pan-Punch 110 Patch Cord Assembly | PC | 1 | 10 | 1 | 1 | 33.58
07498305753 | P110PC4IG5MBY | 110,PCAssy,4PR-RJ45,5M | Four Pair Pan-Punch 110 Patch Cord Assembly | PC | 1 | 10 | 1 | 1 | 33.58
07498305751 | P110PC4IG5MY | 110,PCAssy,4PR,Cat5e,5M | Four Pair Pan-Punch 110 Patch Cord Assembly | PC | 1 | 10 | 1 | 1 | 39.5
07498305755 | P110PC4IG6AY | 110,PCAssy,4Pr-RJ45,T568A,6ft | 4-pair 110 connector to Pan-Plug®® RJ45 modular plug - T568A wired. Meets Category 5e performance requirements. 6 ft. | PC | 1 | 10 | 1 | 1 | 23.96
07498364261 | P110VCM300 | Vertical Cable Manager,300 Pair,EA | Mounts adjacent to 300-pair tower system. | PC | 1 | 1 | 1 | 1 | 207.96
07498364262 | P110VCM900 | Vertical Cable Manager,900 Pair,EA | Mounts adjacent to 900-pair tower system. | PC | 1 | 1 | 1 | 1 | 406.5
61305626330 | P12B01M | The15A,EABaPDU,15AMP,(12)5-20R,BL,EA | The SmartZone™ G5 Basic PDU features (12) 5-20R outlets. It is a 15 amp, 120 V, single phase PDU with a NEMA 5-15P input plug and a 10 foot (3m) power cord. The PDU is black. | PC | 1 | 1 | 1 | 1 | 170.14
61305626331 | P12B19M | The20A,EABaPDU,20AMP,(12)5-20R,BL,EA | The SmartZone™ G5 Basic PDU features (12) 5-20R outlets. It is a 20 amp, 120 V, single phase PDU with a NEMA 5-20P input plug and a 10 foot (3m) power cord. The PDU is black. | PC | 1 | 1 | 1 | 1 | 218.64
61305626332 | P12B30M | The20A,EABaPDU,20AMP,(12)5-20R,BL,EA | The SmartZone™ G5 Basic PDU features (12) 5-20R outlets. It is a 20 amp, 120 V, single phase PDU with a NEMA L5-20P input plug and a 10 foot (3m) power cord. The PDU is black. | PC | 1 | 1 | 1 | 1 | 241
61305626334 | P12B46M | The20A,EABaPDU,20AMP,(12)C13,BL,EA | The SmartZone™ G5 Basic PDU features (12) C13 outlets. It is a 20 amp, 208 V, single phase PDU with a NEMA L6-20P input plug and a 10 foot (3m) power cord. The PDU is black. | PC | 1 | 1 | 1 | 1 | 210.9
61305626344 | P12B47M | The30A,208VHorizSglPhPDUHas,EABaPDU,EA | The SmartZone™ G5 Basic PDU features (12) C13 outlets. It is a 30 amp, 208 V, single phase PDU with a NEMA L6-30P input plug and a 10 foot (3m) power cord. The PDU is black. | PC | 1 | 1 | 1 | 1 | 350.38
61305631697 | P12D13M | MI PDU, 20AMP, (12)C13, NEMA L6-20P-3M, | The SmartZone™ G5 Monitored Input PDU features (12) C13 outlets. It is a 20 amp, 208 V, single phase PDU with a NEMA L6-20P input plug and a 10 foot (3m) power cord. The PDU is black. | PC | 1 | 1 | 1 | 1 | 1030.7
61305631703 | P12E20M | MS PDU, 15AMP, (12)5-20R, NEMA 5-15P-3M, | The SmartZone™ G5 Monitored Switched PDU features (12) 5-20R outlets. It is a 15 amp, 120 V, single phase PDU with a NEMA 5-15P input plug and a 10 foot (3m) power cord. The PDU is black. | PC | 1 | 1 | 1 | 1 | 1497.72
61305631705 | P12E21M | MS PDU, 20AMP, (12)5-20R, NEMA 5-20P-3M, | The SmartZone™ G5 Monitored Switched PDU features (12) 5-20R outlets. It is a 20 amp, 120 V, single phase PDU with a NEMA 5-20P input plug and a 10 foot (3m) power cord. The PDU is black. | PC | 1 | 1 | 1 | 1 | 1501.32
61305631707 | P12E22M | MS PDU, 20AMP, (12)5-20R, NEMA L5-20P-3M | The SmartZone™ G5 Monitored Switched PDU features (12) 5-20R outlets. It is a 20 amp, 120 V, single phase PDU with a NEMA L5-20P input plug and a 10 foot (3m) power cord. The PDU is black. | PC | 1 | 1 | 1 | 1 | 1502.52
61305626348 | P16B04M | The15A,120VVertSglPhPDUHas,ULListed,EA | The SmartZone™ G5 Basic PDU features (16) 5-20R outlets. It is a 15 amp, 120 V, single phase PDU with a NEMA 5-15P input plug and a 10 foot (3m) power cord. The PDU is black. | PC | 1 | 1 | 1 | 1 | 263.72
61305626350 | P16B07M | The20A,120VVertSglPhPDUHas,ULListed,EA | The SmartZone™ G5 Basic PDU features (16) 5-20R outlets. It is a 20 amp, 120 V, single phase PDU with a NEMA 5-20P input plug and a 10 foot (3m) power cord. The PDU is black. | PC | 1 | 1 | 1 | 1 | 278.56
61305626352 | P16B08M | The20A,120VVertSglPhPDUHas,ULListed,EA | The SmartZone™ G5 Basic PDU features (16) 5-20R outlets. It is a 20 amp, 120 V, single phase PDU with a NEMA L5-20P input plug and a 10 foot (3m) power cord. The PDU is black. | PC | 1 | 1 | 1 | 1 | 306.72
61305626343 | P16B41M | The30A,120VHorizSglPhPDUHas,EABaPDU,EA | The SmartZone™ G5 Basic PDU features (16) 5-20R outlets. It is a 30 amp, 120 V, single phase PDU with a NEMA L5-30P input plug and a 10 foot (3m) power cord. The PDU is black. | PC | 1 | 1 | 1 | 1 | 398.74
61305631630 | P16D12M | MI PDU, 30AMP, (16)5-20R, NEMA L5-30P-3M | The SmartZone™ G5 Monitored Input PDU features (16) 5-20R outlets. It is a 30 amp, 120 V, single phase PDU with a NEMA L5-30P input plug and a 10 foot (3m) power cord. The PDU is black. | PC | 1 | 1 | 1 | 1 | 1224.84
61305631700 | P16D14M | MI PDU, 30AMP, (12)C13, (4)C19, NEMA L6- | The SmartZone™ G5 Monitored Input PDU features (12) C13 and (4) C19 outlets. It is a 30 amp, 208 V, single phase PDU with a NEMA L6-30P input plug and a 10 foot (3m) power cord. The PDU is black. | PC | 1 | 1 | 1 | 1 | 1523.9
61305631722 | P16D20M | MI PDU, 15AMP, (16)5-20R, NEMA 5-15P-3M, | The SmartZone™ G5 Monitored Input PDU features (16) 5-20R outlets. It is a 15 amp, 120 V, single phase PDU with a NEMA 5-15P input plug and a 10 foot (3m) power cord. The PDU is black. | PC | 1 | 1 | 1 | 1 | 983.94
61305631723 | P16D21M | MI PDU, 20AMP, (16)5-20R, NEMA 5-20P-3M, | The SmartZone™ G5 Monitored Input PDU features (16) 5-20R outlets. It is a 20 amp, 120 V, single phase PDU with a NEMA 5-20P input plug and a 10 foot (3m) power cord. The PDU is black. | PC | 1 | 1 | 1 | 1 | 987.54
61305631724 | P16D22M | MI PDU, 20AMP, (16)5-20R, NEMA L5-20P-3M | The SmartZone™ G5 Monitored Input PDU features (16) 5-20R outlets. It is a 20 amp, 120 V, single phase PDU with a NEMA L5-20P input plug and a 10 foot (3m) power cord. The PDU is black. | PC | 1 | 1 | 1 | 1 | 988.74
61305631641 | P16E17M | MS PDU, 30AMP, (16)5-20R, NEMA L5-30P-3M | The SmartZone™ G5 Monitored Switched PDU features (16) 5-20R outlets. It is a 30 amp, 120 V, single phase PDU with a NEMA L5-30P input plug and a 10 foot (3m) power cord. The PDU is black. | PC | 1 | 1 | 1 | 1 | 1669.76
61305631701 | P16E19M | MS PDU, 30AMP, (12)C13, (4)C19, NEMA L6- | The SmartZone™ G5 Monitored Switched PDU features (12) C13 and (4) C19 outlets. It is a 30 amp, 208 V, single phase PDU with a NEMA L6-30P input plug and a 10 foot (3m) power cord. The PDU is black. | PC | 1 | 1 | 1 | 1 | 1729.46
61305631721 | P16E24M | MS PDU, 20AMP, (12)C13, (4)C19, NEMA L6- | The SmartZone™ G5 Monitored Switched PDU features (12 )C13 and (4 )C19 outlets. It is a 20 amp, 208 V, single phase PDU with a NEMA L6-20P input plug and a 10 foot (3m) power cord. The PDU is black. | PC | 1 | 1 | 1 | 1 | 2201.6
61305661244 | P16E24M-BL3A | VERITCAL, (12)C13,(4)C19,MONITORED SWITC |  | PC | 1 | 10 | 1 | 1 | 2427.26
61305661241 | P16E24M-BL5A | VERITCAL, (12)C13,(4)C19,MONITORED SWITC |  | PC | 1 | 10 | 1 | 1 | 2427.26
61305661243 | P16E24M-BL5C | VERITCAL, (12)C13,(4)C19,MONITORED SWITC |  | PC | 1 | 10 | 1 | 1 | 2311.7
61305661251 | P16E24M-BU3A | VERITCAL, (12)C13,(4)C19,MONITORED SWITC |  | PC | 1 | 10 | 1 | 1 | 2427.26
61305661247 | P16E24M-BU3C | VERITCAL, (12)C13,(4)C19,MONITORED SWITC |  | PC | 1 | 10 | 1 | 1 | 2311.7
61305661248 | P16E24M-BU5A | VERITCAL, (12)C13,(4)C19,MONITORED SWITC |  | PC | 1 | 10 | 1 | 1 | 2427.26
61305661250 | P16E24M-BU5C | VERITCAL, (12)C13,(4)C19,MONITORED SWITC |  | PC | 1 | 10 | 1 | 1 | 2311.7
61305661279 | P16E24M-RD3A | VERITCAL, (12)C13,(4)C19,MONITORED SWITC |  | PC | 1 | 10 | 1 | 1 | 2427.26
61305661282 | P16E24M-RD3C | VERITCAL, (12)C13,(4)C19,MONITORED SWITC |  | PC | 1 | 10 | 1 | 1 | 2311.7
61305661273 | P16E24M-RD5A | VERITCAL, (12)C13,(4)C19,MONITORED SWITC |  | PC | 1 | 10 | 1 | 1 | 2427.26
61305661277 | P16E24M-RD5C | VERITCAL, (12)C13,(4)C19,MONITORED SWITC |  | PC | 1 | 10 | 1 | 1 | 2311.7
61305661305 | P16E24M-YL3A | VERITCAL, (12)C13,(4)C19,MONITORED SWITC |  | PC | 1 | 10 | 1 | 1 | 2427.26
61305661304 | P16E24M-YL3C | VERITCAL, (12)C13,(4)C19,MONITORED SWITC |  | PC | 1 | 10 | 1 | 1 | 2311.7
61305661299 | P16E24M-YL5A | VERITCAL, (12)C13,(4)C19,MONITORED SWITC |  | PC | 1 | 10 | 1 | 1 | 2427.26
61305661302 | P16E24M-YL5C | VERITCAL, (12)C13,(4)C19,MONITORED SWITC |  | PC | 1 | 10 | 1 | 1 | 2311.7
61305626363 | P18B21M | The30A,EABaPDU,30AMP,(18)C13,BL,EA | The SmartZone™ G5 Basic PDU features (18) C13 outlets. It is a 30 amp, 208 V, three phase PDU with a NEMA L15-30P input plug and a 10 foot (3m) power cord. The PDU is black. | PC | 1 | 1 | 1 | 1 | 570.36
61305626364 | P18B24M | The30A,208VVert3PhWYEPDUHas,EABaPDU,EA | The SmartZone™ G5 Basic PDU features (18) C13 outlets. It is a 30 amp, 208 V, three phase PDU with a NEMA L21-30P input plug and a 10 foot (3m) power cord. The PDU is black. | PC | 1 | 1 | 1 | 1 | 501.4
61305631711 | P18E23M | MS PDU, 30AMP, (18)5-20R, NEMA L5-30P-3M | The SmartZone™ G5 Monitored Switched PDU features (18) 5-20R outlets. It is a 30 amp, 120 V, single phase PDU with a NEMA L5-30P input plug and a 10 foot (3m) power cord. The PDU is black. | PC | 1 | 1 | 1 | 1 | 1930.12
61305626355 | P20B16M | The30A,208VVertSglPhPDUHas,ULListed,EA | The SmartZone™ G5 Basic PDU features (20) C13 outlets. It is a 30 amp, 208 V, single phase PDU with a NEMA L6-30P input plug and a 10 foot (3m) power cord. The PDU is black. | PC | 1 | 1 | 1 | 1 | 427.76
61305626349 | P22B05M | The20A,120VVertSglPhPDUHas,ULListed,EA | The SmartZone™ G5 Basic PDU features (20) C13 and (2) C19 outlets. It is a 20 amp, 120 V, single phase PDU with a NEMA L5-20P input plug and a 10 foot (3m) power cord. The PDU is black. | PC | 1 | 1 | 1 | 1 | 561.28
61305626353 | P22B09M | The30A,120VVertSglPhPDUHas,ULListed,EA | The SmartZone™ G5 Basic PDU features (22) 5-20R outlets. It is a 30 amp, 120 V, single phase PDU with a NEMA L5-30P input plug and a 10 foot (3m) power cord. The PDU is black. | PC | 1 | 1 | 1 | 1 | 469.4
61305626354 | P22B10M | The20A,208VVertSglPhPDUHas,ULListed,EA | The SmartZone™ G5 Basic PDU features (20) C13 and (2 )C19 outlets. It is a 20 amp, 208 V, single phase PDU with a NEMA L6-20P input plug and a 10 foot (3m) power cord. The PDU is black. | PC | 1 | 1 | 1 | 1 | 359.16
61305679655 | P24B01M | BASIC PDU, 415V, 30 AMP, (12)C13, (12)C1 | The SmartZone™ G5 Basic PDU features (12) C13 and (12) C19 outlets. It is a 30 amp, 415 V, three phase PDU with an IEC 60309 3P+N+E 6h 30A (IP67) input plug and a 10 foot (3m) power cord. The PDU is black. | PC | 1 | 30 | 1 | 1 | 1758.86
61305678662 | P24B02M | BASIC PDU, 415V, 30 AMP, (12)C13, (12)C1 | The SmartZone™ G5 Basic PDU features (12) C13 and (12) C19 outlets. It is a 30 amp, 415 V, three phase PDU with a NEMA L22-30P input plug and a 10 foot (3m) power cord. The PDU is black. | PC | 1 | 30 | 1 | 1 | 1645.04
61305679656 | P24B03M | BASIC PDU, 415V, 30 AMP, (12)C13, (12)C1 | The SmartZone™ G5 Basic PDU features (12) C13 and (12) C19 outlets. It is a 30 amp, 415 V, three phase PDU with an IEC 60309 3P+N+E 6h 30A (IP44) input plug and a 10 foot (3m) power cord. The PDU is black. | PC | 1 | 30 | 1 | 1 | 1622.28
61305626478 | P24B14M | The60A,208VVert3PhDeltaPDUHas,BL,EA | The SmartZone™ G5 Basic PDU features (12) C13 and (12) C19 outlets. It is a 60 amp, 208 V, three phase PDU with an IEC 60309 3P+E 9h 60A (IP44) input plug and a 10 foot (3m) power cord. The PDU is black. | PC | 1 | 1 | 1 | 1 | 1563.02
61305626377 | P24B15M | The30A,208V,VertSglPhPDUHas,EABaPDU,EA | The SmartZone™ G5 Basic PDU features (20) C13 and (4) C19 outlets. It is a 30 amp, 208 V, single phase PDU with a NEMA L6-30P input plug and a 10 foot (3m) power cord. The PDU is black. | PC | 1 | 1 | 1 | 1 | 570.8
61305626592 | P24B32M | The60A,208VVert3PhDeltaPDUHas,BL,EA | The SmartZone™ G5 Basic PDU features (12) C13 and (12) C19 outlets. It is a 60 amp, 208 V, three phase PDU with an IEC 60309 3P+E 9h 60A (IP44) input plug and a 10 foot (3m) power cord. The PDU is black. | PC | 1 | 1 | 1 | 1 | 1457.62
61305631802 | P24D01M | MI PDU, 30AMP, (18)C13,(6)C19, NEMA L21- | The SmartZone™ G5 Monitored Input PDU features (18) C13 and (6 )C19 outlets. It is a 30 amp, 208 V, three phase PDU with a NEMA L21-30P input plug and a 10 foot (3m) power cord. The PDU is black. | PC | 1 | 1 | 1 | 1 | 1431
61305675810 | P24D01M-BL1A | VERTICAL,(18) C13,(6) C19, MONITORED INP |  | PC | 1 | 10 | 1 | 1 | 2311.18
61305675812 | P24D01M-BL2A | VERTICAL,(18) C13,(6) C19, MONITORED INP |  | PC | 1 | 10 | 1 | 1 | 2311.18
61305675814 | P24D01M-BL2C | VERTICAL,(18) C13,(6) C19, MONITORED INP |  | PC | 1 | 10 | 1 | 1 | 2201.1
61305675815 | P24D01M-BU1A | VERTICAL,(18) C13,(6) C19, MONITORED INP |  | PC | 1 | 10 | 1 | 1 | 2311.18
61305675817 | P24D01M-BU1C | VERTICAL,(18) C13,(6) C19, MONITORED INP |  | PC | 1 | 10 | 1 | 1 | 2201.1
61305675818 | P24D01M-BU2A | VERTICAL,(18) C13,(6) C19, MONITORED INP |  | PC | 1 | 10 | 1 | 1 | 2311.18
61305675820 | P24D01M-BU2C | VERTICAL,(18) C13,(6) C19, MONITORED INP |  | PC | 1 | 10 | 1 | 1 | 2201.1
61305675827 | P24D01M-RD1A | VERTICAL,(18) C13,(6) C19, MONITORED INP |  | PC | 1 | 10 | 1 | 1 | 2311.18
61305675829 | P24D01M-RD1C | VERTICAL,(18) C13,(6) C19, MONITORED INP |  | PC | 1 | 10 | 1 | 1 | 2201.1
61305675830 | P24D01M-RD2A | VERTICAL,(18) C13,(6) C19, MONITORED INP |  | PC | 1 | 10 | 1 | 1 | 2311.18
61305675832 | P24D01M-RD2C | VERTICAL,(18) C13,(6) C19, MONITORED INP |  | PC | 1 | 10 | 1 | 1 | 2201.1
61305675839 | P24D01M-YL1A | VERTICAL,(18) C13,(6) C19, MONITORED INP |  | PC | 1 | 10 | 1 | 1 | 2311.18
61305675841 | P24D01M-YL1C | VERTICAL,(18) C13,(6) C19, MONITORED INP |  | PC | 1 | 10 | 1 | 1 | 2201.1
61305675842 | P24D01M-YL2A | VERTICAL,(18) C13,(6) C19, MONITORED INP |  | PC | 1 | 10 | 1 | 1 | 2311.18
61305675844 | P24D01M-YL2C | VERTICAL,(18) C13,(6) C19, MONITORED INP |  | PC | 1 | 10 | 1 | 1 | 2201.1
61305679657 | P24D02M | MI PDU, 415V, 30 AMP, (12)C13, (12)C19, | The SmartZone™ G5 Monitored Input PDU features (12) C13 and (12) C19 outlets. It is a 30 amp, 415 V, three phase PDU with an IEC 60309 3P+N+E 6h 30A (IP67) input plug and a 10 foot (3m) power cord. The PDU is black. | PC | 1 | 30 | 1 | 1 | 2386.16
61305679661 | P24D04M | MI PDU, 415V, 30 AMP, (12)C13, (12)C19, | The SmartZone™ G5 Monitored Input PDU features (12) C13 and (12) C19 outlets. It is a 30 amp, 415 V, three phase PDU with a NEMA L22-30P input plug and a 10 foot (3m) power cord. The PDU is black. | PC | 1 | 30 | 1 | 1 | 2272.32
61305679662 | P24D05M | MI PDU, 415V, 30 AMP, (12)C13, (12)C19, | The SmartZone™ G5 Monitored Input PDU features (12) C13 and (12) C19 outlets. It is a 30 amp, 415 V, three phase PDU with an IEC 60309 3P+N+E 6h 30A (IP44) input plug and a 10 foot (3m) power cord. The PDU is black. | PC | 1 | 14 | 1 | 1 | 2249.54
61305631804 | P24D07M | MI PDU, 30AMP, (20)C13,(4)C19, NEMA L6-3 | The SmartZone™ G5 Monitored Input PDU features (20) C13 and (4) C19 outlets. It is a 30 amp, 208 V, single phase PDU with a NEMA L6-30P input plug and a 10 foot (3m) power cord. The PDU is black. | PC | 1 | 1 | 1 | 1 | 1433.36
61305675860 | P24D07M-BL1A | VERTICAL,(20) C13,(4) C19,MONITORED INPU |  | PC | 1 | 10 | 1 | 1 | 1580.3
61305675862 | P24D07M-BL2A | VERTICAL,(20) C13,(4) C19,MONITORED INPU |  | PC | 1 | 10 | 1 | 1 | 1580.3
61305675864 | P24D07M-BL2C | VERTICAL,(20) C13,(4) C19,MONITORED INPU |  | PC | 1 | 10 | 1 | 1 | 1505.04
61305675865 | P24D07M-BU1A | VERTICAL,(20) C13,(4) C19,MONITORED INPU |  | PC | 1 | 10 | 1 | 1 | 1580.3
61305675867 | P24D07M-BU1C | VERTICAL,(20) C13,(4) C19,MONITORED INPU |  | PC | 1 | 10 | 1 | 1 | 1505.04
61305675868 | P24D07M-BU2A | VERTICAL,(20) C13,(4) C19,MONITORED INPU |  | PC | 1 | 10 | 1 | 1 | 1580.3
61305675870 | P24D07M-BU2C | VERTICAL,(20) C13,(4) C19,MONITORED INPU |  | PC | 1 | 10 | 1 | 1 | 1505.04
61305675877 | P24D07M-RD1A | VERTICAL,(20) C13,(4) C19,MONITORED INPU |  | PC | 1 | 10 | 1 | 1 | 1580.3
61305675879 | P24D07M-RD1C | VERTICAL,(20) C13,(4) C19,MONITORED INPU |  | PC | 1 | 10 | 1 | 1 | 1505.04
61305675880 | P24D07M-RD2A | VERTICAL,(20) C13,(4) C19,MONITORED INPU |  | PC | 1 | 10 | 1 | 1 | 1580.3
61305675882 | P24D07M-RD2C | VERTICAL,(20) C13,(4) C19,MONITORED INPU |  | PC | 1 | 10 | 1 | 1 | 1505.04
61305675898 | P24D07M-YL1A | VERTICAL,(20) C13,(4) C19,MONITORED INPU |  | PC | 1 | 10 | 1 | 1 | 1580.3
61305675899 | P24D07M-YL1C | VERTICAL,(20) C13,(4) C19,MONITORED INPU |  | PC | 1 | 10 | 1 | 1 | 1505.04
61305675900 | P24D07M-YL2A | VERTICAL,(20) C13,(4) C19,MONITORED INPU |  | PC | 1 | 10 | 1 | 1 | 1580.3
61305675902 | P24D07M-YL2C | VERTICAL,(20) C13,(4) C19,MONITORED INPU |  | PC | 1 | 10 | 1 | 1 | 1505.04
61305631725 | P24D23M | MI PDU, 30AMP, (24)5-20R, NEMA L5-30P-3M | The SmartZone™ G5 Monitored Input PDU features (24) 5-20R outlets. It is a 30 amp, 120 V, single phase PDU with a NEMA L5-30P input plug and a 10 foot (3m) power cord. The PDU is black. | PC | 1 | 1 | 1 | 1 | 1252.4
61305631727 | P24D24M | MI PDU, 20AMP, (20)C13, (4)C19, NEMA L6- | The SmartZone™ G5 Monitored Input PDU features (20) C13 and (4) C19 outlets. It is a 20 amp, 208 V, single phase PDU with a NEMA L6-20P input plug and a 10 foot (3m) power cord. The PDU is black. | PC | 1 | 1 | 1 | 1 | 1359.08
61305675903 | P24D24M-BL1A | VERTICAL,(20)C13,(4)C19,MONITORED INPUT, |  | PC | 1 | 10 | 1 | 1 | 1498.36
61305679663 | P24D24M-BL2A | VERTICAL,(20)C13,(4)C19,MONITORED INPUT, |  | PC | 1 | 10 | 1 | 1 | 1498.36
61305679664 | P24D24M-BL2C | VERTICAL,(20)C13,(4)C19,MONITORED INPUT, |  | PC | 1 | 10 | 1 | 1 | 1427.02
61305679665 | P24D24M-BU1A | VERTICAL,(20)C13,(4)C19,MONITORED INPUT, |  | PC | 1 | 10 | 1 | 1 | 1498.36
61305679667 | P24D24M-BU1C | VERTICAL,(20)C13,(4)C19,MONITORED INPUT, |  | PC | 1 | 10 | 1 | 1 | 1427.02
61305679668 | P24D24M-BU2A | VERTICAL,(20)C13,(4)C19,MONITORED INPUT, |  | PC | 1 | 10 | 1 | 1 | 1498.36
61305679670 | P24D24M-BU2C | VERTICAL,(20)C13,(4)C19,MONITORED INPUT, |  | PC | 1 | 10 | 1 | 1 | 1427.02
61305661160 | P24D24M-RD1A | VERTICAL,(20)C13,(4)C19,MONITORED INPUT, |  | PC | 1 | 10 | 1 | 1 | 1498.36
61305679677 | P24D24M-RD1C | VERTICAL,(20)C13,(4)C19,MONITORED INPUT, |  | PC | 1 | 10 | 1 | 1 | 1427.02
61305679678 | P24D24M-RD2A | VERTICAL,(20)C13,(4)C19,MONITORED INPUT, |  | PC | 1 | 10 | 1 | 1 | 1498.36
61305679680 | P24D24M-RD2C | VERTICAL,(20)C13,(4)C19,MONITORED INPUT, |  | PC | 1 | 10 | 1 | 1 | 1427.02
61305679688 | P24D24M-YL1A | VERTICAL,(20)C13,(4)C19,MONITORED INPUT, |  | PC | 1 | 10 | 1 | 1 | 1498.36
61305679690 | P24D24M-YL1C | VERTICAL,(20)C13,(4)C19,MONITORED INPUT, |  | PC | 1 | 10 | 1 | 1 | 1427.02
61305679691 | P24D24M-YL2A | VERTICAL,(20)C13,(4)C19,MONITORED INPUT, |  | PC | 1 | 10 | 1 | 1 | 1498.36
61305679693 | P24D24M-YL2C | VERTICAL,(20)C13,(4)C19,MONITORED INPUT, |  | PC | 1 | 10 | 1 | 1 | 1427.02
61305631737 | P24D27M | MI PDU, 30AMP, (18)C13, (6)C19, NEMA L15 | The SmartZone™ G5 Monitored Input PDU features (18) C13 and (6) C19 outlets. It is a 30 amp, 208 V, three phase PDU with a NEMA L15-30P input plug and a 10 foot (3m) power cord. The PDU is black. | PC | 1 | 1 | 1 | 1 | 1829.14
61305679694 | P24D27M-BL1A | VERTICAL,(18)C13,(6),C19,MONITORED INPUT |  | PC | 1 | 10 | 1 | 1 | 2016.62
61305679696 | P24D27M-BL2A | VERTICAL,(18)C13,(6),C19,MONITORED INPUT |  | PC | 1 | 10 | 1 | 1 | 2016.62
61305679698 | P24D27M-BL2C | VERTICAL,(18)C13,(6),C19,MONITORED INPUT |  | PC | 1 | 10 | 1 | 1 | 1920.58
61305679699 | P24D27M-BU1A | VERTICAL,(18)C13,(6),C19,MONITORED INPUT |  | PC | 1 | 10 | 1 | 1 | 2016.62
61305679701 | P24D27M-BU1C | VERTICAL,(18)C13,(6),C19,MONITORED INPUT |  | PC | 1 | 10 | 1 | 1 | 1920.58
61305679702 | P24D27M-BU2A | VERTICAL,(18)C13,(6),C19,MONITORED INPUT |  | PC | 1 | 10 | 1 | 1 | 2016.62
61305679704 | P24D27M-BU2C | VERTICAL,(18)C13,(6),C19,MONITORED INPUT |  | PC | 1 | 10 | 1 | 1 | 1920.58
61305679711 | P24D27M-RD1A | VERTICAL,(18)C13,(6),C19,MONITORED INPUT |  | PC | 1 | 10 | 1 | 1 | 2016.62
61305679713 | P24D27M-RD1C | VERTICAL,(18)C13,(6),C19,MONITORED INPUT |  | PC | 1 | 10 | 1 | 1 | 1920.58
61305679714 | P24D27M-RD2A | VERTICAL,(18)C13,(6),C19,MONITORED INPUT |  | PC | 1 | 10 | 1 | 1 | 2016.62
61305679716 | P24D27M-RD2C | VERTICAL,(18)C13,(6),C19,MONITORED INPUT |  | PC | 1 | 10 | 1 | 1 | 1920.58
61305679723 | P24D27M-YL1A | VERTICAL,(18)C13,(6),C19,MONITORED INPUT |  | PC | 1 | 10 | 1 | 1 | 2016.62
61305679725 | P24D27M-YL1C | VERTICAL,(18)C13,(6),C19,MONITORED INPUT |  | PC | 1 | 10 | 1 | 1 | 1920.58
61305679726 | P24D27M-YL2A | VERTICAL,(18)C13,(6),C19,MONITORED INPUT |  | PC | 1 | 10 | 1 | 1 | 2016.62
61305679728 | P24D27M-YL2C | VERTICAL,(18)C13,(6),C19,MONITORED INPUT |  | PC | 1 | 10 | 1 | 1 | 1920.58
61305631790 | P24D30M | MI PDU, 50AMP, (18)C13, (6)C19, Hubbell | The SmartZone™ G5 Monitored Input PDU features (12) C13 and (12) C19 outlets. It is a 50 amp, 208 V, three phase PDU with a CS8365C input plug and a 10 foot (3m) power cord. The PDU is black. | PC | 1 | 1 | 1 | 1 | 2911.08
61305679729 | P24D30M-BL1A | VERTICAL,(18) C13,(6) C19, MONITORED INP |  | PC | 1 | 10 | 1 | 1 | 3209.48
61305679731 | P24D30M-BL2A | VERTICAL,(18) C13,(6) C19, MONITORED INP |  | PC | 1 | 10 | 1 | 1 | 3209.48
61305679733 | P24D30M-BL2C | VERTICAL,(18) C13,(6) C19, MONITORED INP |  | PC | 1 | 10 | 1 | 1 | 3056.64
61305679734 | P24D30M-BU1A | VERTICAL,(18) C13,(6) C19, MONITORED INP |  | PC | 1 | 10 | 1 | 1 | 3209.48
61305679736 | P24D30M-BU1C | VERTICAL,(18) C13,(6) C19, MONITORED INP |  | PC | 1 | 10 | 1 | 1 | 3056.64
61305679737 | P24D30M-BU2A | VERTICAL,(18) C13,(6) C19, MONITORED INP |  | PC | 1 | 10 | 1 | 1 | 3209.48
61305679739 | P24D30M-BU2C | VERTICAL,(18) C13,(6) C19, MONITORED INP |  | PC | 1 | 10 | 1 | 1 | 3056.64
61305679746 | P24D30M-RD1A | VERTICAL,(18) C13,(6) C19, MONITORED INP |  | PC | 1 | 10 | 1 | 1 | 3209.48
61305679748 | P24D30M-RD1C | VERTICAL,(18) C13,(6) C19, MONITORED INP |  | PC | 1 | 10 | 1 | 1 | 3056.64
61305679749 | P24D30M-RD2A | VERTICAL,(18) C13,(6) C19, MONITORED INP |  | PC | 1 | 10 | 1 | 1 | 3209.48
61305679751 | P24D30M-RD2C | VERTICAL,(18) C13,(6) C19, MONITORED INP |  | PC | 1 | 10 | 1 | 1 | 3056.64
61305679758 | P24D30M-YL1A | VERTICAL,(18) C13,(6) C19, MONITORED INP |  | PC | 1 | 10 | 1 | 1 | 3209.48
61305679760 | P24D30M-YL1C | VERTICAL,(18) C13,(6) C19, MONITORED INP |  | PC | 1 | 10 | 1 | 1 | 3056.64
61305679761 | P24D30M-YL2A | VERTICAL,(18) C13,(6) C19, MONITORED INP |  | PC | 1 | 10 | 1 | 1 | 3209.48
61305679763 | P24D30M-YL2C | VERTICAL,(18) C13,(6) C19, MONITORED INP |  | PC | 1 | 10 | 1 | 1 | 3056.64
61305631794 | P24D31M | MI PDU, 50AMP, (12)C13, (12)C19, Hubbell | The SmartZone™ G5 Monitored Input PDU features (12) C13 and (12) C19 outlets. It is a 50 amp, 208 V, three phase PDU with a CS8365C input plug and a 10 foot (3m) power cord. The PDU is black. | PC | 1 | 1 | 1 | 1 | 2943.1
61305679764 | P24D31M-BL1A | VERTICAL,(12) C13,(12) C19,MONITORED INP |  | PC | 1 | 10 | 1 | 1 | 3244.78
61305679766 | P24D31M-BL2A | VERTICAL,(12) C13,(12) C19,MONITORED INP |  | PC | 1 | 10 | 1 | 1 | 3244.78
61305679768 | P24D31M-BL2C | VERTICAL,(12) C13,(12) C19,MONITORED INP |  | PC | 1 | 10 | 1 | 1 | 3090.26
61305679769 | P24D31M-BU1A | VERTICAL,(12) C13,(12) C19,MONITORED INP |  | PC | 1 | 10 | 1 | 1 | 3244.78
61305679771 | P24D31M-BU1C | VERTICAL,(12) C13,(12) C19,MONITORED INP |  | PC | 1 | 10 | 1 | 1 | 3090.26
61305679772 | P24D31M-BU2A | VERTICAL,(12) C13,(12) C19,MONITORED INP |  | PC | 1 | 10 | 1 | 1 | 3244.78
61305679774 | P24D31M-BU2C | VERTICAL,(12) C13,(12) C19,MONITORED INP |  | PC | 1 | 10 | 1 | 1 | 3090.26
61305679781 | P24D31M-RD1A | VERTICAL,(12) C13,(12) C19,MONITORED INP |  | PC | 1 | 10 | 1 | 1 | 3244.78
61305679783 | P24D31M-RD1C | VERTICAL,(12) C13,(12) C19,MONITORED INP |  | PC | 1 | 10 | 1 | 1 | 3090.26
61305679784 | P24D31M-RD2A | VERTICAL,(12) C13,(12) C19,MONITORED INP |  | PC | 1 | 10 | 1 | 1 | 3244.78
61305679786 | P24D31M-RD2C | VERTICAL,(12) C13,(12) C19,MONITORED INP |  | PC | 1 | 10 | 1 | 1 | 3090.26
61305679793 | P24D31M-YL1A | VERTICAL,(12) C13,(12) C19,MONITORED INP |  | PC | 1 | 10 | 1 | 1 | 3244.78
61305679795 | P24D31M-YL1C | VERTICAL,(12) C13,(12) C19,MONITORED INP |  | PC | 1 | 10 | 1 | 1 | 3090.26
61305679796 | P24D31M-YL2A | VERTICAL,(12) C13,(12) C19,MONITORED INP |  | PC | 1 | 10 | 1 | 1 | 3244.78
61305679798 | P24D31M-YL2C | VERTICAL,(12) C13,(12) C19,MONITORED INP |  | PC | 1 | 10 | 1 | 1 | 3090.26
61305631797 | P24D33M | MI PDU, 60AMP, (18)C13, (6)C19, IEC 6030 | The SmartZone™ G5 Monitored Input PDU features (12) C13 and (12) C19 outlets. It is a 60 amp, 208 V, three phase PDU with an IEC 60309 3P+E 9h 60A (IP44) input plug and a 10 foot (3m) power cord. The PDU is black. | PC | 1 | 1 | 1 | 1 | 2294.06
61305679799 | P24D33M-BL1A | VERTICAL,(18) C13,(6) C19,MONITORED INPU |  | PC | 1 | 10 | 1 | 1 | 3209.48
61305679801 | P24D33M-BL2A | VERTICAL,(18) C13,(6) C19,MONITORED INPU |  | PC | 1 | 10 | 1 | 1 | 3209.48
61305679803 | P24D33M-BL2C | VERTICAL,(18) C13,(6) C19,MONITORED INPU |  | PC | 1 | 10 | 1 | 1 | 3056.64
61305679804 | P24D33M-BU1A | VERTICAL,(18) C13,(6) C19,MONITORED INPU |  | PC | 1 | 10 | 1 | 1 | 3209.48
61305679806 | P24D33M-BU1C | VERTICAL,(18) C13,(6) C19,MONITORED INPU |  | PC | 1 | 10 | 1 | 1 | 3056.64
61305679807 | P24D33M-BU2A | VERTICAL,(18) C13,(6) C19,MONITORED INPU |  | PC | 1 | 10 | 1 | 1 | 3209.48
61305679809 | P24D33M-BU2C | VERTICAL,(18) C13,(6) C19,MONITORED INPU |  | PC | 1 | 10 | 1 | 1 | 3056.64
61305679816 | P24D33M-RD1A | VERTICAL,(18) C13,(6) C19,MONITORED INPU |  | PC | 1 | 10 | 1 | 1 | 3209.48
61305679818 | P24D33M-RD1C | VERTICAL,(18) C13,(6) C19,MONITORED INPU |  | PC | 1 | 10 | 1 | 1 | 3056.64
61305679819 | P24D33M-RD2A | VERTICAL,(18) C13,(6) C19,MONITORED INPU |  | PC | 1 | 10 | 1 | 1 | 3209.48
61305679821 | P24D33M-RD2C | VERTICAL,(18) C13,(6) C19,MONITORED INPU |  | PC | 1 | 10 | 1 | 1 | 3056.64
61305675892 | P24D33M-YL1A | VERTICAL,(18) C13,(6) C19,MONITORED INPU |  | PC | 1 | 10 | 1 | 1 | 3209.48
61305675890 | P24D33M-YL1C | VERTICAL,(18) C13,(6) C19,MONITORED INPU |  | PC | 1 | 10 | 1 | 1 | 3056.64
61305675889 | P24D33M-YL2A | VERTICAL,(18) C13,(6) C19,MONITORED INPU |  | PC | 1 | 10 | 1 | 1 | 3209.48
61305675887 | P24D33M-YL2C | VERTICAL,(18) C13,(6) C19,MONITORED INPU |  | PC | 1 | 10 | 1 | 1 | 3056.64
61305631798 | P24D34M | MI PDU, 60AMP, (12)C13, (12)C19, IEC 603 | The SmartZone™ G5 Monitored Input PDU features (12) C13 and (12) C19 outlets. It is a 60 amp, 208 V, three phase PDU with an IEC 60309 3P+E 9h 60A (IP44) input plug and a 10 foot (3m) power cord. The PDU is black. | PC | 1 | 1 | 1 | 1 | 2939.02
61305663918 | P24D34M-BL1A | VERTICAL,(12) C13,(12)C19,MONITORED INPU |  | PC | 1 | 10 | 1 | 1 | 3240.26
61305663920 | P24D34M-BL2A | VERTICAL,(12) C13,(12)C19,MONITORED INPU |  | PC | 1 | 10 | 1 | 1 | 3240.26
61305663922 | P24D34M-BL2C | VERTICAL,(12) C13,(12)C19,MONITORED INPU |  | PC | 1 | 10 | 1 | 1 | 3085.96
61305663923 | P24D34M-BU1A | VERTICAL,(12) C13,(12)C19,MONITORED INPU |  | PC | 1 | 10 | 1 | 1 | 3240.26
61305663925 | P24D34M-BU1C | VERTICAL,(12) C13,(12)C19,MONITORED INPU |  | PC | 1 | 10 | 1 | 1 | 3085.96
61305663926 | P24D34M-BU2A | VERTICAL,(12) C13,(12)C19,MONITORED INPU |  | PC | 1 | 10 | 1 | 1 | 3240.26
61305663928 | P24D34M-BU2C | VERTICAL,(12) C13,(12)C19,MONITORED INPU |  | PC | 1 | 10 | 1 | 1 | 3085.96
61305663935 | P24D34M-RD1A | VERTICAL,(12) C13,(12)C19,MONITORED INPU |  | PC | 1 | 10 | 1 | 1 | 3240.26
61305663937 | P24D34M-RD1C | VERTICAL,(12) C13,(12)C19,MONITORED INPU |  | PC | 1 | 10 | 1 | 1 | 3085.96
61305663938 | P24D34M-RD2A | VERTICAL,(12) C13,(12)C19,MONITORED INPU |  | PC | 1 | 10 | 1 | 1 | 3240.26
61305663946 | P24D34M-RD2C | VERTICAL,(12) C13,(12)C19,MONITORED INPU |  | PC | 1 | 10 | 1 | 1 | 3085.96
61305664000 | P24D34M-YL1A | VERTICAL,(12) C13,(12)C19,MONITORED INPU |  | PC | 1 | 10 | 1 | 1 | 3240.26
61305664017 | P24D34M-YL1C | VERTICAL,(12) C13,(12)C19,MONITORED INPU |  | PC | 1 | 10 | 1 | 1 | 3085.96
61305664018 | P24D34M-YL2A | VERTICAL,(12) C13,(12)C19,MONITORED INPU |  | PC | 1 | 10 | 1 | 1 | 3240.26
61305664020 | P24D34M-YL2C | VERTICAL,(12) C13,(12)C19,MONITORED INPU |  | PC | 1 | 10 | 1 | 1 | 3085.96
61305679827 | P24E05M | MS PDU, 415V, 30 AMP, (12)C13, (12)C19, | The SmartZone™ G5 Monitored Switched PDU features (12) C13 and (12) C19 outlets. It is a 30 amp, 415 V, three phase PDU with an IEC 60309 3P+N+E 6h 30A (IP67) input plug and a 10 foot (3m) power cord. The PDU is black. | PC | 1 | 30 | 1 | 1 | 3030.52
61305679828 | P24E06M | MS PDU, 415V, 30 AMP, (12)C13, (12)C19, | The SmartZone™ G5 Monitored Switched PDU features (12) C13 and (12) C19 outlets. It is a 30 amp, 415 V, three phase PDU with a NEMA L22-30P input plug and a 10 foot (3m) power cord. The PDU is black. | PC | 1 | 30 | 1 | 1 | 2916.66
61305679829 | P24E07M | MS PDU, 415V, 30 AMP, (18)C13, (6)C19, I | The SmartZone™ G5 Monitored Switched PDU features (18) C13 and (6) C19 outlets. It is a 30 amp, 415 V, three phase PDU with an IEC 60309 3P+N+E 6h 30A (IP67) input plug and a 10 foot (3m) power cord. The PDU is black. | PC | 1 | 30 | 1 | 1 | 3016.84
61305679830 | P24E08M | MS PDU, 415V, 30 AMP, (24)C13, IEC 60309 | The SmartZone™ G5 Monitored Switched PDU features (24) C13 outlets. It is a 30 amp, 415 V, three phase PDU with an IEC 60309 3P+N+E 6h 30A (IP67) input plug and a 10 foot (3m) power cord. The PDU is black. | PC | 1 | 30 | 1 | 1 | 3003.18
61305679831 | P24E09M | MS PDU, 415V, 30 AMP, (12)C13, (12)C19, | The SmartZone™ G5 Monitored Switched PDU features (12) C13 and (12) C19 outlets. It is a 30 amp, 415 V, three phase PDU with an IEC 60309 3P+N+E 6h 30A (IP44) input plug and a 10 foot (3m) power cord. The PDU is black. | PC | 1 | 30 | 1 | 1 | 2893.9
61305679832 | P24E10M | MS PDU, 415V, 30 AMP, (18)C13, (6)C19, I | The SmartZone™ G5 Monitored Switched PDU features (18) C13 and (6) C19 outlets. It is a 30 amp, 415 V, three phase PDU with an IEC 60309 3P+N+E 6h 30A (IP44) input plug and a 10 foot (3m) power cord. The PDU is black. | PC | 1 | 30 | 1 | 1 | 2880.24
61305679833 | P24E11M | MS PDU, 415V, 30 AMP, (24)C13, IEC 60309 | The SmartZone™ G5 Monitored Switched PDU features (24) C13 outlets. It is a 30 amp, 415 V, three phase PDU with an IEC 60309 3P+N+E 6h 30A (IP44) input plug and a 10 foot (3m) power cord. The PDU is black. | PC | 1 | 30 | 1 | 1 | 2866.58
61305679834 | P24E12M | MS PDU, 415V, 30 AMP, (18)C13, (6)C19, N | The SmartZone™ G5 Monitored Switched PDU features (18) C13 and (6) C19 outlets. It is a 30 amp, 415 V, three phase PDU with a NEMA L22-30P input plug and a 10 foot (3m) power cord. The PDU is black. | PC | 1 | 30 | 1 | 1 | 2903.02
61305679835 | P24E13M | MS PDU, 415V, 30 AMP, (24)C13, NEMA L22- | The SmartZone™ G5 Monitored Switched PDU features (24) C13 outlets. It is a 30 amp, 415 V, three phase PDU with a NEMA L22-30P input plug and a 10 foot (3m) power cord. The PDU is black. | PC | 1 | 30 | 1 | 1 | 2889.34
61305631726 | P24E28M | MS PDU, 30AMP, (20)C13, (4)C19, NEMA L6- | The SmartZone™ G5 Monitored Switched PDU features (20) C13 and (4) C19 outlets. It is a 30 amp, 208 V, single phase PDU with a NEMA L6-30P input plug and a 10 foot (3m) power cord. The PDU is black. | PC | 1 | 1 | 1 | 1 | 1892.1
61305664198 | P24E28M-BL1A | VERTICAL,(20) C13,(4)C19,MONITORED SWITC |  | PC | 1 | 10 | 1 | 1 | 2086.02
61305664200 | P24E28M-BL2A | VERTICAL,(20) C13,(4)C19,MONITORED SWITC |  | PC | 1 | 10 | 1 | 1 | 2086.02
61305664202 | P24E28M-BL2C | VERTICAL,(20) C13,(4)C19,MONITORED SWITC |  | PC | 1 | 10 | 1 | 1 | 1986.7
61305664203 | P24E28M-BU1A | VERTICAL,(20) C13,(4)C19,MONITORED SWITC |  | PC | 1 | 10 | 1 | 1 | 2086.02
61305664205 | P24E28M-BU1C | VERTICAL,(20) C13,(4)C19,MONITORED SWITC |  | PC | 1 | 10 | 1 | 1 | 1986.7
61305664206 | P24E28M-BU2A | VERTICAL,(20) C13,(4)C19,MONITORED SWITC |  | PC | 1 | 10 | 1 | 1 | 2086.02
61305664208 | P24E28M-BU2C | VERTICAL,(20) C13,(4)C19,MONITORED SWITC |  | PC | 1 | 10 | 1 | 1 | 1986.7
61305664215 | P24E28M-RD1A | VERTICAL,(20) C13,(4)C19,MONITORED SWITC |  | PC | 1 | 10 | 1 | 1 | 2086.02
61305664217 | P24E28M-RD1C | VERTICAL,(20) C13,(4)C19,MONITORED SWITC |  | PC | 1 | 10 | 1 | 1 | 1986.7
61305664218 | P24E28M-RD2A | VERTICAL,(20) C13,(4)C19,MONITORED SWITC |  | PC | 1 | 10 | 1 | 1 | 2086.02
61305664220 | P24E28M-RD2C | VERTICAL,(20) C13,(4)C19,MONITORED SWITC |  | PC | 1 | 10 | 1 | 1 | 1986.7
61305664227 | P24E28M-YL1A | VERTICAL,(20) C13,(4)C19,MONITORED SWITC |  | PC | 1 | 10 | 1 | 1 | 2086.02
61305664230 | P24E28M-YL1C | VERTICAL,(20) C13,(4)C19,MONITORED SWITC |  | PC | 1 | 10 | 1 | 1 | 1986.7
61305664231 | P24E28M-YL2A | VERTICAL,(20) C13,(4)C19,MONITORED SWITC |  | PC | 1 | 10 | 1 | 1 | 2086.02
61305664233 | P24E28M-YL2C | VERTICAL,(20) C13,(4)C19,MONITORED SWITC |  | PC | 1 | 10 | 1 | 1 | 1986.7
61305631728 | P24E29M | MS PDU, 30AMP, (18)C13, (6)C19, NEMA L15 | The SmartZone™ G5 Monitored Switched PDU features (18) C13 and (6) C19 outlets. It is a 30 amp, 208 V, three phase PDU with a NEMA L15-30P input plug and a 10 foot (3m) power cord. The PDU is black. | PC | 1 | 1 | 1 | 1 | 2093.74
61305664234 | P24E29M-BL1A | VERTICAL,(18) C13,(6) C19,MONITORED SWIT |  | PC | 1 | 10 | 1 | 1 | 2308.32
61305664236 | P24E29M-BL2A | VERTICAL,(18) C13,(6) C19,MONITORED SWIT |  | PC | 1 | 10 | 1 | 1 | 2308.32
61305664238 | P24E29M-BL2C | VERTICAL,(18) C13,(6) C19,MONITORED SWIT |  | PC | 1 | 10 | 1 | 1 | 2198.42
61305664239 | P24E29M-BU1A | VERTICAL,(18) C13,(6) C19,MONITORED SWIT |  | PC | 1 | 10 | 1 | 1 | 2308.32
61305664241 | P24E29M-BU1C | VERTICAL,(18) C13,(6) C19,MONITORED SWIT |  | PC | 1 | 10 | 1 | 1 | 2198.42
61305664242 | P24E29M-BU2A | VERTICAL,(18) C13,(6) C19,MONITORED SWIT |  | PC | 1 | 10 | 1 | 1 | 2308.32
61305664244 | P24E29M-BU2C | VERTICAL,(18) C13,(6) C19,MONITORED SWIT |  | PC | 1 | 10 | 1 | 1 | 2198.42
61305664251 | P24E29M-RD1A | VERTICAL,(18) C13,(6) C19,MONITORED SWIT |  | PC | 1 | 10 | 1 | 1 | 2308.32
61305664253 | P24E29M-RD1C | VERTICAL,(18) C13,(6) C19,MONITORED SWIT |  | PC | 1 | 10 | 1 | 1 | 2198.42
61305664254 | P24E29M-RD2A | VERTICAL,(18) C13,(6) C19,MONITORED SWIT |  | PC | 1 | 10 | 1 | 1 | 2308.32
61305664256 | P24E29M-RD2C | VERTICAL,(18) C13,(6) C19,MONITORED SWIT |  | PC | 1 | 10 | 1 | 1 | 2198.42
61305664263 | P24E29M-YL1A | VERTICAL,(18) C13,(6) C19,MONITORED SWIT |  | PC | 1 | 10 | 1 | 1 | 2308.32
61305664265 | P24E29M-YL1C | VERTICAL,(18) C13,(6) C19,MONITORED SWIT |  | PC | 1 | 10 | 1 | 1 | 2198.42
61305664266 | P24E29M-YL2A | VERTICAL,(18) C13,(6) C19,MONITORED SWIT |  | PC | 1 | 10 | 1 | 1 | 2308.32
61305664268 | P24E29M-YL2C | VERTICAL,(18) C13,(6) C19,MONITORED SWIT |  | PC | 1 | 10 | 1 | 1 | 2198.42
61305664269 | P24E30M-BL1A | VERTICAL,(18) C13,(6) C19,MONITORED SWIT |  | PC | 1 | 10 | 1 | 1 | 2608.26
61305664271 | P24E30M-BL2A | VERTICAL,(18) C13,(6) C19,MONITORED SWIT |  | PC | 1 | 10 | 1 | 1 | 2608.26
61305664273 | P24E30M-BL2C | VERTICAL,(18) C13,(6) C19,MONITORED SWIT |  | PC | 1 | 10 | 1 | 1 | 2484.04
61305664274 | P24E30M-BU1A | VERTICAL,(18) C13,(6) C19,MONITORED SWIT |  | PC | 1 | 10 | 1 | 1 | 2608.26
61305664276 | P24E30M-BU1C | VERTICAL,(18) C13,(6) C19,MONITORED SWIT |  | PC | 1 | 10 | 1 | 1 | 2484.04
61305664277 | P24E30M-BU2A | VERTICAL,(18) C13,(6) C19,MONITORED SWIT |  | PC | 1 | 10 | 1 | 1 | 2608.26
61305664279 | P24E30M-BU2C | VERTICAL,(18) C13,(6) C19,MONITORED SWIT |  | PC | 1 | 10 | 1 | 1 | 2484.04
61305664286 | P24E30M-RD1A | VERTICAL,(18) C13,(6) C19,MONITORED SWIT |  | PC | 1 | 10 | 1 | 1 | 2608.26
61305664288 | P24E30M-RD1C | VERTICAL,(18) C13,(6) C19,MONITORED SWIT |  | PC | 1 | 10 | 1 | 1 | 2484.04
61305664289 | P24E30M-RD2A | VERTICAL,(18) C13,(6) C19,MONITORED SWIT |  | PC | 1 | 10 | 1 | 1 | 2608.26
61305664291 | P24E30M-RD2C | VERTICAL,(18) C13,(6) C19,MONITORED SWIT |  | PC | 1 | 10 | 1 | 1 | 2484.04
61305664298 | P24E30M-YL1A | VERTICAL,(18) C13,(6) C19,MONITORED SWIT |  | PC | 1 | 10 | 1 | 1 | 2608.26
61305664300 | P24E30M-YL1C | VERTICAL,(18) C13,(6) C19,MONITORED SWIT |  | PC | 1 | 10 | 1 | 1 | 2484.04
61305664301 | P24E30M-YL2A | VERTICAL,(18) C13,(6) C19,MONITORED SWIT |  | PC | 1 | 10 | 1 | 1 | 2608.26
61305664303 | P24E30M-YL2C | VERTICAL,(18) C13,(6) C19,MONITORED SWIT |  | PC | 1 | 10 | 1 | 1 | 2484.04
61305664304 | P24E31M-BL1A | VERTICAL,(12) C13,(12) C19,MONITORED SWI |  | PC | 1 | 10 | 1 | 1 | 3095.76
61305664306 | P24E31M-BL2A | VERTICAL,(12) C13,(12) C19,MONITORED SWI |  | PC | 1 | 10 | 1 | 1 | 3095.76
61305664308 | P24E31M-BL2C | VERTICAL,(12) C13,(12) C19,MONITORED SWI |  | PC | 1 | 10 | 1 | 1 | 2948.36
61305664309 | P24E31M-BU1A | VERTICAL,(12) C13,(12) C19,MONITORED SWI |  | PC | 1 | 10 | 1 | 1 | 3095.76
61305664311 | P24E31M-BU1C | VERTICAL,(12) C13,(12) C19,MONITORED SWI |  | PC | 1 | 10 | 1 | 1 | 2948.36
61305664312 | P24E31M-BU2A | VERTICAL,(12) C13,(12) C19,MONITORED SWI |  | PC | 1 | 10 | 1 | 1 | 3095.76
61305664314 | P24E31M-BU2C | VERTICAL,(12) C13,(12) C19,MONITORED SWI |  | PC | 1 | 10 | 1 | 1 | 2948.36
61305664321 | P24E31M-RD1A | VERTICAL,(12) C13,(12) C19,MONITORED SWI |  | PC | 1 | 10 | 1 | 1 | 3095.76
61305664323 | P24E31M-RD1C | VERTICAL,(12) C13,(12) C19,MONITORED SWI |  | PC | 1 | 10 | 1 | 1 | 2948.36
61305679836 | P24E31M-RD2A | VERTICAL,(12) C13,(12) C19,MONITORED SWI |  | PC | 1 | 10 | 1 | 1 | 3095.76
61305664325 | P24E31M-RD2C | VERTICAL,(12) C13,(12) C19,MONITORED SWI |  | PC | 1 | 10 | 1 | 1 | 2948.36
61305664334 | P24E31M-YL1A | VERTICAL,(12) C13,(12) C19,MONITORED SWI |  | PC | 1 | 10 | 1 | 1 | 3095.76
61305664336 | P24E31M-YL1C | VERTICAL,(12) C13,(12) C19,MONITORED SWI |  | PC | 1 | 10 | 1 | 1 | 2948.36
61305664337 | P24E31M-YL2A | VERTICAL,(12) C13,(12) C19,MONITORED SWI |  | PC | 1 | 10 | 1 | 1 | 3095.76
61305664339 | P24E31M-YL2C | VERTICAL,(12) C13,(12) C19,MONITORED SWI |  | PC | 1 | 10 | 1 | 1 | 2948.36
61305631739 | P24E32M | MS PDU, 60AMP, (12)C13, (12)C19, IEC 603 | The SmartZone™ G5 Monitored Switched PDU features (12) C13 and (12) C19 outlets. It is a 60 amp, 208 V, three phase PDU with a IEC 60309 3P+E 9h 60A (IP44) input plug and a 10 foot (3m) power cord. The PDU is black. | PC | 1 | 1 | 1 | 1 | 4023.88
61305664340 | P24E32M-BL1A | VERTICAL,(12) C13,(12) C19,MONITORED SWI |  | PC | 1 | 10 | 1 | 1 | 4436.32
61305664342 | P24E32M-BL2A | VERTICAL,(12) C13,(12) C19,MONITORED SWI |  | PC | 1 | 10 | 1 | 1 | 4436.32
61305664344 | P24E32M-BL2C | VERTICAL,(12) C13,(12) C19,MONITORED SWI |  | PC | 1 | 10 | 1 | 1 | 4225.08
61305664345 | P24E32M-BU1A | VERTICAL,(12) C13,(12) C19,MONITORED SWI |  | PC | 1 | 10 | 1 | 1 | 4436.32
61305664347 | P24E32M-BU1C | VERTICAL,(12) C13,(12) C19,MONITORED SWI |  | PC | 1 | 10 | 1 | 1 | 4225.08
61305664348 | P24E32M-BU2A | VERTICAL,(12) C13,(12) C19,MONITORED SWI |  | PC | 1 | 10 | 1 | 1 | 4436.32
61305664350 | P24E32M-BU2C | VERTICAL,(12) C13,(12) C19,MONITORED SWI |  | PC | 1 | 10 | 1 | 1 | 4225.08
61305664357 | P24E32M-RD1A | VERTICAL,(12) C13,(12) C19,MONITORED SWI |  | PC | 1 | 10 | 1 | 1 | 4436.32
61305664359 | P24E32M-RD1C | VERTICAL,(12) C13,(12) C19,MONITORED SWI |  | PC | 1 | 10 | 1 | 1 | 4225.08
61305664360 | P24E32M-RD2A | VERTICAL,(12) C13,(12) C19,MONITORED SWI |  | PC | 1 | 10 | 1 | 1 | 4436.32
61305664362 | P24E32M-RD2C | VERTICAL,(12) C13,(12) C19,MONITORED SWI |  | PC | 1 | 10 | 1 | 1 | 4225.08
61305664369 | P24E32M-YL1A | VERTICAL,(12) C13,(12) C19,MONITORED SWI |  | PC | 1 | 10 | 1 | 1 | 4436.32
61305664371 | P24E32M-YL1C | VERTICAL,(12) C13,(12) C19,MONITORED SWI |  | PC | 1 | 10 | 1 | 1 | 4225.08
61305664372 | P24E32M-YL2A | VERTICAL,(12) C13,(12) C19,MONITORED SWI |  | PC | 1 | 10 | 1 | 1 | 4436.32
61305664374 | P24E32M-YL2C | VERTICAL,(12) C13,(12) C19,MONITORED SWI |  | PC | 1 | 10 | 1 | 1 | 4225.08
61305631582 | P24F01M | MO PDU, 30AMP, (20)C13, (4)C19, NEMA L6- | The SmartZone™ G5 Monitored Per Outlet PDU features (20) C13 and (4) C19 outlets. It is a 30 amp, 208 V, single phase PDU with a NEMA L6-30P input plug and a 10 foot (3m) power cord. The PDU is black. | PC | 1 | 1 | 1 | 1 | 2503.94
61305664375 | P24F01M-BL1A | VERTICAL,(20) C13,(4) C19,MONITORED OUTL |  | PC | 1 | 10 | 1 | 1 | 2760.62
61305664377 | P24F01M-BL2A | VERTICAL,(20) C13,(4) C19,MONITORED OUTL |  | PC | 1 | 10 | 1 | 1 | 2760.62
61305664379 | P24F01M-BL2C | VERTICAL,(20) C13,(4) C19,MONITORED OUTL |  | PC | 1 | 10 | 1 | 1 | 2629.16
61305664380 | P24F01M-BU1A | VERTICAL,(20) C13,(4) C19,MONITORED OUTL |  | PC | 1 | 10 | 1 | 1 | 2760.62
61305664381 | P24F01M-BU1C | VERTICAL,(20) C13,(4) C19,MONITORED OUTL |  | PC | 1 | 10 | 1 | 1 | 2629.16
61305664382 | P24F01M-BU2A | VERTICAL,(20) C13,(4) C19,MONITORED OUTL |  | PC | 1 | 10 | 1 | 1 | 2760.62
61305664384 | P24F01M-BU2C | VERTICAL,(20) C13,(4) C19,MONITORED OUTL |  | PC | 1 | 10 | 1 | 1 | 2629.16
61305664391 | P24F01M-RD1A | VERTICAL,(20) C13,(4) C19,MONITORED OUTL |  | PC | 1 | 10 | 1 | 1 | 2760.62
61305664393 | P24F01M-RD1C | VERTICAL,(20) C13,(4) C19,MONITORED OUTL |  | PC | 1 | 10 | 1 | 1 | 2629.16
61305664394 | P24F01M-RD2A | VERTICAL,(20) C13,(4) C19,MONITORED OUTL |  | PC | 1 | 10 | 1 | 1 | 2760.62
61305664412 | P24F01M-RD2C | VERTICAL,(20) C13,(4) C19,MONITORED OUTL |  | PC | 1 | 10 | 1 | 1 | 2629.16
61305664419 | P24F01M-YL1A | VERTICAL,(20) C13,(4) C19,MONITORED OUTL |  | PC | 1 | 10 | 1 | 1 | 2760.62
61305664421 | P24F01M-YL1C | VERTICAL,(20) C13,(4) C19,MONITORED OUTL |  | PC | 1 | 10 | 1 | 1 | 2629.16
61305664422 | P24F01M-YL2A | VERTICAL,(20) C13,(4) C19,MONITORED OUTL |  | PC | 1 | 10 | 1 | 1 | 2760.62
61305664424 | P24F01M-YL2C | VERTICAL,(20) C13,(4) C19,MONITORED OUTL |  | PC | 1 | 10 | 1 | 1 | 2629.16
61305631589 | P24F02M | MO PDU, 30AMP, (18)C13, (6)C19, NEMA L15 | The SmartZone™ G5 Monitored Per Outlet PDU features (18) C13 and (6) C19 outlets. It is a 30 amp, 208 V, three phase PDU with a NEMA L15-30P input plug and a 10 foot (3m) power cord. The PDU is black. | PC | 1 | 1 | 1 | 1 | 2885.6
61305664425 | P24F02M-BL1A | VERTICAL,(18) C13,(6) C19,MONITORED OUTL |  | PC | 1 | 10 | 1 | 1 | 3181.38
61305664427 | P24F02M-BL2A | VERTICAL,(18) C13,(6) C19,MONITORED OUTL |  | PC | 1 | 10 | 1 | 1 | 3181.38
61305664429 | P24F02M-BL2C | VERTICAL,(18) C13,(6) C19,MONITORED OUTL |  | PC | 1 | 10 | 1 | 1 | 3029.9
61305664430 | P24F02M-BU1A | VERTICAL,(18) C13,(6) C19,MONITORED OUTL |  | PC | 1 | 10 | 1 | 1 | 3181.38
61305664432 | P24F02M-BU1C | VERTICAL,(18) C13,(6) C19,MONITORED OUTL |  | PC | 1 | 10 | 1 | 1 | 3029.9
61305664433 | P24F02M-BU2A | VERTICAL,(18) C13,(6) C19,MONITORED OUTL |  | PC | 1 | 10 | 1 | 1 | 3181.38
61305664435 | P24F02M-BU2C | VERTICAL,(18) C13,(6) C19,MONITORED OUTL |  | PC | 1 | 10 | 1 | 1 | 3029.9
61305664442 | P24F02M-RD1A | VERTICAL,(18) C13,(6) C19,MONITORED OUTL |  | PC | 1 | 10 | 1 | 1 | 3181.38
61305664444 | P24F02M-RD1C | VERTICAL,(18) C13,(6) C19,MONITORED OUTL |  | PC | 1 | 10 | 1 | 1 | 3029.9
61305664445 | P24F02M-RD2A | VERTICAL,(18) C13,(6) C19,MONITORED OUTL |  | PC | 1 | 10 | 1 | 1 | 3181.38
61305664447 | P24F02M-RD2C | VERTICAL,(18) C13,(6) C19,MONITORED OUTL |  | PC | 1 | 10 | 1 | 1 | 3029.9
61305664454 | P24F02M-YL1A | VERTICAL,(18) C13,(6) C19,MONITORED OUTL |  | PC | 1 | 10 | 1 | 1 | 3181.38
61305664456 | P24F02M-YL1C | VERTICAL,(18) C13,(6) C19,MONITORED OUTL |  | PC | 1 | 10 | 1 | 1 | 3029.9
61305664457 | P24F02M-YL2A | VERTICAL,(18) C13,(6) C19,MONITORED OUTL |  | PC | 1 | 10 | 1 | 1 | 3181.38
61305664459 | P24F02M-YL2C | VERTICAL,(18) C13,(6) C19,MONITORED OUTL |  | PC | 1 | 10 | 1 | 1 | 3029.9
61305631598 | P24F03M | MO PDU, 30AMP, (18)C13, (6)C19, NEMA L21 | The SmartZone™ G5 Monitored Per Outlet PDU features (18) C13 and (6) C19 outlets. It is a 30 amp, 208 V, three phase PDU with a NEMA L21-30P input plug and a 10 foot (3m) power cord. The PDU is black. | PC | 1 | 1 | 1 | 1 | 2686.74
61305664460 | P24F03M-BL1A | VERTICAL,(18) C13,(6) C19,MONITORED OUTL |  | PC | 1 | 10 | 1 | 1 | 3257.52
61305664462 | P24F03M-BL2A | VERTICAL,(18) C13,(6) C19,MONITORED OUTL |  | PC | 1 | 10 | 1 | 1 | 3257.52
61305664464 | P24F03M-BL2C | VERTICAL,(18) C13,(6) C19,MONITORED OUTL |  | PC | 1 | 10 | 1 | 1 | 3102.4
61305664465 | P24F03M-BU1A | VERTICAL,(18) C13,(6) C19,MONITORED OUTL |  | PC | 1 | 10 | 1 | 1 | 3257.52
61305664467 | P24F03M-BU1C | VERTICAL,(18) C13,(6) C19,MONITORED OUTL |  | PC | 1 | 10 | 1 | 1 | 3102.4
61305664468 | P24F03M-BU2A | VERTICAL,(18) C13,(6) C19,MONITORED OUTL |  | PC | 1 | 10 | 1 | 1 | 3257.52
61305664470 | P24F03M-BU2C | VERTICAL,(18) C13,(6) C19,MONITORED OUTL |  | PC | 1 | 10 | 1 | 1 | 3102.4
61305664477 | P24F03M-RD1A | VERTICAL,(18) C13,(6) C19,MONITORED OUTL |  | PC | 1 | 10 | 1 | 1 | 3257.52
61305664479 | P24F03M-RD1C | VERTICAL,(18) C13,(6) C19,MONITORED OUTL |  | PC | 1 | 10 | 1 | 1 | 3102.4
61305664480 | P24F03M-RD2A | VERTICAL,(18) C13,(6) C19,MONITORED OUTL |  | PC | 1 | 10 | 1 | 1 | 3257.52
61305664482 | P24F03M-RD2C | VERTICAL,(18) C13,(6) C19,MONITORED OUTL |  | PC | 1 | 10 | 1 | 1 | 3102.4
61305664489 | P24F03M-YL1A | VERTICAL,(18) C13,(6) C19,MONITORED OUTL |  | PC | 1 | 10 | 1 | 1 | 3257.52
61305664491 | P24F03M-YL1C | VERTICAL,(18) C13,(6) C19,MONITORED OUTL |  | PC | 1 | 10 | 1 | 1 | 3102.4
61305664492 | P24F03M-YL2A | VERTICAL,(18) C13,(6) C19,MONITORED OUTL |  | PC | 1 | 10 | 1 | 1 | 3257.52
61305664494 | P24F03M-YL2C | VERTICAL,(18) C13,(6) C19,MONITORED OUTL |  | PC | 1 | 10 | 1 | 1 | 3102.4
61305664495 | P24F04M-BL1A | VERTICAL,(12) C13,(12) C19,MONITORED OUT |  | PC | 1 | 10 | 1 | 1 | 4034.7
61305664497 | P24F04M-BL2A | VERTICAL,(12) C13,(12) C19,MONITORED OUT |  | PC | 1 | 10 | 1 | 1 | 4034.7
61305664499 | P24F04M-BL2C | VERTICAL,(12) C13,(12) C19,MONITORED OUT |  | PC | 1 | 10 | 1 | 1 | 3842.56
61305664500 | P24F04M-BU1A | VERTICAL,(12) C13,(12) C19,MONITORED OUT |  | PC | 1 | 10 | 1 | 1 | 4034.7
61305664502 | P24F04M-BU1C | VERTICAL,(12) C13,(12) C19,MONITORED OUT |  | PC | 1 | 10 | 1 | 1 | 3842.56
61305664503 | P24F04M-BU2A | VERTICAL,(12) C13,(12) C19,MONITORED OUT |  | PC | 1 | 10 | 1 | 1 | 4034.7
61305664505 | P24F04M-BU2C | VERTICAL,(12) C13,(12) C19,MONITORED OUT |  | PC | 1 | 10 | 1 | 1 | 3842.56
61305664512 | P24F04M-RD1A | VERTICAL,(12) C13,(12) C19,MONITORED OUT |  | PC | 1 | 10 | 1 | 1 | 4034.7
61305664514 | P24F04M-RD1C | VERTICAL,(12) C13,(12) C19,MONITORED OUT |  | PC | 1 | 10 | 1 | 1 | 3842.56
61305664515 | P24F04M-RD2A | VERTICAL,(12) C13,(12) C19,MONITORED OUT |  | PC | 1 | 10 | 1 | 1 | 4034.7
61305664517 | P24F04M-RD2C | VERTICAL,(12) C13,(12) C19,MONITORED OUT |  | PC | 1 | 10 | 1 | 1 | 3842.56
61305664524 | P24F04M-YL1A | VERTICAL,(12) C13,(12) C19,MONITORED OUT |  | PC | 1 | 10 | 1 | 1 | 4034.7
61305664526 | P24F04M-YL1C | VERTICAL,(12) C13,(12) C19,MONITORED OUT |  | PC | 1 | 10 | 1 | 1 | 3842.56
61305664527 | P24F04M-YL2A | VERTICAL,(12) C13,(12) C19,MONITORED OUT |  | PC | 1 | 10 | 1 | 1 | 4034.7
61305664529 | P24F04M-YL2C | VERTICAL,(12) C13,(12) C19,MONITORED OUT |  | PC | 1 | 10 | 1 | 1 | 3842.56
61305631698 | P24F05M | VERTICAL,(12) C13,(12) C19,MONITORED OUT | The SmartZone™ G5 Monitored Per Outlet PDU features (12) C13 and (12) C19 outlets. It is a 60 amp, 208 V, three phase PDU with an IEC 60309 3P+E 9h 60A (IP44) input plug and a 10 foot (3m) power cord. The PDU is black. | PC | 1 | 1 | 1 | 1 | 4118.22
61305664530 | P24F05M-BL1A | VERTICAL,(12) C13,(12) C19,MONITORED OUT |  | PC | 1 | 8 | 1 | 1 | 4540.34
61305664532 | P24F05M-BL2A | VERTICAL,(12) C13,(12) C19,MONITORED OUT |  | PC | 1 | 10 | 1 | 1 | 4540.34
61305664534 | P24F05M-BL2C | VERTICAL,(12) C13,(12) C19,MONITORED OUT |  | PC | 1 | 10 | 1 | 1 | 4324.14
61305664535 | P24F05M-BU1A | VERTICAL,(12) C13,(12) C19,MONITORED OUT |  | PC | 1 | 10 | 1 | 1 | 4540.34
61305664537 | P24F05M-BU1C | VERTICAL,(12) C13,(12) C19,MONITORED OUT |  | PC | 1 | 10 | 1 | 1 | 4324.14
61305664538 | P24F05M-BU2A | VERTICAL,(12) C13,(12) C19,MONITORED OUT |  | PC | 1 | 10 | 1 | 1 | 4540.34
61305664540 | P24F05M-BU2C | VERTICAL,(12) C13,(12) C19,MONITORED OUT |  | PC | 1 | 10 | 1 | 1 | 4324.14
61305664547 | P24F05M-RD1A | VERTICAL,(12) C13,(12) C19,MONITORED OUT |  | PC | 1 | 10 | 1 | 1 | 4540.34
61305664549 | P24F05M-RD1C | VERTICAL,(12) C13,(12) C19,MONITORED OUT |  | PC | 1 | 10 | 1 | 1 | 4324.14
61305664550 | P24F05M-RD2A | VERTICAL,(12) C13,(12) C19,MONITORED OUT |  | PC | 1 | 10 | 1 | 1 | 4540.34
61305664552 | P24F05M-RD2C | VERTICAL,(12) C13,(12) C19,MONITORED OUT |  | PC | 1 | 10 | 1 | 1 | 4324.14
61305664559 | P24F05M-YL1A | VERTICAL,(12) C13,(12) C19,MONITORED OUT |  | PC | 1 | 10 | 1 | 1 | 4540.34
61305664561 | P24F05M-YL1C | VERTICAL,(12) C13,(12) C19,MONITORED OUT |  | PC | 1 | 10 | 1 | 1 | 4324.14
61305664562 | P24F05M-YL2A | VERTICAL,(12) C13,(12) C19,MONITORED OUT |  | PC | 1 | 10 | 1 | 1 | 4540.34
61305664564 | P24F05M-YL2C | VERTICAL,(12) C13,(12) C19,MONITORED OUT |  | PC | 1 | 10 | 1 | 1 | 4324.14
61305679845 | P24F09M | MPO PDU, 415V, 30 AMP, (12)C13, (12)C19, | The SmartZone™ G5 Monitored Per Outlet PDU features (12) C13 and (12) C19 outlets. It is a 30 amp, 415 V, three phase PDU with an IEC 60309 3P+N+E 6h 30A (IP67) input plug and a 10 foot (3m) power cord. The PDU is black. | PC | 1 | 30 | 1 | 1 | 3805.78
61305679846 | P24F10M | MPO PDU, 415V, 30 AMP, (12)C13, (12)C19, | The SmartZone™ G5 Monitored Per Outlet PDU features (12) C13 and (12) C19 outlets. It is a 30 amp, 415 V, three phase PDU with a NEMA L22-30P input plug and a 10 foot (3m) power cord. The PDU is black. | PC | 1 | 30 | 1 | 1 | 3691.94
61305679847 | P24F11M | MPO PDU, 415V, 30 AMP, (18)C13, (6)C19, | The SmartZone™ G5 Monitored Per Outlet PDU features (18) C13 and (6) C19 outlets. It is a 30 amp, 415 V, three phase PDU with an IEC 60309 3P+N+E 6h 30A (IP67) input plug and a 10 foot (3m) power cord. The PDU is black. | PC | 1 | 30 | 1 | 1 | 3787.58
61305679848 | P24F12M | MPO PDU, 415V, 30 AMP, (24)C13, IEC 6030 | The SmartZone™ G5 Monitored Per Outlet PDU features (24) C13 outlets. It is a 30 amp, 415 V, three phase PDU with an IEC 60309 3P+N+E 6h 30A (IP67) input plug and a 10 foot (3m) power cord. The PDU is black. | PC | 1 | 30 | 1 | 1 | 3769.36
61305679849 | P24F13M | MPO PDU, 415V, 30 AMP, (12)C13, (12)C19, | The SmartZone™ G5 Monitored Per Outlet PDU features (12) C13 and (12) C19 outlets. It is a 30 amp, 415 V, three phase PDU with an IEC 60309 3P+N+E 6h 30A (IP44) input plug and a 10 foot (3m) power cord. The PDU is black. | PC | 1 | 30 | 1 | 1 | 3669.18
61305679850 | P24F14M | MPO PDU, 415V, 30 AMP, (18)C13, (6)C19, | The SmartZone™ G5 Monitored Per Outlet PDU features (18) C13 and (6) C19 outlets. It is a 30 amp, 415 V, three phase PDU with an IEC 60309 3P+N+E 6h 30A (IP44) input plug and a 10 foot (3m) power cord. The PDU is black. | PC | 1 | 30 | 1 | 1 | 3650.96
61305679851 | P24F15M | MPO PDU, 415V, 30 AMP, (24)C13, IEC 6030 | The SmartZone™ G5 Monitored Per Outlet PDU features (24) C13 outlets. It is a 30 amp, 415 V, three phase PDU with an IEC 60309 3P+N+E 6h 30A (IP44) input plug and a 10 foot (3m) power cord. The PDU is black. | PC | 1 | 30 | 1 | 1 | 3632.74
61305679852 | P24F16M | MPO PDU, 415V, 30 AMP, (18)C13, (6)C19, | The SmartZone™ G5 Monitored Per Outlet PDU features (18) C13 and (6) C19 outlets. It is a 30 amp, 415 V, three phase PDU with a NEMA L22-30P input plug and a 10 foot (3m) power cord. The PDU is black. | PC | 1 | 30 | 1 | 1 | 3673.72
61305679853 | P24F17M | MPO PDU, 415V, 30 AMP, (24)C13, NEMA L22 | The SmartZone™ G5 Monitored Per Outlet PDU features (24) C13 outlets. It is a 30 amp, 415 V, three phase PDU with a NEMA L22-30P input plug and a 10 foot (3m) power cord. The PDU is black. | PC | 1 | 30 | 1 | 1 | 3655.5
61305631579 | P24G01M | MSPO PDU, 30AMP, (20)C13, (4)C19, NEMA L | The SmartZone™ G5 Monitored & Switched per Outlet PDU features (20) C13 and (4) C19 outlets. It is a 30 amp, 208 V, single phase PDU with a NEMA L6-30P input plug and a 10 foot (3m) power cord. The PDU is black. | PC | 1 | 1 | 1 | 1 | 2825.24
61305658091 | P24G01M-BL1A | VERTICAL,(20) C13,(4) C19,MONITORED&SWIT |  | PC | 1 | 10 | 1 | 1 | 3114.84
61305664672 | P24G01M-BL2A | VERTICAL,(20) C13,(4) C19,MONITORED&SWIT |  | PC | 1 | 10 | 1 | 1 | 3114.84
61305664674 | P24G01M-BL2C | VERTICAL,(20) C13,(4) C19,MONITORED&SWIT |  | PC | 1 | 10 | 1 | 1 | 2966.5
61305664675 | P24G01M-BU1A | VERTICAL,(20) C13,(4) C19,MONITORED&SWIT |  | PC | 1 | 10 | 1 | 1 | 3114.84
61305664677 | P24G01M-BU1C | VERTICAL,(20) C13,(4) C19,MONITORED&SWIT |  | PC | 1 | 10 | 1 | 1 | 2966.5
61305664678 | P24G01M-BU2A | VERTICAL,(20) C13,(4) C19,MONITORED&SWIT |  | PC | 1 | 10 | 1 | 1 | 3114.84
61305664680 | P24G01M-BU2C | VERTICAL,(20) C13,(4) C19,MONITORED&SWIT |  | PC | 1 | 10 | 1 | 1 | 2966.5
61305662542 | P24G01M-RD1A | VERTICAL,(20) C13,(4) C19,MONITORED&SWIT |  | PC | 1 | 10 | 1 | 1 | 3114.84
61305662544 | P24G01M-RD1C | VERTICAL,(20) C13,(4) C19,MONITORED&SWIT |  | PC | 1 | 10 | 1 | 1 | 2966.5
61305664685 | P24G01M-RD2A | VERTICAL,(20) C13,(4) C19,MONITORED&SWIT |  | PC | 1 | 10 | 1 | 1 | 3114.84
61305664687 | P24G01M-RD2C | VERTICAL,(20) C13,(4) C19,MONITORED&SWIT |  | PC | 1 | 10 | 1 | 1 | 2966.5
61305664694 | P24G01M-YL1A | VERTICAL,(20) C13,(4) C19,MONITORED&SWIT |  | PC | 1 | 10 | 1 | 1 | 3114.84
61305664696 | P24G01M-YL1C | VERTICAL,(20) C13,(4) C19,MONITORED&SWIT |  | PC | 1 | 10 | 1 | 1 | 2966.5
61305664697 | P24G01M-YL2A | VERTICAL,(20) C13,(4) C19,MONITORED&SWIT |  | PC | 1 | 10 | 1 | 1 | 3114.84
61305664699 | P24G01M-YL2C | VERTICAL,(20) C13,(4) C19,MONITORED&SWIT |  | PC | 1 | 10 | 1 | 1 | 2966.5
61305631585 | P24G02M | MSPO PDU, 30AMP, (18)C13, (6)C19, NEMA L | The SmartZone™ G5 Monitored & Switched per Outlet PDU features (18) C13 and (6) C19 outlets. It is a 30 amp, 208 V, three phase PDU with a NEMA L15-30P input plug and a 10 foot (3m) power cord. The PDU is black. | PC | 1 | 1 | 1 | 1 | 3143.96
61305664700 | P24G02M-BL1A | VERTICAL,(18) C13,(6) C19,MONITORED&SWIT |  | PC | 1 | 10 | 1 | 1 | 3466.2
61305664702 | P24G02M-BL2A | VERTICAL,(18) C13,(6) C19,MONITORED&SWIT |  | PC | 1 | 10 | 1 | 1 | 3466.2
61305664704 | P24G02M-BL2C | VERTICAL,(18) C13,(6) C19,MONITORED&SWIT |  | PC | 1 | 10 | 1 | 1 | 3301.14
61305664705 | P24G02M-BU1A | VERTICAL,(18) C13,(6) C19,MONITORED&SWIT |  | PC | 1 | 10 | 1 | 1 | 3466.2
61305664707 | P24G02M-BU1C | VERTICAL,(18) C13,(6) C19,MONITORED&SWIT |  | PC | 1 | 10 | 1 | 1 | 3301.14
61305664708 | P24G02M-BU2A | VERTICAL,(18) C13,(6) C19,MONITORED&SWIT |  | PC | 1 | 10 | 1 | 1 | 3466.2
61305664710 | P24G02M-BU2C | VERTICAL,(18) C13,(6) C19,MONITORED&SWIT |  | PC | 1 | 10 | 1 | 1 | 3301.14
61305664717 | P24G02M-RD1A | VERTICAL,(18) C13,(6) C19,MONITORED&SWIT |  | PC | 1 | 10 | 1 | 1 | 3466.2
61305664719 | P24G02M-RD1C | VERTICAL,(18) C13,(6) C19,MONITORED&SWIT |  | PC | 1 | 10 | 1 | 1 | 3301.14
61305664720 | P24G02M-RD2A | VERTICAL,(18) C13,(6) C19,MONITORED&SWIT |  | PC | 1 | 10 | 1 | 1 | 3466.2
61305664723 | P24G02M-RD2C | VERTICAL,(18) C13,(6) C19,MONITORED&SWIT |  | PC | 1 | 10 | 1 | 1 | 3301.14
61305664729 | P24G02M-YL1A | VERTICAL,(18) C13,(6) C19,MONITORED&SWIT |  | PC | 1 | 10 | 1 | 1 | 3466.2
61305664731 | P24G02M-YL1C | VERTICAL,(18) C13,(6) C19,MONITORED&SWIT |  | PC | 1 | 10 | 1 | 1 | 3301.14
61305664732 | P24G02M-YL2A | VERTICAL,(18) C13,(6) C19,MONITORED&SWIT |  | PC | 1 | 10 | 1 | 1 | 3466.2
61305664734 | P24G02M-YL2C | VERTICAL,(18) C13,(6) C19,MONITORED&SWIT |  | PC | 1 | 10 | 1 | 1 | 3301.14
61305631592 | P24G03M | MSPO PDU, 30AMP, (18)C13, (6)C19, NEMA L | The SmartZone™ G5 Monitored & Switched per Outlet PDU features (18) C13 and (6) C19 outlets. It is a 30 amp, 208 V, three phase PDU with a NEMA L21-30P input plug and a 10 foot (3m) power cord. The PDU is black. | PC | 1 | 1 | 1 | 1 | 3114.66
61305664735 | P24G03M-BL1A | VERTICAL,(18) C13,(6) C19,MONITORED & SW |  | PC | 1 | 10 | 1 | 1 | 3433.92
61305664737 | P24G03M-BL2A | VERTICAL,(18) C13,(6) C19,MONITORED & SW |  | PC | 1 | 10 | 1 | 1 | 3433.92
61305664739 | P24G03M-BL2C | VERTICAL,(18) C13,(6) C19,MONITORED & SW |  | PC | 1 | 10 | 1 | 1 | 3270.38
61305664740 | P24G03M-BU1A | VERTICAL,(18) C13,(6) C19,MONITORED & SW |  | PC | 1 | 10 | 1 | 1 | 3433.92
61305664742 | P24G03M-BU1C | VERTICAL,(18) C13,(6) C19,MONITORED & SW |  | PC | 1 | 10 | 1 | 1 | 3270.38
61305664743 | P24G03M-BU2A | VERTICAL,(18) C13,(6) C19,MONITORED & SW |  | PC | 1 | 10 | 1 | 1 | 3433.92
61305664745 | P24G03M-BU2C | VERTICAL,(18) C13,(6) C19,MONITORED & SW |  | PC | 1 | 10 | 1 | 1 | 3270.38
61305664752 | P24G03M-RD1A | VERTICAL,(18) C13,(6) C19,MONITORED & SW |  | PC | 1 | 10 | 1 | 1 | 3433.92
61305664754 | P24G03M-RD1C | VERTICAL,(18) C13,(6) C19,MONITORED & SW |  | PC | 1 | 10 | 1 | 1 | 3270.38
61305664755 | P24G03M-RD2A | VERTICAL,(18) C13,(6) C19,MONITORED & SW |  | PC | 1 | 10 | 1 | 1 | 3433.92
61305664757 | P24G03M-RD2C | VERTICAL,(18) C13,(6) C19,MONITORED & SW |  | PC | 1 | 10 | 1 | 1 | 3270.38
61305664764 | P24G03M-YL1A | VERTICAL,(18) C13,(6) C19,MONITORED & SW |  | PC | 1 | 10 | 1 | 1 | 3433.92
61305664766 | P24G03M-YL1C | VERTICAL,(18) C13,(6) C19,MONITORED & SW |  | PC | 1 | 10 | 1 | 1 | 3270.38
61305664768 | P24G03M-YL2A | VERTICAL,(18) C13,(6) C19,MONITORED & SW |  | PC | 1 | 10 | 1 | 1 | 3433.92
61305664770 | P24G03M-YL2C | VERTICAL,(18) C13,(6) C19,MONITORED & SW |  | PC | 1 | 10 | 1 | 1 | 3270.38
61305631626 | P24G04M | MSPO PDU, 50AMP, (12)C13, (12)C19, Hubbe | The SmartZone™ G5 Monitored & Switched per Outlet PDU features (12) C13 and (12) C19 outlets. It is a 50 amp, 208 V, three phase PDU with a CS8365C input plug and a 10 foot (3m) power cord. The PDU is black. | PC | 1 | 1 | 1 | 1 | 3730.48
61305664771 | P24G04M-BL1A | VERTICAL,(12) C13,(12) C19,MONITORED & S |  | PC | 1 | 10 | 1 | 1 | 4112.86
61305664773 | P24G04M-BL2A | VERTICAL,(12) C13,(12) C19,MONITORED & S |  | PC | 1 | 10 | 1 | 1 | 4112.86
61305664775 | P24G04M-BL2C | VERTICAL,(12) C13,(12) C19,MONITORED & S |  | PC | 1 | 10 | 1 | 1 | 3917.02
61305664776 | P24G04M-BU1A | VERTICAL,(12) C13,(12) C19,MONITORED & S |  | PC | 1 | 10 | 1 | 1 | 4112.86
61305664778 | P24G04M-BU1C | VERTICAL,(12) C13,(12) C19,MONITORED & S |  | PC | 1 | 10 | 1 | 1 | 3917.02
61305664779 | P24G04M-BU2A | VERTICAL,(12) C13,(12) C19,MONITORED & S |  | PC | 1 | 10 | 1 | 1 | 4112.86
61305664781 | P24G04M-BU2C | VERTICAL,(12) C13,(12) C19,MONITORED & S |  | PC | 1 | 10 | 1 | 1 | 3917.02
61305664661 | P24G04M-RD1A | VERTICAL,(12) C13,(12) C19,MONITORED & S |  | PC | 1 | 10 | 1 | 1 | 4112.86
61305664790 | P24G04M-RD1C | VERTICAL,(12) C13,(12) C19,MONITORED & S |  | PC | 1 | 10 | 1 | 1 | 3917.02
61305664791 | P24G04M-RD2A | VERTICAL,(12) C13,(12) C19,MONITORED & S |  | PC | 1 | 10 | 1 | 1 | 4112.86
61305664793 | P24G04M-RD2C | VERTICAL,(12) C13,(12) C19,MONITORED & S |  | PC | 1 | 10 | 1 | 1 | 3917.02
61305664800 | P24G04M-YL1A | VERTICAL,(12) C13,(12) C19,MONITORED & S |  | PC | 1 | 10 | 1 | 1 | 4112.86
61305664802 | P24G04M-YL1C | VERTICAL,(12) C13,(12) C19,MONITORED & S |  | PC | 1 | 10 | 1 | 1 | 3917.02
61305664803 | P24G04M-YL2A | VERTICAL,(12) C13,(12) C19,MONITORED & S |  | PC | 1 | 10 | 1 | 1 | 4112.86
61305664805 | P24G04M-YL2C | VERTICAL,(12) C13,(12) C19,MONITORED & S |  | PC | 1 | 10 | 1 | 1 | 3917.02
61305631696 | P24G05M | MSPO PDU, 60AMP, (12)C13, (12)C19, IEC 6 | The SmartZone™ G5 Monitored & Switched per Outlet PDU features (12) C13 and (12) C19 outlets. It is a 60 amp, 208 V, three phase PDU with an IEC 60309 3P+E 9h 60A (IP44) input plug and a 10 foot (3m) power cord. The PDU is black. | PC | 1 | 1 | 1 | 1 | 4214.1
61305664806 | P24G05M-BL1A | VERTICAL,(12) C13,(12) C19,MONITORED&SWI |  | PC | 1 | 10 | 1 | 1 | 4646.04
61305664808 | P24G05M-BL2A | VERTICAL,(12) C13,(12) C19,MONITORED&SWI |  | PC | 1 | 10 | 1 | 1 | 4646.04
61305664810 | P24G05M-BL2C | VERTICAL,(12) C13,(12) C19,MONITORED&SWI |  | PC | 1 | 10 | 1 | 1 | 4424.8
61305664811 | P24G05M-BU1A | VERTICAL,(12) C13,(12) C19,MONITORED&SWI |  | PC | 1 | 10 | 1 | 1 | 4646.04
61305664813 | P24G05M-BU1C | VERTICAL,(12) C13,(12) C19,MONITORED&SWI |  | PC | 1 | 10 | 1 | 1 | 4424.8
61305664814 | P24G05M-BU2A | VERTICAL,(12) C13,(12) C19,MONITORED&SWI |  | PC | 1 | 10 | 1 | 1 | 4646.04
61305664816 | P24G05M-BU2C | VERTICAL,(12) C13,(12) C19,MONITORED&SWI |  | PC | 1 | 10 | 1 | 1 | 4424.8
61305664823 | P24G05M-RD1A | VERTICAL,(12) C13,(12) C19,MONITORED&SWI |  | PC | 1 | 10 | 1 | 1 | 4646.04
61305664825 | P24G05M-RD1C | VERTICAL,(12) C13,(12) C19,MONITORED&SWI |  | PC | 1 | 10 | 1 | 1 | 4424.8
61305664826 | P24G05M-RD2A | VERTICAL,(12) C13,(12) C19,MONITORED&SWI |  | PC | 1 | 10 | 1 | 1 | 4646.04
61305664828 | P24G05M-RD2C | VERTICAL,(12) C13,(12) C19,MONITORED&SWI |  | PC | 1 | 10 | 1 | 1 | 4424.8
61305664835 | P24G05M-YL1A | VERTICAL,(12) C13,(12) C19,MONITORED&SWI |  | PC | 1 | 10 | 1 | 1 | 4646.04
61305664837 | P24G05M-YL1C | VERTICAL,(12) C13,(12) C19,MONITORED&SWI |  | PC | 1 | 10 | 1 | 1 | 4424.8
61305664838 | P24G05M-YL2A | VERTICAL,(12) C13,(12) C19,MONITORED&SWI |  | PC | 1 | 10 | 1 | 1 | 4646.04
61305664840 | P24G05M-YL2C | VERTICAL,(12) C13,(12) C19,MONITORED&SWI |  | PC | 1 | 10 | 1 | 1 | 4424.8
61305679855 | P24G09M | MSPO PDU, 415V, 30 AMP, (12)C13, (12)C19 | The SmartZone™ G5 Monitored & Switched per Outlet PDU features (12) C13 and (12) C19 outlets. It is a 30 amp, 415 V, three phase PDU with an IEC 60309 3P+N+E 6h 30A (IP67) input plug and a 10 foot (3m) power cord. The PDU is black. | PC | 1 | 30 | 1 | 1 | 4030.06
61305679856 | P24G10M | MSPO PDU, 415V, 30 AMP, (12)C13, (12)C19 | The SmartZone™ G5 Monitored & Switched per Outlet PDU features (12) C13 and (12) C19 outlets. It is a 30 amp, 415 V, three phase PDU with a NEMA L22-30P input plug and a 10 foot (3m) power cord. The PDU is black. | PC | 1 | 30 | 1 | 1 | 3916.22
61305679857 | P24G13M | MSPO PDU, 415V, 30 AMP, (18)C13, (6)C19, | The SmartZone™ G5 Monitored & Switched per Outlet PDU features (18) C13 and (6) C19 outlets. It is a 30 amp, 415 V, three phase PDU with an IEC 60309 3P+N+E 6h 30A (IP67) input plug and a 10 foot (3m) power cord. The PDU is black. | PC | 1 | 30 | 1 | 1 | 4002.72
61305679858 | P24G14M | MSPO PDU, 415V, 30 AMP, (24)C13, IEC 603 | The SmartZone™ G5 Monitored & Switched per Outlet PDU features (24) C13 outlets. It is a 30 amp, 415 V, three phase PDU with an IEC 60309 3P+N+E 6h 30A (IP67) input plug and a 10 foot (3m) power cord. The PDU is black. | PC | 1 | 30 | 1 | 1 | 3975.4
61305679859 | P24G15M | MSPO PDU, 415V, 30 AMP, (12)C13, (12)C19 | The SmartZone™ G5 Monitored & Switched per Outlet PDU features (12) C13 and (12) C19 outlets. It is a 30 amp, 415 V, three phase PDU with an IEC 60309 3P+N+E 6h 30A (IP44) input plug and a 10 foot (3m) power cord. The PDU is black. | PC | 1 | 30 | 1 | 1 | 3893.42
61305679860 | P24G16M | MSPO PDU, 415V, 30 AMP, (18)C13, (6)C19, | The SmartZone™ G5 Monitored & Switched per Outlet PDU features (18) C13 and(6) C19 outlets. It is a 30 amp, 415 V, three phase PDU with an IEC 60309 3P+N+E 6h 30A (IP44) input plug and a 10 foot (3m) power cord. The PDU is black. | PC | 1 | 30 | 1 | 1 | 3866.12
61305679861 | P24G17M | MSPO PDU, 415V, 30 AMP, (24)C13, IEC 603 | The SmartZone™ G5 Monitored & Switched per Outlet PDU features (24) C13 outlets. It is a 30 amp, 415 V, three phase PDU with an IEC 60309 3P+N+E 6h 30A (IP44) input plug and a 10 foot (3m) power cord. The PDU is black. | PC | 1 | 30 | 1 | 1 | 3838.78
61305679862 | P24G18M | MSPO PDU, 415V, 30 AMP, (18)C13, (6)C19, | The SmartZone™ G5 Monitored & Switched per Outlet PDU features (18) C13 and (6) C19 outlets. It is a 30 amp, 415 V, three phase PDU with a NEMA L22-30P input plug and a 10 foot (3m) power cord. The PDU is black. | PC | 1 | 30 | 1 | 1 | 3888.9
61305679863 | P24G19M | MSPO PDU, 415V, 30 AMP, (24)C13, NEMA L2 | The SmartZone™ G5 Monitored & Switched per Outlet PDU features (24) C13 outlets. It is a 30 amp, 415 V, three phase PDU with a NEMA L22-30P input plug and a 10 foot (3m) power cord. The PDU is black. | PC | 1 | 30 | 1 | 1 | 3861.56
61305626383 | P30B25M | The30A,208VVert3PhWYEPDUHas,EABaPDU,EA | The SmartZone™ G5 Basic PDU features (24) C13, (3) C19 and (3) 5-20R outlets. It is a 30 amp, 208 V, three phase PDU with a NEMA L21-30P input plug and a 10 foot (3m) power cord. The PDU is black. | PC | 1 | 1 | 1 | 1 | 1010.68
61305631803 | P30D02M | MI PDU, 30AMP, (18)C13, (6)C19, (6)5-20R | The SmartZone™ G5 Monitored Input PDU features (18) C13, (6) C19 and (6) 5-20R outlets. It is a 30 amp, 208 V, three phase PDU with a NEMA L21-30P input plug and a 10 foot (3m) power cord. The PDU is black. | PC | 1 | 1 | 1 | 1 | 2084.68
61305661165 | P30D02M-BL1A | VERTICAL,(20) C13,(4) C19,MONITORED&SWIT |  | PC | 1 | 10 | 1 | 1 | 2298.36
61305665024 | P30D02M-BL2A | VERTICAL,(18),(6)C19,(6) 5-20R, MONITORE |  | PC | 1 | 10 | 1 | 1 | 2298.36
61305665026 | P30D02M-BL2C | VERTICAL,(18),(6)C19,(6) 5-20R, MONITORE |  | PC | 1 | 10 | 1 | 1 | 2188.92
61305665027 | P30D02M-BU1A | VERTICAL,(18),(6)C19,(6) 5-20R, MONITORE |  | PC | 1 | 10 | 1 | 1 | 2298.36
61305665029 | P30D02M-BU1C | VERTICAL,(18),(6)C19,(6) 5-20R, MONITORE |  | PC | 1 | 10 | 1 | 1 | 2188.92
61305665030 | P30D02M-BU2A | VERTICAL,(18),(6)C19,(6) 5-20R, MONITORE |  | PC | 1 | 10 | 1 | 1 | 2298.36
61305665032 | P30D02M-BU2C | VERTICAL,(18),(6)C19,(6) 5-20R, MONITORE |  | PC | 1 | 10 | 1 | 1 | 2188.92
61305661166 | P30D02M-RD1A | VERTICAL,(20) C13,(4) C19,MONITORED&SWIT |  | PC | 1 | 10 | 1 | 1 | 2298.36
61305665040 | P30D02M-RD1C | VERTICAL,(18),(6)C19,(6) 5-20R, MONITORE |  | PC | 1 | 10 | 1 | 1 | 2188.92
61305665041 | P30D02M-RD2A | VERTICAL,(18),(6)C19,(6) 5-20R, MONITORE |  | PC | 1 | 10 | 1 | 1 | 2298.36
61305665043 | P30D02M-RD2C | VERTICAL,(18),(6)C19,(6) 5-20R, MONITORE |  | PC | 1 | 10 | 1 | 1 | 2188.92
61305665050 | P30D02M-YL1A | VERTICAL,(18),(6)C19,(6) 5-20R, MONITORE |  | PC | 1 | 10 | 1 | 1 | 2298.36
61305665052 | P30D02M-YL1C | VERTICAL,(18),(6)C19,(6) 5-20R, MONITORE |  | PC | 1 | 10 | 1 | 1 | 2188.92
61305665053 | P30D02M-YL2A | VERTICAL,(18),(6)C19,(6) 5-20R, MONITORE |  | PC | 1 | 10 | 1 | 1 | 2298.36
61305665055 | P30D02M-YL2C | VERTICAL,(18),(6)C19,(6) 5-20R, MONITORE |  | PC | 1 | 10 | 1 | 1 | 2188.92
07498378637 | P32W2A2-100-7 | Foam Tape,Acrylic,1/32"x1"x7yd,WH,1rl | Foam tape, 1/32" (thick) x 1" (wide) x 7 yards, acrylic adhesive, white, 1 pc. package quantity. | RL | 1 | 50 | 1 | 1 | 34.72
07498378638 | P32W2A2-100-72 | Foam Tape,Acrylic,1/32"x1"x72yd,WH, 1rl | Foam tape, 1/32" (thick) x 1" (wide) x 72 yards, acrylic adhesive, white, 1 pc. package quantity. | RL | 1 | 1 | 1 | 1 | 200.22
07498378666 | P32W2A2-50-7 | Foam Tape,Acrylic,1/32"x.50"x7yd,WH,1rl | Foam tape, 1/32" (thick) x .50" (wide) x 7 yards, acrylic adhesive, white, 1 pc. package quantity. | RL | 1 | 100 | 1 | 1 | 17.88
07498378667 | P32W2A2-50-72 | Foam Tape,Acrylic,1/32"x.50"x72yd,WH,1rl | Foam tape, 1/32" (thick) x .50" (wide) x 72 yards, acrylic adhesive, white, 1 pc. package quantity. | RL | 1 | 1 | 1 | 1 | 121.72
07498378676 | P32W2A2-75-7 | Foam Tape,Acrylic,1/32"x.75"x7yd,WH,1rl | Foam tape, 1/32" (thick) x .75" (wide) x 7 yards, acrylic adhesive, white, 1 pc. package quantity. | RL | 1 | 60 | 1 | 1 | 24.4
07498378677 | P32W2A2-75-72 | Foam Tape,Acrylic,1/32"x.75"x72yd,WH,1rl | Foam tape, 1/32" (thick) x .75" (wide) x 72 yards, acrylic adhesive, white, 1 pc. package quantity. | RL | 1 | 7 | 1 | 1 | 162.06
07498378687 | P32W2R1-100-7 | Foam Tape,Rubber,WH,1/32inx1inx7yd,EA | Foam tape, 1/32" (thick) x 1" (wide) x 7 yards, rubber adhesive. | RL | 1 | 50 | 1 | 1 | 22.5
07498378226 | P32W2R1-100-72 | Foam Tape,Rubber,WH,1/32inx1inx72yd,EA | Foam tape, 1/32" (thick) x 1" (wide) x 72 yards, rubber adhesive. | RL | 1 | 1 | 1 | 1 | 205.06
07498378227 | P32W2R1-150-72 | Foam Tape,Rubber,WH,1/32inx1.5inx72yd,EA | Foam tape, 1/32" (thick) x 1.5" (wide) x 72 yards, rubber adhesive. | RL | 1 | 4 | 1 | 1 | 309.04
07498378716 | P32W2R1-50-7 | Foam Tape,Rubber,WH,1/32inx0.5inx7yd,EA | Foam tape, 1/32" (thick) x .50" (wide) x 7 yards, rubber adhesive. | RL | 1 | 100 | 1 | 1 | 15.52
07498378228 | P32W2R1-50-72 | Foam Tape,Rubber,WH,1/32inx0.5inx72yd,EA | Foam tape, 1/32" (thick) x .50" (wide) x 72 yards, rubber adhesive. | RL | 1 | 9 | 1 | 1 | 123.48
07498378727 | P32W2R1-75-7 | Foam Tape,Rubber,WH,1/32inx0.75inx7yd,EA | Foam tape, 1/32" (thick) x .75" (wide) x 7 yards, rubber adhesive. | RL | 1 | 60 | 1 | 1 | 19.22
07498378728 | P32W2R1-75-72 | Foam Tape,Rubber,WH,1/32inx3/4inx72yd,EA | Foam tape, 1/32" (thick) x .75" (wide) x 72 yards, rubber adhesive. | RL | 1 | 7 | 1 | 1 | 164.38
61305679864 | P36B01M | BASIC PDU, 415V, 30 AMP, (24)C13, (12)C1 | The SmartZone™ G5 Basic PDU features (24) C13 and (12) C19 outlets. It is a 30 amp, 415 V, three phase PDU with an IEC 60309 3P+N+E 6h 30A (IP67) input plug and a 10 foot (3m) power cord. The PDU is black. | PC | 1 | 30 | 1 | 1 | 1803.28
61305679865 | P36B02M | BASIC PDU, 415V, 30 AMP, (24)C13, (12)C1 | The SmartZone™ G5 Basic PDU features (24) C13 and (12) C19 outlets. It is a 30 amp, 415 V, three phase PDU with a NEMA L22-30P input plug and a 10 foot (3m) power cord. The PDU is black. | PC | 1 | 30 | 1 | 1 | 1689.44
61305679866 | P36B03M | BASIC PDU, 415V, 30 AMP, (24)C13, (12)C1 | The SmartZone™ G5 Basic PDU features (24) C13 and (12) C19 outlets. It is a 30 amp, 415 V, three phase PDU with an IEC 60309 3P+N+E 6h 30A (IP44) input plug and a 10 foot (3m) power cord. The PDU is black. | PC | 1 | 30 | 1 | 1 | 1666.66
61305626379 | P36B18M | The50A,208VVertSglPhPDUHas,ULListed,EA | The SmartZone™ G5 Basic PDU features (30) C13 and (6) C19 outlets. It is a 50 amp, 208 V, single phase PDU with a CS8265C input plug and a 10 foot (3m) power cord. The PDU is black. | PC | 1 | 1 | 1 | 1 | 1013.02
61305626380 | P36B20M | The50A,208VVertSglPhPDUHas,ULListed,EA | The SmartZone™ G5 Basic PDU features (30) C13 and (6) C19 outlets. It is a 50 amp, 208 V, single phase PDU with a 50A Hardwire input plug and a 10 foot (3m) power cord. The PDU is black. | PC | 1 | 10 | 1 | 1 | 575.74
61305626381 | P36B22M | The30A,208VVert3PhDeltaPDUHas,BL,EA | The SmartZone™ G5 Basic PDU features (30) C13 and (6) C19 outlets. It is a 30 amp, 208 V, three phase PDU with a NEMA L15-30P input plug and a 10 foot (3m) power cord. The PDU is black. | PC | 1 | 1 | 1 | 1 | 862.2
61305626402 | P36B26M | The30A,208VVert3PhWYEPDUHas,EABaPDU,EA | The SmartZone™ G5 Basic PDU features (30) C13 and (6) C19 outlets. It is a 30 amp, 208 V, three phase PDU with a NEMA L21-30P input plug and a 10 foot (3m) power cord. The PDU is black. | PC | 1 | 1 | 1 | 1 | 1045.44
61305679867 | P36D01M | MI PDU, 415V, 30 AMP, (24)C13, (12)C19, | The SmartZone™ G5 Monitored Input PDU features (24) C13 and(12) C19 outlets. It is a 30 amp, 415 V, three phase PDU with an IEC 60309 3P+N+E 6h 30A (IP67) input plug and a 10 foot (3m) power cord. The PDU is black. | PC | 1 | 30 | 1 | 1 | 2503.4
61305679868 | P36D02M | MI PDU, 415V, 30 AMP, (24)C13, (12)C19, | The SmartZone™ G5 Monitored Input PDU features (24) C13 and (12) C19 outlets. It is a 30 amp, 415 V, three phase PDU with a NEMA L22-30P input plug and a 10 foot (3m) power cord. The PDU is black. | PC | 1 | 30 | 1 | 1 | 2389.58
61305679869 | P36D03M | MI PDU, 415V, 30 AMP, (24)C13, (12)C19, | The SmartZone™ G5 Monitored Input PDU features (24) C13 and (12) C19 outlets. It is a 30 amp, 415 V, three phase PDU with an IEC 60309 3P+N+E 6h 30A (IP44) input plug and a 10 foot (3m) power cord. The PDU is black. | PC | 1 | 30 | 1 | 1 | 2366.8
61305631805 | P36D08M | MI PDU, 30AMP, (30)C13, (6)C19, NEMA L15 | The SmartZone™ G5 Monitored Input PDU features (30) C13 and (6) C19 outlets. It is a 30 amp, 208 V, three phase PDU with a NEMA L15-30P input plug and a 10 foot (3m) power cord. The PDU is black. | PC | 1 | 1 | 1 | 1 | 1729.06
61305657909 | P36D08M-BL1A | VERTICAL,(30) C13,(6) C19,MONITORED INPU |  | PC | 1 | 10 | 1 | 1 | 1906.3
61305657927 | P36D08M-BL2A | VERTICAL,(30) C13,(6) C19,MONITORED INPU |  | PC | 1 | 10 | 1 | 1 | 1906.3
61305657929 | P36D08M-BL2C | VERTICAL,(30) C13,(6) C19,MONITORED INPU |  | PC | 1 | 10 | 1 | 1 | 1815.52
61305657921 | P36D08M-BU1A | VERTICAL,(30) C13,(6) C19,MONITORED INPU |  | PC | 1 | 10 | 1 | 1 | 1906.3
61305657923 | P36D08M-BU1C | VERTICAL,(30) C13,(6) C19,MONITORED INPU |  | PC | 1 | 10 | 1 | 1 | 1815.52
61305657940 | P36D08M-BU2A | VERTICAL,(30) C13,(6) C19,MONITORED INPU |  | PC | 1 | 10 | 1 | 1 | 1906.3
61305657943 | P36D08M-BU2C | VERTICAL,(30) C13,(6) C19,MONITORED INPU |  | PC | 1 | 10 | 1 | 1 | 1815.52
61305657911 | P36D08M-RD1A | VERTICAL,(30) C13,(6) C19,MONITORED INPU |  | PC | 1 | 10 | 1 | 1 | 1906.3
61305657914 | P36D08M-RD1C | VERTICAL,(30) C13,(6) C19,MONITORED INPU |  | PC | 1 | 10 | 1 | 1 | 1815.52
61305657930 | P36D08M-RD2A | VERTICAL,(30) C13,(6) C19,MONITORED INPU |  | PC | 1 | 10 | 1 | 1 | 1906.3
61305657932 | P36D08M-RD2C | VERTICAL,(30) C13,(6) C19,MONITORED INPU |  | PC | 1 | 10 | 1 | 1 | 1815.52
61305657918 | P36D08M-YL1A | VERTICAL,(30) C13,(6) C19,MONITORED INPU |  | PC | 1 | 10 | 1 | 1 | 1906.3
61305657920 | P36D08M-YL1C | VERTICAL,(30) C13,(6) C19,MONITORED INPU |  | PC | 1 | 10 | 1 | 1 | 1815.52
61305657936 | P36D08M-YL2A | VERTICAL,(30) C13,(6) C19,MONITORED INPU |  | PC | 1 | 10 | 1 | 1 | 1906.3
61305657938 | P36D08M-YL2C | VERTICAL,(30) C13,(6) C19,MONITORED INPU |  | PC | 1 | 10 | 1 | 1 | 1815.52
61305631732 | P36D26M | MI PDU, 50AMP, (30)C13, (6)C19, Hubbell | The SmartZone™ G5 Monitored Input PDU features (30) C13 and (6) C19 outlets. It is a 50 amp, 208 V, single phase PDU with a CS8265C input plug and a 10 foot (3m) power cord. The PDU is black. | PC | 1 | 1 | 1 | 1 | 1756.1
61305662510 | P36D26M-BL1A | VERTICAL,(30) C13,(6) C19,MONITORED INPU |  | PC | 1 | 10 | 1 | 1 | 1936.1
61305662523 | P36D26M-BL2A | VERTICAL,(30) C13,(6) C19,MONITORED INPU |  | PC | 1 | 10 | 1 | 1 | 1936.1
61305662525 | P36D26M-BL2C | VERTICAL,(30) C13,(6) C19,MONITORED INPU |  | PC | 1 | 10 | 1 | 1 | 1843.92
61305662520 | P36D26M-BU1A | VERTICAL,(30) C13,(6) C19,MONITORED INPU |  | PC | 1 | 10 | 1 | 1 | 1936.1
61305662509 | P36D26M-BU1C | VERTICAL,(30) C13,(6) C19,MONITORED INPU |  | PC | 1 | 10 | 1 | 1 | 1843.92
61305662535 | P36D26M-BU2A | VERTICAL,(30) C13,(6) C19,MONITORED INPU |  | PC | 1 | 10 | 1 | 1 | 1936.1
61305662537 | P36D26M-BU2C | VERTICAL,(30) C13,(6) C19,MONITORED INPU |  | PC | 1 | 10 | 1 | 1 | 1843.92
61305662512 | P36D26M-RD1A | VERTICAL,(30) C13,(6) C19,MONITORED INPU |  | PC | 1 | 10 | 1 | 1 | 1936.1
61305662514 | P36D26M-RD1C | VERTICAL,(30) C13,(6) C19,MONITORED INPU |  | PC | 1 | 10 | 1 | 1 | 1843.92
61305662526 | P36D26M-RD2A | VERTICAL,(30) C13,(6) C19,MONITORED INPU |  | PC | 1 | 10 | 1 | 1 | 1936.1
61305662528 | P36D26M-RD2C | VERTICAL,(30) C13,(6) C19,MONITORED INPU |  | PC | 1 | 10 | 1 | 1 | 1843.92
61305662517 | P36D26M-YL1A | VERTICAL,(30) C13,(6) C19,MONITORED INPU |  | PC | 1 | 10 | 1 | 1 | 1936.1
61305662519 | P36D26M-YL1C | VERTICAL,(30) C13,(6) C19,MONITORED INPU |  | PC | 1 | 10 | 1 | 1 | 1843.92
61305662532 | P36D26M-YL2A | VERTICAL,(30) C13,(6) C19,MONITORED INPU |  | PC | 1 | 10 | 1 | 1 | 1936.1
61305662534 | P36D26M-YL2C | VERTICAL,(30) C13,(6) C19,MONITORED INPU |  | PC | 1 | 10 | 1 | 1 | 1843.92
61305631745 | P36D29M | 10KW, MI PDU, 50AMP, (30)C13, (6)C19, Hu | The SmartZone™ G5 Monitored Input PDU features (30) C13 and (6) C19 outlets. It is a 50 amp, 208 V, three phase PDU with a CS8365C input plug and a 10 foot (3m) power cord. The PDU is black. | PC | 1 | 1 | 1 | 1 | 2147.68
61305662503 | P36D29M-BL1A | VERTICAL,(30),(6), MONITORED INPUT, 200- |  | PC | 1 | 10 | 1 | 1 | 2367.8
61305662480 | P36D29M-BL2A | VERTICAL,(30),(6), MONITORED INPUT, 200- |  | PC | 1 | 10 | 1 | 1 | 2367.8
61305662482 | P36D29M-BL2C | VERTICAL,(30),(6), MONITORED INPUT, 200- |  | PC | 1 | 10 | 1 | 1 | 2255.08
61305662476 | P36D29M-BU1A | VERTICAL,(30),(6), MONITORED INPUT, 200- |  | PC | 1 | 10 | 1 | 1 | 2367.8
61305662478 | P36D29M-BU1C | VERTICAL,(30),(6), MONITORED INPUT, 200- |  | PC | 1 | 10 | 1 | 1 | 2255.08
61305662496 | P36D29M-BU2A | VERTICAL,(30),(6), MONITORED INPUT, 200- |  | PC | 1 | 10 | 1 | 1 | 2367.8
61305662494 | P36D29M-BU2C | VERTICAL,(30),(6), MONITORED INPUT, 200- |  | PC | 1 | 10 | 1 | 1 | 2255.08
61305662497 | P36D29M-RD1A | VERTICAL,(30),(6), MONITORED INPUT, 200- |  | PC | 1 | 10 | 1 | 1 | 2367.8
61305662499 | P36D29M-RD1C | VERTICAL,(30),(6), MONITORED INPUT, 200- |  | PC | 1 | 10 | 1 | 1 | 2255.08
61305662483 | P36D29M-RD2A | VERTICAL,(30),(6), MONITORED INPUT, 200- |  | PC | 1 | 10 | 1 | 1 | 2367.8
61305662485 | P36D29M-RD2C | VERTICAL,(30),(6), MONITORED INPUT, 200- |  | PC | 1 | 10 | 1 | 1 | 2255.08
61305662473 | P36D29M-YL1A | VERTICAL,(30),(6), MONITORED INPUT, 200- |  | PC | 1 | 10 | 1 | 1 | 2367.8
61305662475 | P36D29M-YL1C | VERTICAL,(30),(6), MONITORED INPUT, 200- |  | PC | 1 | 10 | 1 | 1 | 2255.08
61305662491 | P36D29M-YL2A | VERTICAL,(30),(6), MONITORED INPUT, 200- |  | PC | 1 | 10 | 1 | 1 | 2367.8
61305662495 | P36D29M-YL2C | VERTICAL,(30),(6), MONITORED INPUT, 200- |  | PC | 1 | 10 | 1 | 1 | 2255.08
61305679870 | P36E01M | MS PDU, 415V, 30 AMP, (24)C13, (12)C19, | The SmartZone™ G5 Monitored Switched PDU features (24) C13 and (12) C19 outlets. It is a 30 amp, 415 V, three phase PDU with an IEC 60309 3P+N+E 6h 30A (IP67) input plug and a 10 foot (3m) power cord. The PDU is black. | PC | 1 | 30 | 1 | 1 | 3957.18
61305679871 | P36E02M | MS PDU, 415V, 30 AMP, (24)C13, (12)C19, | The SmartZone™ G5 Monitored Switched PDU features (24) C13 and (12) C19 outlets. It is a 30 amp, 415 V, three phase PDU with a NEMA L22-30P input plug and a 10 foot (3m) power cord. The PDU is black. | PC | 1 | 30 | 1 | 1 | 3843.36
61305679872 | P36E03M | MS PDU, 415V, 30 AMP, (30)C13, (6)C19, I | The SmartZone™ G5 Monitored Switched PDU features (30) C13 and (6) C19 outlets. It is a 30 amp, 415 V, three phase PDU with an IEC 60309 3P+N+E 6h 30A (IP67) input plug and a 10 foot (3m) power cord. The PDU is black. | PC | 1 | 30 | 1 | 1 | 3943.54
61305679873 | P36E04M | MS PDU, 415V, 30 AMP, (24)C13, (12)C19, | The SmartZone™ G5 Monitored Switched PDU features (24) C13 and (12) C19 outlets. It is a 30 amp, 415 V, three phase PDU with an IEC 60309 3P+N+E 6h 30A (IP44) input plug and a 10 foot (3m) power cord. The PDU is black. | PC | 1 | 30 | 1 | 1 | 3820.58
61305679874 | P36E05M | MS PDU, 415V, 30 AMP, (30)C13, (6)C19, I | The SmartZone™ G5 Monitored Switched PDU features (30) C13 and (6) C19 outlets. It is a 30 amp, 415 V, three phase PDU with an IEC 60309 3P+N+E 6h 30A (IP44) input plug and a 10 foot (3m) power cord. The PDU is black. | PC | 1 | 30 | 1 | 1 | 3806.92
61305679875 | P36E06M | MS PDU, 415V, 30 AMP, (30)C13, (6)C19, N | The SmartZone™ G5 Monitored Switched PDU features (30) C13 and (6) C19 outlets. It is a 30 amp, 415 V, three phase PDU with a NEMA L22-30P input plug and a 10 foot (3m) power cord. The PDU is black. | PC | 1 | 30 | 1 | 1 | 3829.7
61305631800 | P36E12M | 10KW, MS PDU, 50AMP, (30)C13, (6)C19, Hu | The SmartZone™ G5 Monitored Switched PDU features (30) C13 and (6) C19 outlets. It is a 50 amp, 208 V, three phase PDU with a CS8365C input plug and a 10 foot (3m) power cord. The PDU is black. | PC | 1 | 1 | 1 | 1 | 2613.2
61305662374 | P36E12M-BL1A | VERTICAL,(30) C13,(6) C19,MONITORED SWIT |  | PC | 1 | 10 | 1 | 1 | 2881.04
61305662391 | P36E12M-BL2A | VERTICAL,(30) C13,(6) C19,MONITORED SWIT |  | PC | 1 | 10 | 1 | 1 | 2881.04
61305662392 | P36E12M-BL2C | VERTICAL,(30) C13,(6) C19,MONITORED SWIT |  | PC | 1 | 10 | 1 | 1 | 2743.88
61305662385 | P36E12M-BU1A | VERTICAL,(30) C13,(6) C19,MONITORED SWIT |  | PC | 1 | 10 | 1 | 1 | 2881.04
61305662387 | P36E12M-BU1C | VERTICAL,(30) C13,(6) C19,MONITORED SWIT |  | PC | 1 | 10 | 1 | 1 | 2743.88
61305662402 | P36E12M-BU2A | VERTICAL,(30) C13,(6) C19,MONITORED SWIT |  | PC | 1 | 10 | 1 | 1 | 2881.04
61305662404 | P36E12M-BU2C | VERTICAL,(30) C13,(6) C19,MONITORED SWIT |  | PC | 1 | 10 | 1 | 1 | 2743.88
61305662375 | P36E12M-RD1A | VERTICAL,(30) C13,(6) C19,MONITORED SWIT |  | PC | 1 | 10 | 1 | 1 | 2881.04
61305662377 | P36E12M-RD1C | VERTICAL,(30) C13,(6) C19,MONITORED SWIT |  | PC | 1 | 10 | 1 | 1 | 2743.88
61305662393 | P36E12M-RD2A | VERTICAL,(30) C13,(6) C19,MONITORED SWIT |  | PC | 1 | 10 | 1 | 1 | 2881.04
61305662395 | P36E12M-RD2C | VERTICAL,(30) C13,(6) C19,MONITORED SWIT |  | PC | 1 | 10 | 1 | 1 | 2743.88
61305662381 | P36E12M-YL1A | VERTICAL,(30) C13,(6) C19,MONITORED SWIT |  | PC | 1 | 10 | 1 | 1 | 2881.04
61305662384 | P36E12M-YL1C | VERTICAL,(30) C13,(6) C19,MONITORED SWIT |  | PC | 1 | 10 | 1 | 1 | 2743.88
61305662399 | P36E12M-YL2A | VERTICAL,(30) C13,(6) C19,MONITORED SWIT |  | PC | 1 | 10 | 1 | 1 | 2881.04
61305662401 | P36E12M-YL2C | VERTICAL,(30) C13,(6) C19,MONITORED SWIT |  | PC | 1 | 10 | 1 | 1 | 2743.88
61305631743 | P36E33M | MS PDU, 30AMP, (30)C13, (6)C19, NEMA L6- | The SmartZone™ G5 Monitored Switched PDU features (30) C13 and (6) C19 outlets. It is a 30 amp, 208 V, single phase PDU with a NEMA L6-30P input plug and a 10 foot (3m) power cord. The PDU is black. | PC | 1 | 1 | 1 | 1 | 2158.22
61305662338 | P36E33M-BL1A | VERTICAL,(30) C13,(6) C19,MONITORED SWIT |  | PC | 1 | 10 | 1 | 1 | 2379.46
61305662355 | P36E33M-BL2A | VERTICAL,(30) C13,(6) C19,MONITORED SWIT |  | PC | 1 | 10 | 1 | 1 | 2379.46
61305662357 | P36E33M-BL2C | VERTICAL,(30) C13,(6) C19,MONITORED SWIT |  | PC | 1 | 10 | 1 | 1 | 2266.14
61305662349 | P36E33M-BU1A | VERTICAL,(30) C13,(6) C19,MONITORED SWIT |  | PC | 1 | 10 | 1 | 1 | 2379.46
61305662351 | P36E33M-BU1C | VERTICAL,(30) C13,(6) C19,MONITORED SWIT |  | PC | 1 | 10 | 1 | 1 | 2266.14
61305662367 | P36E33M-BU2A | VERTICAL,(30) C13,(6) C19,MONITORED SWIT |  | PC | 1 | 10 | 1 | 1 | 2379.46
61305662369 | P36E33M-BU2C | VERTICAL,(30) C13,(6) C19,MONITORED SWIT |  | PC | 1 | 10 | 1 | 1 | 2266.14
61305662340 | P36E33M-RD1A | VERTICAL,(30) C13,(6) C19,MONITORED SWIT |  | PC | 1 | 10 | 1 | 1 | 2379.46
61305662341 | P36E33M-RD1C | VERTICAL,(30) C13,(6) C19,MONITORED SWIT |  | PC | 1 | 10 | 1 | 1 | 2266.14
61305662358 | P36E33M-RD2A | VERTICAL,(30) C13,(6) C19,MONITORED SWIT |  | PC | 1 | 10 | 1 | 1 | 2379.46
61305662360 | P36E33M-RD2C | VERTICAL,(30) C13,(6) C19,MONITORED SWIT |  | PC | 1 | 10 | 1 | 1 | 2266.14
61305662345 | P36E33M-YL1A | VERTICAL,(30) C13,(6) C19,MONITORED SWIT |  | PC | 1 | 10 | 1 | 1 | 2379.46
61305662348 | P36E33M-YL1C | VERTICAL,(30) C13,(6) C19,MONITORED SWIT |  | PC | 1 | 10 | 1 | 1 | 2266.14
61305662364 | P36E33M-YL2A | VERTICAL,(30) C13,(6) C19,MONITORED SWIT |  | PC | 1 | 10 | 1 | 1 | 2379.46
61305662366 | P36E33M-YL2C | VERTICAL,(30) C13,(6) C19,MONITORED SWIT |  | PC | 1 | 10 | 1 | 1 | 2266.14
61305631747 | P36E34M | MS PDU, 30AMP, (30)C13, (6)C19, NEMA L15 | The SmartZone™ G5 Monitored Switched PDU features (30) C13 and (6) C19 outlets. It is a 30 amp, 208 V, three phase PDU with a NEMA L15-30P input plug and a 10 foot (3m) power cord. The PDU is black. | PC | 1 | 1 | 1 | 1 | 2265.74
61305662310 | P36E34M-BL1A | VERTICAL,(30) C13,(6) C19,MONITORED SWIT |  | PC | 1 | 10 | 1 | 1 | 2497.98
61305662330 | P36E34M-BL2A | VERTICAL,(30) C13,(6) C19,MONITORED SWIT |  | PC | 1 | 10 | 1 | 1 | 2497.98
61305662332 | P36E34M-BL2C | VERTICAL,(30) C13,(6) C19,MONITORED SWIT |  | PC | 1 | 10 | 1 | 1 | 2379.02
61305662324 | P36E34M-BU1A | VERTICAL,(30) C13,(6) C19,MONITORED SWIT |  | PC | 1 | 10 | 1 | 1 | 2497.98
61305662326 | P36E34M-BU1C | VERTICAL,(30) C13,(6) C19,MONITORED SWIT |  | PC | 1 | 10 | 1 | 1 | 2379.02
61305662304 | P36E34M-BU2A | VERTICAL,(30) C13,(6) C19,MONITORED SWIT |  | PC | 1 | 10 | 1 | 1 | 2497.98
61305662306 | P36E34M-BU2C | VERTICAL,(30) C13,(6) C19,MONITORED SWIT |  | PC | 1 | 10 | 1 | 1 | 2379.02
61305662312 | P36E34M-RD1A | VERTICAL,(30) C13,(6) C19,MONITORED SWIT |  | PC | 1 | 10 | 1 | 1 | 2497.98
61305662317 | P36E34M-RD1C | VERTICAL,(30) C13,(6) C19,MONITORED SWIT |  | PC | 1 | 10 | 1 | 1 | 2379.02
61305662333 | P36E34M-RD2A | VERTICAL,(30) C13,(6) C19,MONITORED SWIT |  | PC | 1 | 10 | 1 | 1 | 2497.98
61305662335 | P36E34M-RD2C | VERTICAL,(30) C13,(6) C19,MONITORED SWIT |  | PC | 1 | 10 | 1 | 1 | 2379.02
61305662321 | P36E34M-YL1A | VERTICAL,(30) C13,(6) C19,MONITORED SWIT |  | PC | 1 | 10 | 1 | 1 | 2497.98
61305662323 | P36E34M-YL1C | VERTICAL,(30) C13,(6) C19,MONITORED SWIT |  | PC | 1 | 10 | 1 | 1 | 2379.02
61305662315 | P36E34M-YL2A | VERTICAL,(30) C13,(6) C19,MONITORED SWIT |  | PC | 1 | 10 | 1 | 1 | 2497.98
61305662303 | P36E34M-YL2C | VERTICAL,(30) C13,(6) C19,MONITORED SWIT |  | PC | 1 | 10 | 1 | 1 | 2379.02
61305631792 | P36E35M | MS PDU, 30AMP, (30)C13, (6)C19, NEMA L21 | The SmartZone™ G5 Monitored Switched PDU features (30) C13 and (6) C19 outlets. It is a 30 amp, 208 V, three phase PDU with a NEMA L21-30P input plug and a 10 foot (3m) power cord. The PDU is black. | PC | 1 | 1 | 1 | 1 | 2265.74
61305662298 | P36E35M-BL1A | VERTICAL,(30) C13,(6) C19, MONITORED SWI |  | PC | 1 | 10 | 1 | 1 | 2497.98
61305662273 | P36E35M-BL2A | VERTICAL,(30) C13,(6) C19, MONITORED SWI |  | PC | 1 | 10 | 1 | 1 | 2497.98
61305662282 | P36E35M-BL2C | VERTICAL,(30) C13,(6) C19, MONITORED SWI |  | PC | 1 | 10 | 1 | 1 | 2379.02
61305662277 | P36E35M-BU1A | VERTICAL,(30) C13,(6) C19, MONITORED SWI |  | PC | 1 | 10 | 1 | 1 | 2497.98
61305662279 | P36E35M-BU1C | VERTICAL,(30) C13,(6) C19, MONITORED SWI |  | PC | 1 | 10 | 1 | 1 | 2379.02
61305662290 | P36E35M-BU2A | VERTICAL,(30) C13,(6) C19, MONITORED SWI |  | PC | 1 | 10 | 1 | 1 | 2497.98
61305662292 | P36E35M-BU2C | VERTICAL,(30) C13,(6) C19, MONITORED SWI |  | PC | 1 | 10 | 1 | 1 | 2379.02
61305662300 | P36E35M-RD1A | VERTICAL,(30) C13,(6) C19, MONITORED SWI |  | PC | 1 | 10 | 1 | 1 | 2497.98
61305662302 | P36E35M-RD1C | VERTICAL,(30) C13,(6) C19, MONITORED SWI |  | PC | 1 | 10 | 1 | 1 | 2379.02
61305662283 | P36E35M-RD2A | VERTICAL,(30) C13,(6) C19, MONITORED SWI |  | PC | 1 | 10 | 1 | 1 | 2497.98
61305662285 | P36E35M-RD2C | VERTICAL,(30) C13,(6) C19, MONITORED SWI |  | PC | 1 | 10 | 1 | 1 | 2379.02
61305662274 | P36E35M-YL1A | VERTICAL,(30) C13,(6) C19, MONITORED SWI |  | PC | 1 | 10 | 1 | 1 | 2497.98
61305662276 | P36E35M-YL1C | VERTICAL,(30) C13,(6) C19, MONITORED SWI |  | PC | 1 | 10 | 1 | 1 | 2379.02
61305662295 | P36E35M-YL2A | VERTICAL,(30) C13,(6) C19, MONITORED SWI |  | PC | 1 | 10 | 1 | 1 | 2497.98
61305662297 | P36E35M-YL2C | VERTICAL,(30) C13,(6) C19, MONITORED SWI |  | PC | 1 | 10 | 1 | 1 | 2379.02
61305679876 | P36F01M | MPO PDU, 415V, 30 AMP, (24)C13, (12)C19, | The SmartZone™ G5 Monitored Per Outlet PDU features (24) C13 and (12) C19 outlets. It is a 30 amp, 415 V, three phase PDU with an IEC 60309 3P+N+E 6h 30A (IP67) input plug and a 10 foot (3m) power cord. The PDU is black. | PC | 1 | 30 | 1 | 1 | 4412.56
61305679877 | P36F02M | MPO PDU, 415V, 30 AMP, (24)C13, (12)C19, | The SmartZone™ G5 Monitored Per Outlet PDU features (24) C13 and (12) C19 outlets. It is a 30 amp, 415 V, three phase PDU with a NEMA L22-30P input plug and a 10 foot (3m) power cord. The PDU is black. | PC | 1 | 30 | 1 | 1 | 4298.74
61305679878 | P36F03M | MPO PDU, 415V, 30 AMP, (30)C13, (6)C19, | The SmartZone™ G5 Monitored Per Outlet PDU features (30) C13 and(6) C19 outlets. It is a 30 amp, 415 V, three phase PDU with an IEC 60309 3P+N+E 6h 30A (IP67) input plug and a 10 foot (3m) power cord. The PDU is black. | PC | 1 | 30 | 1 | 1 | 4394.36
61305679879 | P36F04M | MPO PDU, 415V, 30 AMP, (24)C13, (12)C19, | The SmartZone™ G5 Monitored Per Outlet PDU features (24) C13 and (12) C19 outlets. It is a 30 amp, 415 V, three phase PDU with an IEC 60309 3P+N+E 6h 30A (IP44) input plug and a 10 foot (3m) power cord. The PDU is black. | PC | 1 | 30 | 1 | 1 | 4275.96
61305679880 | P36F05M | MPO PDU, 415V, 30 AMP, (30)C13, (6)C19, | The SmartZone™ G5 Monitored Per Outlet PDU features (30) C13 and (6) C19 outlets. It is a 30 amp, 415 V, three phase PDU with an IEC 60309 3P+N+E 6h 30A (IP44) input plug and a 10 foot (3m) power cord. The PDU is black. | PC | 1 | 30 | 1 | 1 | 4257.74
61305679881 | P36F06M | MPO PDU, 415V, 30 AMP, (30)C13, (6)C19, | The SmartZone™ G5 Monitored Per Outlet PDU features (30) C13 and (6) C19 outlets. It is a 30 amp, 415 V, three phase PDU with a NEMA L22-30P input plug and a 10 foot (3m) power cord. The PDU is black. | PC | 1 | 30 | 1 | 1 | 4280.52
61305631734 | P36F15M | MO PDU, 30AMP, (30)C13, (6)C19, NEMA L6- | The SmartZone™ G5 Monitored Per Outlet PDU features (30) C13 and (6) C19 outlets. It is a 30 amp, 208 V, single phase PDU with a NEMA L6-30P input plug and a 10 foot (3m) power cord. The PDU is black. | PC | 1 | 1 | 1 | 1 | 3056.42
61305662119 | P36F15M-BL1A | VERTICAL, (30) C13,(6) C19,MONITORED OUT |  | PC | 1 | 10 | 1 | 1 | 3369.7
61305662136 | P36F15M-BL2A | VERTICAL, (30) C13,(6) C19,MONITORED OUT |  | PC | 1 | 10 | 1 | 1 | 3369.7
61305662138 | P36F15M-BL2C | VERTICAL, (30) C13,(6) C19,MONITORED OUT |  | PC | 1 | 10 | 1 | 1 | 3209.24
61305662130 | P36F15M-BU1A | VERTICAL, (30) C13,(6) C19,MONITORED OUT |  | PC | 1 | 10 | 1 | 1 | 3369.7
61305662132 | P36F15M-BU1C | VERTICAL, (30) C13,(6) C19,MONITORED OUT |  | PC | 1 | 10 | 1 | 1 | 3209.24
61305662148 | P36F15M-BU2A | VERTICAL, (30) C13,(6) C19,MONITORED OUT |  | PC | 1 | 10 | 1 | 1 | 3369.7
61305662115 | P36F15M-BU2C | VERTICAL, (30) C13,(6) C19,MONITORED OUT |  | PC | 1 | 10 | 1 | 1 | 3209.24
61305662121 | P36F15M-RD1A | VERTICAL, (30) C13,(6) C19,MONITORED OUT |  | PC | 1 | 10 | 1 | 1 | 3369.7
61305662123 | P36F15M-RD1C | VERTICAL, (30) C13,(6) C19,MONITORED OUT |  | PC | 1 | 10 | 1 | 1 | 3209.24
61305662139 | P36F15M-RD2A | VERTICAL, (30) C13,(6) C19,MONITORED OUT |  | PC | 1 | 10 | 1 | 1 | 3369.7
61305662141 | P36F15M-RD2C | VERTICAL, (30) C13,(6) C19,MONITORED OUT |  | PC | 1 | 10 | 1 | 1 | 3209.24
61305662127 | P36F15M-YL1A | VERTICAL, (30) C13,(6) C19,MONITORED OUT |  | PC | 1 | 10 | 1 | 1 | 3369.7
61305662129 | P36F15M-YL1C | VERTICAL, (30) C13,(6) C19,MONITORED OUT |  | PC | 1 | 10 | 1 | 1 | 3209.24
61305662145 | P36F15M-YL2A | VERTICAL, (30) C13,(6) C19,MONITORED OUT |  | PC | 1 | 10 | 1 | 1 | 3369.7
61305662147 | P36F15M-YL2C | VERTICAL, (30) C13,(6) C19,MONITORED OUT |  | PC | 1 | 10 | 1 | 1 | 3209.24
61305662018 | P36F16M-BL1A | VERTICAL, (30) C13,(6) C19,MONITORED OUT |  | PC | 1 | 10 | 1 | 1 | 3498.74
61305662025 | P36F16M-BL2A | VERTICAL, (30) C13,(6) C19,MONITORED OUT |  | PC | 1 | 10 | 1 | 1 | 3498.74
61305662027 | P36F16M-BL2C | VERTICAL, (30) C13,(6) C19,MONITORED OUT |  | PC | 1 | 10 | 1 | 1 | 3332.12
61305662042 | P36F16M-BU1A | VERTICAL, (30) C13,(6) C19,MONITORED OUT |  | PC | 1 | 10 | 1 | 1 | 3498.74
61305662044 | P36F16M-BU1C | VERTICAL, (30) C13,(6) C19,MONITORED OUT |  | PC | 1 | 10 | 1 | 1 | 3332.12
61305662047 | P36F16M-BU2A | VERTICAL, (30) C13,(6) C19,MONITORED OUT |  | PC | 1 | 10 | 1 | 1 | 3498.74
61305662049 | P36F16M-BU2C | VERTICAL, (30) C13,(6) C19,MONITORED OUT |  | PC | 1 | 10 | 1 | 1 | 3332.12
61305662020 | P36F16M-RD1A | VERTICAL, (30) C13,(6) C19,MONITORED OUT |  | PC | 1 | 10 | 1 | 1 | 3498.74
61305662022 | P36F16M-RD1C | VERTICAL, (30) C13,(6) C19,MONITORED OUT |  | PC | 1 | 10 | 1 | 1 | 3332.12
61305662028 | P36F16M-RD2A | VERTICAL, (30) C13,(6) C19,MONITORED OUT |  | PC | 1 | 10 | 1 | 1 | 3498.74
61305662030 | P36F16M-RD2C | VERTICAL, (30) C13,(6) C19,MONITORED OUT |  | PC | 1 | 10 | 1 | 1 | 3332.12
61305662038 | P36F16M-YL1A | VERTICAL, (30) C13,(6) C19,MONITORED OUT |  | PC | 1 | 10 | 1 | 1 | 3498.74
61305662041 | P36F16M-YL1C | VERTICAL, (30) C13,(6) C19,MONITORED OUT |  | PC | 1 | 10 | 1 | 1 | 3332.12
61305662034 | P36F16M-YL2A | VERTICAL, (30) C13,(6) C19,MONITORED OUT |  | PC | 1 | 10 | 1 | 1 | 3498.74
61305662036 | P36F16M-YL2C | VERTICAL, (30) C13,(6) C19,MONITORED OUT |  | PC | 1 | 10 | 1 | 1 | 3332.12
61305661986 | P36F17M-BL1A | VERTICAL, (30) C13,(6) C19,MONITORED OUT |  | PC | 1 | 10 | 1 | 1 | 3497.4
61305662002 | P36F17M-BL2A | VERTICAL, (30) C13,(6) C19,MONITORED OUT |  | PC | 1 | 10 | 1 | 1 | 3497.4
61305662013 | P36F17M-BL2C | VERTICAL, (30) C13,(6) C19,MONITORED OUT |  | PC | 1 | 10 | 1 | 1 | 3330.84
61305661996 | P36F17M-BU1A | VERTICAL, (30) C13,(6) C19,MONITORED OUT |  | PC | 1 | 10 | 1 | 1 | 3497.4
61305661998 | P36F17M-BU1C | VERTICAL, (30) C13,(6) C19,MONITORED OUT |  | PC | 1 | 10 | 1 | 1 | 3330.84
61305662016 | P36F17M-BU2A | VERTICAL, (30) C13,(6) C19,MONITORED OUT |  | PC | 1 | 10 | 1 | 1 | 3497.4
61305661983 | P36F17M-BU2C | VERTICAL, (30) C13,(6) C19,MONITORED OUT |  | PC | 1 | 10 | 1 | 1 | 3330.84
61305661988 | P36F17M-RD1A | VERTICAL, (30) C13,(6) C19,MONITORED OUT |  | PC | 1 | 10 | 1 | 1 | 3497.4
61305661990 | P36F17M-RD1C | VERTICAL, (30) C13,(6) C19,MONITORED OUT |  | PC | 1 | 10 | 1 | 1 | 3330.84
61305662014 | P36F17M-RD2A | VERTICAL, (30) C13,(6) C19,MONITORED OUT |  | PC | 1 | 10 | 1 | 1 | 3497.4
61305662005 | P36F17M-RD2C | VERTICAL, (30) C13,(6) C19,MONITORED OUT |  | PC | 1 | 10 | 1 | 1 | 3330.84
61305661993 | P36F17M-YL1A | VERTICAL, (30) C13,(6) C19,MONITORED OUT |  | PC | 1 | 10 | 1 | 1 | 3497.4
61305661995 | P36F17M-YL1C | VERTICAL, (30) C13,(6) C19,MONITORED OUT |  | PC | 1 | 10 | 1 | 1 | 3330.84
61305662010 | P36F17M-YL2A | VERTICAL, (30) C13,(6) C19,MONITORED OUT |  | PC | 1 | 10 | 1 | 1 | 3497.4
61305662012 | P36F17M-YL2C | VERTICAL, (30) C13,(6) C19,MONITORED OUT |  | PC | 1 | 10 | 1 | 1 | 3330.84
61305631746 | P36F18M | 10KW, MPO PDU, 50AMP, (30)C13, (6)C19, H | The SmartZone™ G5 Monitored Per Outlet PDU features (30) C13 and (6) C19 outlets. It is a 50 amp, 208 V, three phase PDU with a CS8365C input plug and a 10 foot (3m) power cord. The PDU is black. | PC | 1 | 1 | 1 | 1 | 3134.9
61305661944 | P36F18M-BL1A | VERTICAL, (30) C13,(6) C19,MONITORED OUT |  | PC | 1 | 10 | 1 | 1 | 3721.28
61305661972 | P36F18M-BL2A | VERTICAL, (30) C13,(6) C19,MONITORED OUT |  | PC | 1 | 10 | 1 | 1 | 3721.28
61305661974 | P36F18M-BL2C | VERTICAL, (30) C13,(6) C19,MONITORED OUT |  | PC | 1 | 10 | 1 | 1 | 3544.08
61305661954 | P36F18M-BU1A | VERTICAL, (30) C13,(6) C19,MONITORED OUT |  | PC | 1 | 10 | 1 | 1 | 3721.28
61305661957 | P36F18M-BU1C | VERTICAL, (30) C13,(6) C19,MONITORED OUT |  | PC | 1 | 10 | 1 | 1 | 3544.08
61305661963 | P36F18M-BU2A | VERTICAL, (30) C13,(6) C19,MONITORED OUT |  | PC | 1 | 10 | 1 | 1 | 3721.28
61305661965 | P36F18M-BU2C | VERTICAL, (30) C13,(6) C19,MONITORED OUT |  | PC | 1 | 10 | 1 | 1 | 3544.08
61305661955 | P36F18M-RD1A | VERTICAL, (30) C13,(6) C19,MONITORED OUT |  | PC | 1 | 10 | 1 | 1 | 3721.28
61305661947 | P36F18M-RD1C | VERTICAL, (30) C13,(6) C19,MONITORED OUT |  | PC | 1 | 10 | 1 | 1 | 3544.08
61305661975 | P36F18M-RD2A | VERTICAL, (30) C13,(6) C19,MONITORED OUT |  | PC | 1 | 10 | 1 | 1 | 3721.28
61305661977 | P36F18M-RD2C | VERTICAL, (30) C13,(6) C19,MONITORED OUT |  | PC | 1 | 10 | 1 | 1 | 3544.08
61305661951 | P36F18M-YL1A | VERTICAL, (30) C13,(6) C19,MONITORED OUT |  | PC | 1 | 10 | 1 | 1 | 3721.28
61305661953 | P36F18M-YL1C | VERTICAL, (30) C13,(6) C19,MONITORED OUT |  | PC | 1 | 10 | 1 | 1 | 3544.08
61305661960 | P36F18M-YL2A | VERTICAL, (30) C13,(6) C19,MONITORED OUT |  | PC | 1 | 10 | 1 | 1 | 3721.28
61305661962 | P36F18M-YL2C | VERTICAL, (30) C13,(6) C19,MONITORED OUT |  | PC | 1 | 10 | 1 | 1 | 3544.08
61305679882 | P36G01M | MSPO PDU, 415V, 30 AMP, (24)C13, (12)C19 | The SmartZone™ G5 Monitored & Switched per Outlet PDU features (24) C13 and (12) C19 outlets. It is a 30 amp, 415 V, three phase PDU with an IEC 60309 3P+N+E 6h 30A (IP67) input plug and a 10 foot (3m) power cord. The PDU is black. | PC | 1 | 30 | 1 | 1 | 4867.92
61305679883 | P36G02M | MSPO PDU, 415V, 30 AMP, (24)C13, (12)C19 | The SmartZone™ G5 Monitored & Switched per Outlet PDU features (24) C13 and (12) C19 outlets. It is a 30 amp, 415 V, three phase PDU with a NEMA L22-30P input plug and a 10 foot (3m) power cord. The PDU is black. | PC | 1 | 30 | 1 | 1 | 4754.08
61305679884 | P36G03M | MSPO PDU, 415V, 30 AMP, (30)C13, (6)C19, | The SmartZone™ G5 Monitored & Switched per Outlet PDU features (30) C13 and (6) C19 outlets. It is a 30 amp, 415 V, three phase PDU with an IEC 60309 3P+N+E 6h 30A (IP67) input plug and a 10 foot (3m) power cord. The PDU is black. | PC | 1 | 30 | 1 | 1 | 4840.62
61305676663 | P36G04M | MSPO PDU, 415V, 30 AMP, (24)C13, (12)C19 | The SmartZone™ G5 Monitored & Switched per Outlet PDU features (24) C13 and (12) C19 outlets. It is a 30 amp, 415 V, three phase PDU with an IEC 60309 3P+N+E 6h 30A (IP44) input plug and a 10 foot (3m) power cord. The PDU is black. | PC | 1 | 30 | 1 | 1 | 4731.34
61305679885 | P36G05M | MSPO PDU, 415V, 30 AMP, (30)C13, (6)C19, | The SmartZone™ G5 Monitored & Switched per Outlet PDU features (30) C13 and (6) C19 outlets. It is a 30 amp, 415 V, three phase PDU with an IEC 60309 3P+N+E 6h 30A (IP44) input plug and a 10 foot (3m) power cord. The PDU is black. | PC | 1 | 30 | 1 | 1 | 4704
61305679886 | P36G06M | MSPO PDU, 415V, 30 AMP, (30)C13, (6)C19, | The SmartZone™ G5 Monitored & Switched per Outlet PDU features (30) C13 and (6) C19 outlets. It is a 30 amp, 415 V, three phase PDU with a NEMA L22-30P input plug and a 10 foot (3m) power cord. The PDU is black. | PC | 1 | 30 | 1 | 1 | 4726.76
61305631736 | P36G18M | MSPO PDU, 30AMP, (30)C13, (6)C19, NEMA L | The SmartZone™ G5 Monitored & Switched per Outlet PDU features (30) C13 and (6) C19 outlets. It is a 30 amp, 208 V, single phase PDU with a NEMA L6-30P input plug and a 10 foot (3m) power cord. The PDU is black. | PC | 1 | 1 | 1 | 1 | 3509.06
61305661866 | P36G18M-BL1A | VERTICAL,(30),(6) C19,MONIOTRED&SWITCHED |  | PC | 1 | 10 | 1 | 1 | 3868.74
61305661159 | P36G18M-BL2A | VERTICAL,(30),(6) C19,MONIOTRED&SWITCHED |  | PC | 1 | 10 | 1 | 1 | 3868.74
61305661882 | P36G18M-BL2C | VERTICAL,(30),(6) C19,MONIOTRED&SWITCHED |  | PC | 1 | 10 | 1 | 1 | 3684.52
61305661875 | P36G18M-BU1A | VERTICAL,(30),(6) C19,MONIOTRED&SWITCHED |  | PC | 1 | 10 | 1 | 1 | 3868.74
61305661877 | P36G18M-BU1C | VERTICAL,(30),(6) C19,MONIOTRED&SWITCHED |  | PC | 1 | 10 | 1 | 1 | 3684.52
61305661860 | P36G18M-BU2A | VERTICAL,(30),(6) C19,MONIOTRED&SWITCHED |  | PC | 1 | 10 | 1 | 1 | 3868.74
61305661862 | P36G18M-BU2C | VERTICAL,(30),(6) C19,MONIOTRED&SWITCHED |  | PC | 1 | 10 | 1 | 1 | 3684.52
61305661868 | P36G18M-RD1A | VERTICAL,(30),(6) C19,MONIOTRED&SWITCHED |  | PC | 1 | 10 | 1 | 1 | 3868.74
61305661870 | P36G18M-RD1C | VERTICAL,(30),(6) C19,MONIOTRED&SWITCHED |  | PC | 1 | 10 | 1 | 1 | 3684.52
61305661883 | P36G18M-RD2A | VERTICAL,(30),(6) C19,MONIOTRED&SWITCHED |  | PC | 1 | 10 | 1 | 1 | 3868.74
61305661885 | P36G18M-RD2C | VERTICAL,(30),(6) C19,MONIOTRED&SWITCHED |  | PC | 1 | 10 | 1 | 1 | 3684.52
61305661872 | P36G18M-YL1A | VERTICAL,(30),(6) C19,MONIOTRED&SWITCHED |  | PC | 1 | 10 | 1 | 1 | 3868.74
61305661874 | P36G18M-YL1C | VERTICAL,(30),(6) C19,MONIOTRED&SWITCHED |  | PC | 1 | 10 | 1 | 1 | 3684.52
61305661857 | P36G18M-YL2A | VERTICAL,(30),(6) C19,MONIOTRED&SWITCHED |  | PC | 1 | 10 | 1 | 1 | 3868.74
61305661859 | P36G18M-YL2C | VERTICAL,(30),(6) C19,MONIOTRED&SWITCHED |  | PC | 1 | 10 | 1 | 1 | 3684.52
61305631740 | P36G19M | MSPO PDU, 30AMP, (30)C13, (6)C19, NEMA L | The SmartZone™ G5 Monitored & Switched per Outlet PDU features (30) C13 and (6) C19 outlets. It is a 30 amp, 208 V, three phase PDU with a NEMA L21-30P input plug and a 10 foot (3m) power cord. The PDU is black. | PC | 1 | 1 | 1 | 1 | 3649.96
61305661828 | P36G19M-BL1A | VERTICAL,(30) C13,(6) C19,MONIOTRED & SW |  | PC | 1 | 10 | 1 | 1 | 4024.1
61305661850 | P36G19M-BL2A | VERTICAL,(30) C13,(6) C19,MONIOTRED & SW |  | PC | 1 | 10 | 1 | 1 | 4024.1
61305661852 | P36G19M-BL2C | VERTICAL,(30) C13,(6) C19,MONIOTRED & SW |  | PC | 1 | 10 | 1 | 1 | 3832.48
61305661844 | P36G19M-BU1A | VERTICAL,(30) C13,(6) C19,MONIOTRED & SW |  | PC | 1 | 10 | 1 | 1 | 4024.1
61305661846 | P36G19M-BU1C | VERTICAL,(30) C13,(6) C19,MONIOTRED & SW |  | PC | 1 | 10 | 1 | 1 | 3832.48
61305661822 | P36G19M-BU2A | VERTICAL,(30) C13,(6) C19,MONIOTRED & SW |  | PC | 1 | 10 | 1 | 1 | 4024.1
61305661824 | P36G19M-BU2C | VERTICAL,(30) C13,(6) C19,MONIOTRED & SW |  | PC | 1 | 10 | 1 | 1 | 3832.48
61305661830 | P36G19M-RD1A | VERTICAL,(30) C13,(6) C19,MONIOTRED & SW |  | PC | 1 | 10 | 1 | 1 | 4024.1
61305661832 | P36G19M-RD1C | VERTICAL,(30) C13,(6) C19,MONIOTRED & SW |  | PC | 1 | 10 | 1 | 1 | 3832.48
61305661853 | P36G19M-RD2A | VERTICAL,(30) C13,(6) C19,MONIOTRED & SW |  | PC | 1 | 10 | 1 | 1 | 4024.1
61305661838 | P36G19M-RD2C | VERTICAL,(30) C13,(6) C19,MONIOTRED & SW |  | PC | 1 | 10 | 1 | 1 | 3832.48
61305661837 | P36G19M-YL1A | VERTICAL,(30) C13,(6) C19,MONIOTRED & SW |  | PC | 1 | 10 | 1 | 1 | 4024.1
61305661843 | P36G19M-YL1C | VERTICAL,(30) C13,(6) C19,MONIOTRED & SW |  | PC | 1 | 10 | 1 | 1 | 3832.48
61305661819 | P36G19M-YL2A | VERTICAL,(30) C13,(6) C19,MONIOTRED & SW |  | PC | 1 | 10 | 1 | 1 | 4024.1
61305661821 | P36G19M-YL2C | VERTICAL,(30) C13,(6) C19,MONIOTRED & SW |  | PC | 1 | 10 | 1 | 1 | 3832.48
61305631744 | P36G20M | 10KW, MSPO PDU, 50AMP, (30)C13, (6)C19, | The SmartZone™ G5 Monitored & Switched per Outlet PDU features (30) C13 and (6) C19 outlets. It is a 50 amp, 208 V, three phase PDU with a CS8365C input plug and a 10 foot (3m) power cord. The PDU is black. | PC | 1 | 1 | 1 | 1 | 3833.68
61305661806 | P36G20M-BL1A | VERTICAL,(30) C13,(6) C19, MONITORED & S |  | PC | 1 | 10 | 1 | 1 | 4226.64
61305661797 | P36G20M-BL2A | VERTICAL,(30) C13,(6) C19, MONITORED & S |  | PC | 1 | 10 | 1 | 1 | 4226.64
61305661799 | P36G20M-BL2C | VERTICAL,(30) C13,(6) C19, MONITORED & S |  | PC | 1 | 10 | 1 | 1 | 4025.36
61305661817 | P36G20M-BU1A | VERTICAL,(30) C13,(6) C19, MONITORED & S |  | PC | 1 | 10 | 1 | 1 | 4226.64
61305661803 | P36G20M-BU1C | VERTICAL,(30) C13,(6) C19, MONITORED & S |  | PC | 1 | 10 | 1 | 1 | 4025.36
61305661784 | P36G20M-BU2A | VERTICAL,(30) C13,(6) C19, MONITORED & S |  | PC | 1 | 10 | 1 | 1 | 4226.64
61305661786 | P36G20M-BU2C | VERTICAL,(30) C13,(6) C19, MONITORED & S |  | PC | 1 | 10 | 1 | 1 | 4025.36
61305661808 | P36G20M-RD1A | VERTICAL,(30) C13,(6) C19, MONITORED & S |  | PC | 1 | 10 | 1 | 1 | 4226.64
61305661810 | P36G20M-RD1C | VERTICAL,(30) C13,(6) C19, MONITORED & S |  | PC | 1 | 10 | 1 | 1 | 4025.36
61305661800 | P36G20M-RD2A | VERTICAL,(30) C13,(6) C19, MONITORED & S |  | PC | 1 | 10 | 1 | 1 | 4226.64
61305661789 | P36G20M-RD2C | VERTICAL,(30) C13,(6) C19, MONITORED & S |  | PC | 1 | 10 | 1 | 1 | 4025.36
61305661814 | P36G20M-YL1A | VERTICAL,(30) C13,(6) C19, MONITORED & S |  | PC | 1 | 10 | 1 | 1 | 4226.64
61305661816 | P36G20M-YL1C | VERTICAL,(30) C13,(6) C19, MONITORED & S |  | PC | 1 | 10 | 1 | 1 | 4025.36
61305661793 | P36G20M-YL2A | VERTICAL,(30) C13,(6) C19, MONITORED & S |  | PC | 1 | 10 | 1 | 1 | 4226.64
61305661783 | P36G20M-YL2C | VERTICAL,(30) C13,(6) C19, MONITORED & S |  | PC | 1 | 10 | 1 | 1 | 4025.36
61305631795 | P36G22M | MSPO PDU, 30AMP, (30)C13, (6)C19, NEMA L | The SmartZone™ G5 Monitored & Switched per Outlet PDU features (30) C13 and (6) C19 outlets. It is a 30 amp, 208 V, three phase PDU with a NEMA L15-30P input plug and a 10 foot (3m) power cord. The PDU is black. | PC | 1 | 1 | 1 | 1 | 3838.14
61305661765 | P36G22M-BL1A | VERTICAL,(30) C13,(6) C19, MONITORED & S |  | PC | 1 | 10 | 1 | 1 | 4231.56
61305661772 | P36G22M-BL2A | VERTICAL,(30) C13,(6) C19, MONITORED & S |  | PC | 1 | 10 | 1 | 1 | 4231.56
61305661779 | P36G22M-BL2C | VERTICAL,(30) C13,(6) C19, MONITORED & S |  | PC | 1 | 10 | 1 | 1 | 4030.04
61305661775 | P36G22M-BU1A | VERTICAL,(30) C13,(6) C19, MONITORED & S |  | PC | 1 | 10 | 1 | 1 | 4231.56
61305661778 | P36G22M-BU1C | VERTICAL,(30) C13,(6) C19, MONITORED & S |  | PC | 1 | 10 | 1 | 1 | 4030.04
61305661753 | P36G22M-BU2A | VERTICAL,(30) C13,(6) C19, MONITORED & S |  | PC | 1 | 10 | 1 | 1 | 4231.56
61305661755 | P36G22M-BU2C | VERTICAL,(30) C13,(6) C19, MONITORED & S |  | PC | 1 | 10 | 1 | 1 | 4030.04
61305661767 | P36G22M-RD1A | VERTICAL,(30) C13,(6) C19, MONITORED & S |  | PC | 1 | 10 | 1 | 1 | 4231.56
61305661759 | P36G22M-RD1C | VERTICAL,(30) C13,(6) C19, MONITORED & S |  | PC | 1 | 10 | 1 | 1 | 4030.04
61305661780 | P36G22M-RD2A | VERTICAL,(30) C13,(6) C19, MONITORED & S |  | PC | 1 | 10 | 1 | 1 | 4231.56
61305661746 | P36G22M-RD2C | VERTICAL,(30) C13,(6) C19, MONITORED & S |  | PC | 1 | 10 | 1 | 1 | 4030.04
61305661763 | P36G22M-YL1A | VERTICAL,(30) C13,(6) C19, MONITORED & S |  | PC | 1 | 10 | 1 | 1 | 4231.56
61305661774 | P36G22M-YL1C | VERTICAL,(30) C13,(6) C19, MONITORED & S |  | PC | 1 | 10 | 1 | 1 | 4030.04
61305661750 | P36G22M-YL2A | VERTICAL,(30) C13,(6) C19, MONITORED & S |  | PC | 1 | 10 | 1 | 1 | 4231.56
61305661752 | P36G22M-YL2C | VERTICAL,(30) C13,(6) C19, MONITORED & S |  | PC | 1 | 10 | 1 | 1 | 4030.04
61305631729 | P38D25M | MI PDU, 30AMP, (32)C13, (6)C19, NEMA L6- | The SmartZone™ G5 Monitored Input PDU features (32) C13 and (6) C19 outlets. It is a 30 amp, 208 V, single phase PDU with a NEMA L6-30P input plug and a 10 foot (3m) power cord. The PDU is black. | PC | 1 | 1 | 1 | 1 | 1375.34
61305661735 | P38D25M-BL1A | VERTICAL,(24) C13,(6) C19,MONITORED INPU |  | PC | 1 | 10 | 1 | 1 | 1516.32
61305661726 | P38D25M-BL2A | VERTICAL,(24) C13,(6) C19,MONITORED INPU |  | PC | 1 | 10 | 1 | 1 | 1516.32
61305661728 | P38D25M-BL2C | VERTICAL,(32) C13,(6) C19,MONITORED INPU |  | PC | 1 | 10 | 1 | 1 | 1444.1
61305679887 | P38D25M-BU1A | VERTICAL,(24) C13,(6) C19,MONITORED INPU |  | PC | 1 | 10 | 1 | 1 | 1516.32
61305661723 | P38D25M-BU1C | VERTICAL,(24) C13,(6) C19,MONITORED INPU |  | PC | 1 | 10 | 1 | 1 | 1444.1
61305661716 | P38D25M-BU2A | VERTICAL,(24) C13,(6) C19,MONITORED INPU |  | PC | 1 | 10 | 1 | 1 | 1516.32
61305661718 | P38D25M-BU2C | VERTICAL,(24) C13,(6) C19,MONITORED INPU |  | PC | 1 | 10 | 1 | 1 | 1444.1
61305661737 | P38D25M-RD1A | VERTICAL,(24) C13,(6) C19,MONITORED INPU |  | PC | 1 | 10 | 1 | 1 | 1516.32
61305661739 | P38D25M-RD1C | VERTICAL,(24) C13,(6) C19,MONITORED INPU |  | PC | 1 | 10 | 1 | 1 | 1444.1
61305661729 | P38D25M-RD2A | VERTICAL,(24) C13,(6) C19,MONITORED INPU |  | PC | 1 | 10 | 1 | 1 | 1516.32
61305661731 | P38D25M-RD2C | VERTICAL,(24) C13,(6) C19,MONITORED INPU |  | PC | 1 | 10 | 1 | 1 | 1444.1
61305661743 | P38D25M-YL1A | VERTICAL,(24) C13,(6) C19,MONITORED INPU |  | PC | 1 | 10 | 1 | 1 | 1516.32
61305679889 | P38D25M-YL1C | VERTICAL,(24) C13,(6) C19,MONITORED INPU |  | PC | 1 | 10 | 1 | 1 | 1444.1
61305661713 | P38D25M-YL2A | VERTICAL,(24) C13,(6) C19,MONITORED INPU |  | PC | 1 | 10 | 1 | 1 | 1516.32
61305661715 | P38D25M-YL2C | VERTICAL,(24) C13,(6) C19,MONITORED INPU |  | PC | 1 | 10 | 1 | 1 | 1444.1
61305631741 | P38D28M | MI PDU, 30AMP, (30)C13, (6)C19, (2)5-20R | The SmartZone™ G5 Monitored Input PDU features (30) C13, (6) C19 and (2) 5-20R outlets. It is a 30 amp, 208 V, three phase PDU with a NEMA L21-30P input plug and a 10 foot (3m) power cord. The PDU is black. | PC | 1 | 1 | 1 | 1 | 1873.24
61305656882 | P38D28M-BL1A | VERTICAL,(30) C13,(6)C19,(2) 5-20R, MONI |  | PC | 1 | 10 | 1 | 1 | 2065.26
61305661688 | P38D28M-BL2A | VERTICAL,(30) C13,(6) C19,(2) 5-20R, MON |  | PC | 1 | 10 | 1 | 1 | 2065.26
61305661690 | P38D28M-BL2C | VERTICAL,(30) C13,(6) C19,(2) 5-20R, MON |  | PC | 1 | 10 | 1 | 1 | 1966.92
61305656894 | P38D28M-BU1A | VERTICAL,(30) C13,(6)C19,(2) 5-20R, MONI |  | PC | 1 | 10 | 1 | 1 | 2065.26
61305656896 | P38D28M-BU1C | VERTICAL,(30) C13,(6)C19,(2) 5-20R, MONI |  | PC | 1 | 10 | 1 | 1 | 1966.92
61305661691 | P38D28M-BU2A | VERTICAL,(30) C13,(6) C19,(2) 5-20R, MON |  | PC | 1 | 10 | 1 | 1 | 2065.26
61305661693 | P38D28M-BU2C | VERTICAL,(30) C13,(6) C19,(2) 5-20R, MON |  | PC | 1 | 10 | 1 | 1 | 1966.92
61305656884 | P38D28M-RD1A | VERTICAL,(30) C13,(6)C19,(2) 5-20R, MONI |  | PC | 1 | 10 | 1 | 1 | 2065.26
61305656886 | P38D28M-RD1C | VERTICAL,(30) C13,(6)C19,(2) 5-20R, MONI |  | PC | 1 | 10 | 1 | 1 | 1966.92
61305661697 | P38D28M-RD2A | VERTICAL,(30) C13,(6) C19,(2) 5-20R, MON |  | PC | 1 | 10 | 1 | 1 | 2065.26
61305661699 | P38D28M-RD2C | VERTICAL,(30) C13,(6) C19,(2) 5-20R, MON |  | PC | 1 | 10 | 1 | 1 | 1966.92
61305656891 | P38D28M-YL1A | VERTICAL,(30) C13,(6)C19,(2) 5-20R, MONI |  | PC | 1 | 10 | 1 | 1 | 2065.26
61305656893 | P38D28M-YL1C | VERTICAL,(30) C13,(6)C19,(2) 5-20R, MONI |  | PC | 1 | 10 | 1 | 1 | 1966.92
61305661703 | P38D28M-YL2A | VERTICAL,(30) C13,(6) C19,(2) 5-20R, MON |  | PC | 1 | 10 | 1 | 1 | 2065.26
61305661705 | P38D28M-YL2C | VERTICAL,(30) C13,(6) C19,(2) 5-20R, MON |  | PC | 1 | 10 | 1 | 1 | 1966.92
61305626378 | P42B17M | The30A,208VVertSglPhPDUHas,ULListed,EA | The SmartZone™ G5 Basic PDU features (36) C13 and (6) C19 outlets. It is a 30 amp, 208 V, three phase PDU with a NEMA L6-30P input plug and a 10 foot (3m) power cord. The PDU is black. | PC | 1 | 1 | 1 | 1 | 725
61305626483 | P42B23M | The30A,208VVert3PhDeltaPDUHas,BL,EA | The SmartZone™ G5 Basic PDU features (36) C13 and (6) C19 outlets. It is a 30 amp, 208 V, three phase PDU with a NEMA L15-30P input plug and a 10 foot (3m) power cord. The PDU is black. | PC | 1 | 1 | 1 | 1 | 1098.4
61305626492 | P42B27M | The30A,208VVert3PhWYEPDUHas,EABaPDU,EA | The SmartZone™ G5 Basic PDU features (36) C13 and (6) C19 outlets. It is a 30 amp, 208 V, three phase PDU with a NEMA L21-30P input plug and a 10 foot (3m) power cord. The PDU is black. | PC | 1 | 1 | 1 | 1 | 898.4
61305626503 | P42B28M | The50A,EABaPDU,50AMP,(36)C13(6)C19,BL,EA | The SmartZone™ G5 Basic PDU features (36) C13 and (6) C19 outlets. It is a 50 amp, 208 V, three phase PDU with a CS8365C input plug and a 10 foot (3m) power cord. The PDU is black. | PC | 1 | 1 | 1 | 1 | 993.14
61305679890 | P42D05M | MI PDU, 415V, 30 AMP, (36)C13, (6)C19, I | The SmartZone™ G5 Monitored Input PDU features (36) C13 and (6) C19 outlets. It is a 30 amp, 415 V, three phase PDU with an IEC 60309 3P+N+E 6h 30A (IP67) input plug and a 10 foot (3m) power cord. The PDU is black. | PC | 1 | 30 | 1 | 1 | 2541
61305679891 | P42D07M | MI PDU, 415V, 30 AMP, (36)C13, (6)C19, N | The SmartZone™ G5 Monitored Input PDU features (36) C13 and (6) C19 outlets. It is a 30 amp, 415 V, three phase PDU with a NEMA L22-30P input plug and a 10 foot (3m) power cord. The PDU is black. | PC | 1 | 30 | 1 | 1 | 2427.14
61305681744 | P42D08M | MI PDU, 415V, 30 AMP, (36)C13, (6)C19, I | The SmartZone™ G5 Monitored Input PDU features (36) C13 and (6) C19 outlets. It is a 30 amp, 415 V, three phase PDU with an IEC 60309 3P+N+E 6h 30A (IP44) input plug and a 10 foot (3m) power cord. The PDU is black. | PC | 1 | 30 | 1 | 1 | 2404.38
61305679897 | P48B03M | BASIC PDU, 415V, 30 AMP, (48)C13, NEMA L | The SmartZone™ G5 Basic PDU features (48) C13 outlets. It is a 30 amp, 415 V, three phase PDU with a NEMA L22-30P input plug and a 10 foot (3m) power cord. The PDU is black. | PC | 1 | 30 | 1 | 1 | 1725.86
61305679898 | P48B04M | BASIC PDU, 415V, 30 AMP, (48)C13, IEC 60 | The SmartZone™ G5 Basic PDU features (48) C13 outlets. It is a 30 amp, 415 V, three phase PDU with an IEC 60309 3P+N+E 6h 30A (IP67) input plug and a 10 foot (3m) power cord. The PDU is black. | PC | 1 | 30 | 1 | 1 | 1839.72
61305679900 | P48B08M | BASIC PDU, 415V, 30 AMP, (48)C13, IEC 60 | The SmartZone™ G5 Basic PDU features (48) C13 outlets. It is a 30 amp, 415 V, three phase PDU with an IEC 60309 3P+N+E 6h 30A (IP44) input plug and a 10 foot (3m) power cord. The PDU is black. | PC | 1 | 30 | 1 | 1 | 1703.08
61305626589 | P48B33M | The60A,208VVert3PhDeltaVertPDUHas,BL,EA | The SmartZone™ G5 Basic PDU features (36) C13 and (12) C19 outlets. It is a 60 amp, 208 V, three phase PDU with an IEC 60309 3P+E 9h 60A (IP44) input plug and a 10 foot (3m) power cord. The PDU is black. | PC | 1 | 1 | 1 | 1 | 1943.18
61305679903 | P48D03M | MI PDU, 415V, 30 AMP, (48)C13, NEMA L22- | The SmartZone™ G5 Monitored Input PDU features (48) C13 outlets. It is a 30 amp, 415 V, three phase PDU with a NEMA L22-30P input plug and a 10 foot (3m) power cord. The PDU is black. | PC | 1 | 30 | 1 | 1 | 2443.08
61305679904 | P48D04M | MI PDU, 415V, 30 AMP, (48)C13, IEC 60309 | The SmartZone™ G5 Monitored Input PDU features (48) C13 outlets. It is a 30 amp, 415 V, three phase PDU with an IEC 60309 3P+N+E 6h 30A (IP67) input plug and a 10 foot (3m) power cord. The PDU is black. | PC | 1 | 30 | 1 | 1 | 2556.92
61305679905 | P48D07M | MI PDU, 415V, 30 AMP, (36)C13, (12)C19, | The SmartZone™ G5 Monitored Input PDU features (36) C13 and (12) C19 outlets. It is a 30 amp, 415 V, three phase PDU with an IEC 60309 3P+N+E 6h 30A (IP44) input plug and a 10 foot (3m) power cord. The PDU is black. | PC | 1 | 14 | 1 | 1 | 2438.52
61305679906 | P48D08M | MI PDU, 415V, 30 AMP, (48)C13, IEC 60309 | The SmartZone™ G5 Monitored Input PDU features (48) C13 outlets. It is a 30 amp, 415 V, three phase PDU with an IEC 60309 3P+N+E 6h 30A (IP44) input plug and a 10 foot (3m) power cord. The PDU is black. | PC | 1 | 30 | 1 | 1 | 2420.3
61305631796 | P48D32M | MI PDU, 50AMP, (36)C13, (12)C19, Hubbell | The SmartZone™ G5 Monitored Input PDU features (36) C13 and (12) C19 outlets. It is a 50 amp, 208 V, three phase PDU with a CS8365C input plug and a 10 foot (3m) power cord. The PDU is black. | PC | 1 | 1 | 1 | 1 | 3396.58
61305661595 | P48D32M-BL1A | VERTICAL,(36) C13,(12) C19,MONITORED INP |  | PC | 1 | 10 | 1 | 1 | 3744.7
61305661577 | P48D32M-BL2A | VERTICAL,(36) C13,(12) C19,MONITORED INP |  | PC | 1 | 10 | 1 | 1 | 3744.7
61305661579 | P48D32M-BL2C | VERTICAL,(36) C13,(12) C19,MONITORED INP |  | PC | 1 | 10 | 1 | 1 | 3566.4
61305661571 | P48D32M-BU1A | VERTICAL,(36) C13,(12) C19,MONITORED INP |  | PC | 1 | 10 | 1 | 1 | 3744.7
61305661573 | P48D32M-BU1C | VERTICAL,(36) C13,(12) C19,MONITORED INP |  | PC | 1 | 10 | 1 | 1 | 3566.4
61305661589 | P48D32M-BU2A | VERTICAL,(36) C13,(12) C19,MONITORED INP |  | PC | 1 | 10 | 1 | 1 | 3744.7
61305661591 | P48D32M-BU2C | VERTICAL,(36) C13,(12) C19,MONITORED INP |  | PC | 1 | 10 | 1 | 1 | 3566.4
61305661562 | P48D32M-RD1A | VERTICAL,(36) C13,(12) C19,MONITORED INP |  | PC | 1 | 10 | 1 | 1 | 3744.7
61305661564 | P48D32M-RD1C | VERTICAL,(36) C13,(12) C19,MONITORED INP |  | PC | 1 | 10 | 1 | 1 | 3566.4
61305661580 | P48D32M-RD2A | VERTICAL,(36) C13,(12) C19,MONITORED INP |  | PC | 1 | 10 | 1 | 1 | 3744.7
61305661582 | P48D32M-RD2C | VERTICAL,(36) C13,(12) C19,MONITORED INP |  | PC | 1 | 10 | 1 | 1 | 3566.4
61305661568 | P48D32M-YL1A | VERTICAL,(36) C13,(12) C19,MONITORED INP |  | PC | 1 | 10 | 1 | 1 | 3744.7
61305661570 | P48D32M-YL1C | VERTICAL,(36) C13,(12) C19,MONITORED INP |  | PC | 1 | 10 | 1 | 1 | 3566.4
61305661586 | P48D32M-YL2A | VERTICAL,(36) C13,(12) C19,MONITORED INP |  | PC | 1 | 10 | 1 | 1 | 3744.7
61305661588 | P48D32M-YL2C | VERTICAL,(36) C13,(12) C19,MONITORED INP |  | PC | 1 | 10 | 1 | 1 | 3566.4
61305631799 | P48D35M | MI PDU, 60AMP, (36)C13, (12)C19, IEC 603 | The SmartZone™ G5 Monitored Input PDU features (36) C13 and (12) C19 outlets. It is a 60 amp, 208 V, three phase PDU with an IEC 60309 3P+E 9h 60A (IP44) input plug and a 10 foot (3m) power cord. The PDU is black. | PC | 1 | 1 | 1 | 1 | 3396.58
61305661523 | P48D35M-BL1A | VERITCAL,(36) C13,(12)C19,MONITORE INPUT |  | PC | 1 | 10 | 1 | 1 | 3744.7
61305661541 | P48D35M-BL2A | VERITCAL,(36) C13,(12)C19,MONITORE INPUT |  | PC | 1 | 10 | 1 | 1 | 3744.7
61305661543 | P48D35M-BL2C | VERITCAL,(36) C13,(12)C19,MONITORE INPUT |  | PC | 1 | 10 | 1 | 1 | 3566.4
61305661535 | P48D35M-BU1A | VERITCAL,(36) C13,(12)C19,MONITORE INPUT |  | PC | 1 | 10 | 1 | 1 | 3744.7
61305661537 | P48D35M-BU1C | VERITCAL,(36) C13,(12)C19,MONITORE INPUT |  | PC | 1 | 10 | 1 | 1 | 3566.4
61305661553 | P48D35M-BU2A | VERITCAL,(36) C13,(12)C19,MONITORE INPUT |  | PC | 1 | 10 | 1 | 1 | 3744.7
61305661555 | P48D35M-BU2C | VERITCAL,(36) C13,(12)C19,MONITORE INPUT |  | PC | 1 | 10 | 1 | 1 | 3566.4
61305661525 | P48D35M-RD1A | VERITCAL,(36) C13,(12)C19,MONITORE INPUT |  | PC | 1 | 10 | 1 | 1 | 3744.7
61305661527 | P48D35M-RD1C | VERITCAL,(36) C13,(12)C19,MONITORE INPUT |  | PC | 1 | 10 | 1 | 1 | 3566.4
61305661544 | P48D35M-RD2A | VERITCAL,(36) C13,(12)C19,MONITORE INPUT |  | PC | 1 | 10 | 1 | 1 | 3744.7
61305661546 | P48D35M-RD2C | VERITCAL,(36) C13,(12)C19,MONITORE INPUT |  | PC | 1 | 10 | 1 | 1 | 3566.4
61305661531 | P48D35M-YL1A | VERITCAL,(36) C13,(12)C19,MONITORE INPUT |  | PC | 1 | 10 | 1 | 1 | 3744.7
61305661533 | P48D35M-YL1C | VERITCAL,(36) C13,(12)C19,MONITORE INPUT |  | PC | 1 | 10 | 1 | 1 | 3566.4
61305661550 | P48D35M-YL2A | VERITCAL,(36) C13,(12)C19,MONITORE INPUT |  | PC | 1 | 10 | 1 | 1 | 3744.7
61305661552 | P48D35M-YL2C | VERITCAL,(36) C13,(12)C19,MONITORE INPUT |  | PC | 1 | 10 | 1 | 1 | 3566.4
61305679909 | P48E03M | MS PDU, 415V, 30 AMP, (48)C13, IEC 60309 | The SmartZone™ G5 Monitored Switched PDU features (48) C13 outlets. It is a 30 amp, 415 V, three phase PDU with an IEC 60309 3P+N+E 6h 30A (IP67) input plug and a 10 foot (3m) power cord. The PDU is black. | PC | 1 | 30 | 1 | 1 | 4610.66
61305679910 | P48E04M | MS PDU, 415V, 30 AMP, (48)C13, NEMA L22- | The SmartZone™ G5 Monitored Switched PDU features (48) C13 outlets. It is a 30 amp, 415 V, three phase PDU with a NEMA L22-30P input plug and a 10 foot (3m) power cord. The PDU is black. | PC | 1 | 30 | 1 | 1 | 4496.82
61305679911 | P48E05M | MS PDU, 415V, 30 AMP, (42)C13, (6)C19, I | The SmartZone™ G5 Monitored Switched PDU features (42) C13 and (6) C19 outlets. It is a 30 amp, 415 V, three phase PDU with an IEC 60309 3P+N+E 6h 30A (IP67) input plug and a 10 foot (3m) power cord. The PDU is black. | PC | 1 | 30 | 1 | 1 | 4596.98
61305679912 | P48E06M | MS PDU, 415V, 30 AMP, (42)C13, (6)C19, N | The SmartZone™ G5 Monitored Switched PDU features (42) C13 and (6) C19 outlets. It is a 30 amp, 415 V, three phase PDU with a NEMA L22-30P input plug and a 10 foot (3m) power cord. The PDU is black. | PC | 1 | 30 | 1 | 1 | 4483.14
61305679916 | P48E11M | MS PDU, 415V, 30 AMP, (48)C13, IEC 60309 | The SmartZone™ G5 Monitored Switched PDU features (48) C13 outlets. It is a 30 amp, 415 V, three phase PDU with an IEC 60309 3P+N+E 6h 30A (IP44) input plug and a 10 foot (3m) power cord. The PDU is black. | PC | 1 | 30 | 1 | 1 | 4474.04
61305679917 | P48E12M | MS PDU, 415V, 30 AMP, (42)C13, (6)C19, I | The SmartZone™ G5 Monitored Switched PDU features (42) C13 and (6) C19 outlets. It is a 30 amp, 415 V, three phase PDU with an IEC 60309 3P+N+E 6h 30A (IP44) input plug and a 10 foot (3m) power cord. The PDU is black. | PC | 1 | 30 | 1 | 1 | 4460.4
61305631801 | P48E13M | VERTICAL,(36) C13,(12) C19,MONITORED SWI | The SmartZone™ G5 Monitored Switched PDU features (36) C13 and (12) C19 outlets. It is a 60 amp, 208 V, three phase PDU with an IEC 60309 3P+E 9h 60A (IP44) input plug and a 10 foot (3m) power cord. The PDU is black. | PC | 1 | 1 | 1 | 1 | 4533.84
61305661446 | P48E13M-BL1A | VERTICAL,(36) C13,(12) C19, MONITORED SW |  | PC | 1 | 10 | 1 | 1 | 4998.54
61305661427 | P48E13M-BL2A | VERTICAL,(36) C13,(12) C19, MONITORED SW |  | PC | 1 | 10 | 1 | 1 | 4998.54
61305661429 | P48E13M-BL2C | VERTICAL,(36) C13,(12) C19, MONITORED SW |  | PC | 1 | 10 | 1 | 1 | 4760.52
61305661421 | P48E13M-BU1A | VERTICAL,(36) C13,(12) C19, MONITORED SW |  | PC | 1 | 10 | 1 | 1 | 4998.54
61305661423 | P48E13M-BU1C | VERTICAL,(36) C13,(12) C19, MONITORED SW |  | PC | 1 | 10 | 1 | 1 | 4760.52
61305661440 | P48E13M-BU2A | VERTICAL,(36) C13,(12) C19, MONITORED SW |  | PC | 1 | 10 | 1 | 1 | 4998.54
61305661442 | P48E13M-BU2C | VERTICAL,(36) C13,(12) C19, MONITORED SW |  | PC | 1 | 10 | 1 | 1 | 4760.52
61305661448 | P48E13M-RD1A | VERTICAL,(36) C13,(12) C19, MONITORED SW |  | PC | 1 | 10 | 1 | 1 | 4998.54
61305661413 | P48E13M-RD1C | VERTICAL,(36) C13,(12) C19, MONITORED SW |  | PC | 1 | 10 | 1 | 1 | 4760.52
61305661430 | P48E13M-RD2A | VERTICAL,(36) C13,(12) C19, MONITORED SW |  | PC | 1 | 10 | 1 | 1 | 4998.54
61305661432 | P48E13M-RD2C | VERTICAL,(36) C13,(12) C19, MONITORED SW |  | PC | 1 | 10 | 1 | 1 | 4760.52
61305661417 | P48E13M-YL1A | VERTICAL,(36) C13,(12) C19, MONITORED SW |  | PC | 1 | 10 | 1 | 1 | 4998.54
61305661420 | P48E13M-YL1C | VERTICAL,(36) C13,(12) C19, MONITORED SW |  | PC | 1 | 10 | 1 | 1 | 4760.52
61305661437 | P48E13M-YL2A | VERTICAL,(36) C13,(12) C19, MONITORED SW |  | PC | 1 | 10 | 1 | 1 | 4998.54
61305661439 | P48E13M-YL2C | VERTICAL,(36) C13,(12) C19, MONITORED SW |  | PC | 1 | 10 | 1 | 1 | 4760.52
61305679921 | P48F03M | MPO PDU, 415V, 30 AMP, (48)C13, IEC 6030 | The SmartZone™ G5 Monitored Per Outlet PDU features (48) C13 outlets. It is a 30 amp, 415 V, three phase PDU with an IEC 60309 3P+N+E 6h 30A (IP67) input plug and a 10 foot (3m) power cord. The PDU is black. | PC | 1 | 30 | 1 | 1 | 5036.42
61305679922 | P48F04M | MPO PDU, 415V, 30 AMP, (48)C13, NEMA L22 | The SmartZone™ G5 Monitored Per Outlet PDU features (48) C13 outlets. It is a 30 amp, 415 V, three phase PDU with a NEMA L22-30P input plug and a 10 foot (3m) power cord. The PDU is black. | PC | 1 | 30 | 1 | 1 | 4922.56
61305676212 | P48F05M | MPO PDU, 415V, 30 AMP, (42)C13, (6)C19, | The SmartZone™ G5 Monitored Per Outlet PDU features (42) C13 and (6) C19 outlets. It is a 30 amp, 415 V, three phase PDU with an IEC 60309 3P+N+E 6h 30A (IP67) input plug and a 10 foot (3m) power cord. The PDU is black. | PC | 1 | 30 | 1 | 1 | 5054.64
61305679923 | P48F06M | MPO PDU, 415V, 30 AMP, (42)C13, (6)C19, | The SmartZone™ G5 Monitored Per Outlet PDU features (42) C13 and (6) C19 outlets. It is a 30 amp, 415 V, three phase PDU with a NEMA L22-30P input plug and a 10 foot (3m) power cord. The PDU is black. | PC | 1 | 30 | 1 | 1 | 4940.8
61305679927 | P48F11M | MPO PDU, 415V, 30 AMP, (48)C13, IEC 6030 | The SmartZone™ G5 Monitored Per Outlet PDU features (48) C13 outlets. It is a 30 amp, 415 V, three phase PDU with an IEC 60309 3P+N+E 6h 30A (IP44) input plug and a 10 foot (3m) power cord. The PDU is black. | PC | 1 | 30 | 1 | 1 | 4899.82
61305679928 | P48F12M | MPO PDU, 415V, 30 AMP, (42)C13, (6)C19, | The SmartZone™ G5 Monitored Per Outlet PDU features (42) C13 and (6) C19 outlets. It is a 30 amp, 415 V, three phase PDU with an IEC 60309 3P+N+E 6h 30A (IP44) input plug and a 10 foot (3m) power cord. The PDU is black. | PC | 1 | 30 | 1 | 1 | 4918.04
61305661195 | P48F19M-BL1A | VERTICAL, (36) C13,(12) C19,MONITORED OU |  | PC | 1 | 10 | 1 | 1 | 6269.3
61305661197 | P48F19M-BL2A | VERTICAL, (36) C13,(12) C19,MONITORED OU |  | PC | 1 | 10 | 1 | 1 | 6269.3
61305661199 | P48F19M-BL2C | VERTICAL, (36) C13,(12) C19,MONITORED OU |  | PC | 1 | 10 | 1 | 1 | 5970.76
61305661224 | P48F19M-BU1A | VERTICAL, (36) C13,(12) C19,MONITORED OU |  | PC | 1 | 10 | 1 | 1 | 6269.3
61305661226 | P48F19M-BU1C | VERTICAL, (36) C13,(12) C19,MONITORED OU |  | PC | 1 | 10 | 1 | 1 | 5970.76
61305661229 | P48F19M-BU2A | VERTICAL, (36) C13,(12) C19,MONITORED OU |  | PC | 1 | 10 | 1 | 1 | 6269.3
61305661233 | P48F19M-BU2C | VERTICAL, (36) C13,(12) C19,MONITORED OU |  | PC | 1 | 10 | 1 | 1 | 5970.76
61305661202 | P48F19M-RD1A | VERTICAL, (36) C13,(12) C19,MONITORED OU |  | PC | 1 | 10 | 1 | 1 | 6269.3
61305661214 | P48F19M-RD1C | VERTICAL, (36) C13,(12) C19,MONITORED OU |  | PC | 1 | 10 | 1 | 1 | 5970.76
61305661200 | P48F19M-RD2A | VERTICAL, (36) C13,(12) C19,MONITORED OU |  | PC | 1 | 10 | 1 | 1 | 6269.3
61305661211 | P48F19M-RD2C | VERTICAL, (36) C13,(12) C19,MONITORED OU |  | PC | 1 | 10 | 1 | 1 | 5970.76
61305661219 | P48F19M-YL1A | VERTICAL, (36) C13,(12) C19,MONITORED OU |  | PC | 1 | 10 | 1 | 1 | 6269.3
61305661223 | P48F19M-YL1C | VERTICAL, (36) C13,(12) C19,MONITORED OU |  | PC | 1 | 10 | 1 | 1 | 5970.76
61305661205 | P48F19M-YL2A | VERTICAL, (36) C13,(12) C19,MONITORED OU |  | PC | 1 | 10 | 1 | 1 | 6269.3
61305661227 | P48F19M-YL2C | VERTICAL, (36) C13,(12) C19,MONITORED OU |  | PC | 1 | 10 | 1 | 1 | 5970.76
61305679932 | P48G03M | MSPO PDU, 415V, 30 AMP, (48)C13, IEC 603 | The SmartZone™ G5 Monitored & Switched per Outlet PDU features (48) C13 outlets. It is a 30 amp, 415 V, three phase PDU with an IEC 60309 3P+N+E 6h 30A (IP67) input plug and a 10 foot (3m) power cord. The PDU is black. | PC | 1 | 30 | 1 | 1 | 5054.64
61305679933 | P48G04M | MSPO PDU, 415V, 30 AMP, (48)C13, NEMA L2 | The SmartZone™ G5 Monitored & Switched per Outlet PDU features (48) C13 outlets. It is a 30 amp, 415 V, three phase PDU with a NEMA L22-30P input plug and a 10 foot (3m) power cord. The PDU is black. | PC | 1 | 10 | 1 | 1 | 4940.8
61305679934 | P48G05M | MSPO PDU, 415V, 30 AMP, (42)C13, (6)C19, | The SmartZone™ G5 Monitored & Switched per Outlet PDU features (42) C13 and (6) C19 outlets. It is a 30 amp, 415 V, three phase PDU with an IEC 60309 3P+N+E 6h 30A (IP67) input plug and a 10 foot (3m) power cord. The PDU is black. | PC | 1 | 30 | 1 | 1 | 5027.32
61305679935 | P48G06M | MSPO PDU, 415V, 30 AMP, (42)C13, (6)C19, | The SmartZone™ G5 Monitored & Switched per Outlet PDU features (42) C13 and (6) C19 outlets. It is a 30 amp, 415 V, three phase PDU with a NEMA L22-30P input plug and a 10 foot (3m) power cord. The PDU is black. | PC | 1 | 30 | 1 | 1 | 4913.48
61305679940 | P48G12M | MSPO PDU, 415V, 30 AMP, (48)C13, IEC 603 | The SmartZone™ G5 Monitored & Switched per Outlet PDU features (48) C13 outlets. It is a 30 amp, 415 V, three phase PDU with an IEC 60309 3P+N+E 6h 30A (IP44) input plug and a 10 foot (3m) power cord. The PDU is black. | PC | 1 | 30 | 1 | 1 | 4918.04
61305679941 | P48G13M | MSPO PDU, 415V, 30 AMP, (42)C13, (6)C19, | The SmartZone™ G5 Monitored & Switched per Outlet PDU features (42) C13 and (6) C19 outlets. It is a 30 amp, 415 V, three phase PDU with an IEC 60309 3P+N+E 6h 30A (IP44) input plug and a 10 foot (3m) power cord. The PDU is black. | PC | 1 | 30 | 1 | 1 | 4890.7
61305631793 | P48G21M | VERTICAL,(36) C13,(12) C19,MONITORED & S | The SmartZone™ G5 Monitored & Switched per Outlet PDU features (36) C13 and (12) C19 outlets. It is a 60 amp, 208 V, three phase PDU with an IEC 60309 3P+E 9h 60A (IP44) input plug and a 10 foot (3m) power cord. The PDU is black. | PC | 1 | 1 | 1 | 1 | 5636.24
61305661298 | P48G21M-BL1A | VERTICAL,(36) C13,(12) C19,MONITORED & S |  | PC | 1 | 10 | 1 | 1 | 6213.96
61305661262 | P48G21M-BL2A | VERTICAL,(36) C13,(12) C19,MONITORED & S |  | PC | 1 | 10 | 1 | 1 | 6213.96
61305661268 | P48G21M-BL2C | VERTICAL,(36) C13,(12) C19,MONITORED & S |  | PC | 1 | 10 | 1 | 1 | 5918.06
61305661255 | P48G21M-BU1A | VERTICAL,(36) C13,(12) C19,MONITORED & S |  | PC | 1 | 10 | 1 | 1 | 6213.96
61305661257 | P48G21M-BU1C | VERTICAL,(36) C13,(12) C19,MONITORED & S |  | PC | 1 | 10 | 1 | 1 | 5918.06
61305661286 | P48G21M-BU2A | VERTICAL,(36) C13,(12) C19,MONITORED & S |  | PC | 1 | 10 | 1 | 1 | 6213.96
61305661290 | P48G21M-BU2C | VERTICAL,(36) C13,(12) C19,MONITORED & S |  | PC | 1 | 10 | 1 | 1 | 5918.06
61305661303 | P48G21M-RD1A | VERTICAL,(36) C13,(12) C19,MONITORED & S |  | PC | 1 | 10 | 1 | 1 | 6213.96
61305661308 | P48G21M-RD1C | VERTICAL,(36) C13,(12) C19,MONITORED & S |  | PC | 1 | 10 | 1 | 1 | 5918.06
61305661270 | P48G21M-RD2A | VERTICAL,(36) C13,(12) C19,MONITORED & S |  | PC | 1 | 10 | 1 | 1 | 6213.96
61305661272 | P48G21M-RD2C | VERTICAL,(36) C13,(12) C19,MONITORED & S |  | PC | 1 | 10 | 1 | 1 | 5918.06
61305661252 | P48G21M-YL1A | VERTICAL,(36) C13,(12) C19,MONITORED & S |  | PC | 1 | 10 | 1 | 1 | 6213.96
61305661254 | P48G21M-YL1C | VERTICAL,(36) C13,(12) C19,MONITORED & S |  | PC | 1 | 10 | 1 | 1 | 5918.06
61305661281 | P48G21M-YL2A | VERTICAL,(36) C13,(12) C19,MONITORED & S |  | PC | 1 | 10 | 1 | 1 | 6213.96
61305661285 | P48G21M-YL2C | VERTICAL,(36) C13,(12) C19,MONITORED & S |  | PC | 1 | 10 | 1 | 1 | 5918.06
61305679942 | P54B01M | BASIC PDU, 415V, 30 AMP, (48)C13, (6)C19 | The SmartZone™ G5 Basic PDU features (48) C13 and (6) C19 outlets. It is a 30 amp, 415 V, three phase PDU with an IEC 60309 3P+N+E 6h 30A (IP67) input plug and a 10 foot (3m) power cord. The PDU is black. | PC | 1 | 30 | 1 | 1 | 1959.26
61305679943 | P54B02M | BASIC PDU, 415V, 30 AMP, (48)C13, (6)C19 | The SmartZone™ G5 Basic PDU features (48) C13 and (6) C19 outlets. It is a 30 amp, 415 V, three phase PDU with an IEC 60309 3P+N+E 6h 30A (IP44) input plug and a 10 foot (3m) power cord. The PDU is black. | PC | 1 | 30 | 1 | 1 | 1822.62
61305679944 | P54B03M | BASIC PDU, 415V, 30 AMP, (48)C13, (6)C19 | The SmartZone™ G5 Basic PDU features (48) C13 and (6) C19 outlets. It is a 30 amp, 415 V, three phase PDU with a NEMA L22-30P input plug and a 10 foot (3m) power cord. The PDU is black. | PC | 1 | 30 | 1 | 1 | 1845.4
07498310515 | PCBANDBL-Q | Patch cord color bands,BL,PK25 | Snaps onto individual patch cable for additional color-coding, Black. | PC | 1 | 250 | 25 | 1 | 1.18
07498309648 | PCBANDBU-Q | Patch cord color bands,BU,PK25 | Snaps onto individual patch cable for additional color-coding, Blue. | PC | 1 | 250 | 25 | 1 | 1.18
07498310521 | PCBANDEI-Q | Patch cord color bands,EI,PK25 | Snaps onto individual patch cable for additional color-coding, Electric Ivory. | PC | 1 | 250 | 25 | 1 | 1.18
07498310518 | PCBANDGR-Q | Patch cord color bands,GR,PK25 | Snaps onto individual patch cable for additional color-coding, Green. | PC | 1 | 250 | 25 | 1 | 1.18
07498310514 | PCBANDIG-Q | Patch cord color bands,IG,PK25 | Snaps onto individual patch cable for additional color-coding, International Gray. | PC | 1 | 250 | 25 | 1 | 1.18
07498310519 | PCBANDOR-Q | Patch cord color bands,OR,PK25 | Snaps onto individual patch cable for additional color-coding, Orange. | PC | 1 | 250 | 25 | 1 | 1.18
07498310516 | PCBANDRD-Q | Patch cord color bands,RD,PK25 | Snaps onto individual patch cable for additional color-coding, Red. | PC | 1 | 250 | 25 | 1 | 1.18
07498310520 | PCBANDVL-Q | Patch cord color bands,VL,PK25 | Snaps onto individual patch cable for additional color-coding, Violet. | PC | 1 | 250 | 25 | 1 | 1.18
07498309649 | PCBANDWH-Q | Patch cord color bands,WH,PK25 | Snaps onto individual patch cable for additional color-coding, White. | PC | 1 | 250 | 25 | 1 | 1.18
07498310517 | PCBANDYL-Q | Patch cord color bands,YL,PK25 | Snaps onto individual patch cable for additional color-coding, Yellow. | PC | 1 | 250 | 25 | 1 | 1.18
07498311103 | PCRT1 | Patch Cord Removal Tool,EA | Easily removes copper and fiber patch cords in dense rack installations. | PC | 1 | 1 | 1 | 1 | 255.32
07498363831 | PDB110M | ReplaceBlade,5PairPunchTool,EA | Replacement blade for 5-pair punchdown tool. | PC | 1 | 1 | 1 | 1 | 48.56
07498363830 | PDH110M | ReplaceHeadAssy,5PairPunchdownTool,EA | Replacement head assembly for 5-pair punchdown tool. | PC | 1 | 1 | 1 | 1 | 83.48
07498339020 | PDT110 | PunchdownTooland Blade,110-style,IDC,EA | This punchdown tool and blade terminates and cuts 110 style IDCs in one operation. | PC | 1 | 1 | 1 | 1 | 317.2
07498363829 | PDT110M | Five Pair Punchdown Tool,EA | 5-pair punchdown tool, can terminate up to 5 pairs at a time. | PC | 1 | 1 | 1 | 1 | 255.98
07498339021 | PDTH110 | ReplaceBlade,SglPairPunchdownTool,EA | Replacement blade for single pair punchdown tool. | PC | 1 | 1 | 1 | 1 | 93.22
61305666364 | PE2VD06 | PE2V Cable Manager - 6" Wide - Double Si | The PatchRunner™ 2 Enhanced Vertical Cable Manager pairs ultra-high-density capability and versatility with its unique zero RU patching feature. The partially assembled manager installs easily to speed up deployment. The dual-sided manager has a metal bac | PC | 1 | 1 | 1 | 1 | 1706.28
61305666658 | PE2VD0696 | PE2V Cable Manager - 6" Wide - Double Si | The Panduit® Patchrunner® 2 Enhanced Vertical Cable Manager pairs ultra-high-density capability and versatility with its unique Zero RU patching feature. The partially assembled manager helps speed up deployment with an easy installation. Dual-sided, Stee | PC | 1 | 1 | 1 | 1 | 2047.58
61305666678 | PE2VD0696WH | PE2V Cable Manager - 6" Wide - Double Si | The Panduit® Patchrunner® 2 Enhanced Vertical Cable Manager pairs ultra-high-density capability and versatility with its unique Zero RU patching feature. The partially assembled manager helps speed up deployment with an easy installation. Dual-sided, Stee | PC | 1 | 1 | 1 | 1 | 2047.58
61305666647 | PE2VD06WH | PE2V Cable Manager - 6" Wide - Double Si | The Panduit® Patchrunner® 2 Enhanced Vertical Cable Manager pairs ultra-high-density capability and versatility with its unique Zero RU patching feature. The partially assembled manager helps speed up deployment with an easy installation. Dual-sided, Stee | PC | 1 | 1 | 1 | 1 | 1706.28
61305665628 | PE2VD08 | PE2V Cable Manager - 8" Wide - Double Si | The PatchRunner™ 2 Enhanced Vertical Cable Manager pairs ultra-high-density capability and versatility with its unique zero RU patching feature. The partially assembled manager installs easily to speed up deployment. The dual-sided manager has a metal bac | PC | 1 | 1 | 1 | 1 | 1899.64
61305666657 | PE2VD0896 | PE2V Cable Manager - 8" Wide - Double Si | The Panduit® Patchrunner® 2 Enhanced Vertical Cable Manager pairs ultra-high-density capability and versatility with its unique Zero RU patching feature. The partially assembled manager helps speed up deployment with an easy installation. Dual-sided, Stee | PC | 1 | 1 | 1 | 1 | 2279.54
61305666679 | PE2VD0896WH | PE2V Cable Manager - 8" Wide - Double Si | The Panduit® Patchrunner® 2 Enhanced Vertical Cable Manager pairs ultra-high-density capability and versatility with its unique Zero RU patching feature. The partially assembled manager helps speed up deployment with an easy installation. Dual-sided, Stee | PC | 1 | 1 | 1 | 1 | 2279.54
61305666648 | PE2VD08WH | PE2V Cable Manager - 8" Wide - Double Si | The Panduit® Patchrunner® 2 Enhanced Vertical Cable Manager pairs ultra-high-density capability and versatility with its unique Zero RU patching feature. The partially assembled manager helps speed up deployment with an easy installation. Dual-sided, Stee | PC | 1 | 1 | 1 | 1 | 1899.64
61305665111 | PE2VD10 | PE2V Cable Manager - 10" Wide - Double S | The Panduit® Patchrunner® 2 Enhanced Vertical Cable Manager pairs ultra-high-density capability and versatility with its unique Zero RU patching feature. The partially assembled manager helps speed up deployment with an easy installation. Dual-sided, Stee | PC | 1 | 1 | 1 | 1 | 2117.6
61305666656 | PE2VD1096 | PE2V Cable Manager - 10" Wide - Double S | The Panduit® Patchrunner® 2 Enhanced Vertical Cable Manager pairs ultra-high-density capability and versatility with its unique Zero RU patching feature. The partially assembled manager helps speed up deployment with an easy installation. Dual-sided, Stee | PC | 1 | 1 | 1 | 1 | 2541.14
61305666680 | PE2VD1096WH | PE2V Cable Manager - 10" Wide - Double S | The Panduit® Patchrunner® 2 Enhanced Vertical Cable Manager pairs ultra-high-density capability and versatility with its unique Zero RU patching feature. The partially assembled manager helps speed up deployment with an easy installation. Dual-sided, Stee | PC | 1 | 1 | 1 | 1 | 2541.14
61305666649 | PE2VD10WH | PE2V Cable Manager - 10" Wide - Double S | The Panduit® Patchrunner® 2 Enhanced Vertical Cable Manager pairs ultra-high-density capability and versatility with its unique Zero RU patching feature. The partially assembled manager helps speed up deployment with an easy installation. Dual-sided, Stee | PC | 1 | 1 | 1 | 1 | 2117.6
61305657912 | PE2VD12 | PE2V Cable Manager - 12" Wide - Double S | The PatchRunner™ 2 Enhanced Vertical Cable Manager pairs ultra-high-density capability and versatility with its unique zero RU patching feature. The partially assembled manager installs easily to speed up deployment. The dual-sided manager has a metal bac | PC | 1 | 1 | 1 | 1 | 2346.36
61305666655 | PE2VD1296 | PE2V Cable Manager - 12" Wide - Double S | The Panduit® Patchrunner® 2 Enhanced Vertical Cable Manager pairs ultra-high-density capability and versatility with its unique Zero RU patching feature. The partially assembled manager helps speed up deployment with an easy installation. Dual-sided, Stee | PC | 1 | 1 | 1 | 1 | 2815.72
61305666681 | PE2VD1296WH | PE2V Cable Manager - 12" Wide - Double S | The Panduit® Patchrunner® 2 Enhanced Vertical Cable Manager pairs ultra-high-density capability and versatility with its unique Zero RU patching feature. The partially assembled manager helps speed up deployment with an easy installation. Dual-sided, Stee | PC | 1 | 1 | 1 | 1 | 2815.72
61305666650 | PE2VD12WH | PE2V Cable Manager - 12" Wide - Double S | The Panduit® Patchrunner® 2 Enhanced Vertical Cable Manager pairs ultra-high-density capability and versatility with its unique Zero RU patching feature. The partially assembled manager helps speed up deployment with an easy installation. Dual-sided, Stee | PC | 1 | 1 | 1 | 1 | 2346.36
61305671810 | PE2VEP | Patchrunner Enhanced 2 Vertical End Pane | End Panel, for PE2V, 45 RU, Steel, Black | PC | 1 | 1 | 1 | 1 | 348.58
61305671811 | PE2VEP96 | Patchrunner Enhanced 2 Vertical End Pane | End Panel, for PE2V, 52 RU, Steel, Black | PC | 1 | 1 | 1 | 1 | 418.32
61305671739 | PE2VEP96WH | Patchrunner Enhanced 2 Vertical End Pane | End Panel, for PE2V, 52 RU, Steel, White | PC | 1 | 1 | 1 | 1 | 418.32
61305671737 | PE2VEPWH | Patchrunner Enhanced 2 Vertical End Pane | End Panel, for PE2V, 45 RU, Steel, White | PC | 1 | 1 | 1 | 1 | 348.58
61305666651 | PE2VFD06 | PE2V Cable Manager - 6" Wide - Single Si | The PatchRunner™ 2 Enhanced Vertical Cable Manager pairs ultra-high-density capability and versatility with its unique zero RU patching feature. The partially assembled manager installs easily to speed up deployment. The single-sided manager has a metal b | PC | 1 | 1 | 1 | 1 | 1067.08
61305666662 | PE2VFD0696 | PE2V Cable Manager - 6" Wide - Single Si | The Panduit® Patchrunner® 2 Enhanced Vertical Cable Manager pairs ultra-high-density capability and versatility with its unique Zero RU patching feature. The partially assembled manager helps speed up deployment with an easy installation. Single-Sided, St | PC | 1 | 1 | 1 | 1 | 1280.44
61305666683 | PE2VFD0696WH | PE2V Cable Manager - 6" Wide - Single Si | The Panduit® Patchrunner® 2 Enhanced Vertical Cable Manager pairs ultra-high-density capability and versatility with its unique Zero RU patching feature. The partially assembled manager helps speed up deployment with an easy installation. Single-Sided, St | PC | 1 | 1 | 1 | 1 | 1280.44
61305666682 | PE2VFD06WH | PE2V Cable Manager - 6" Wide - Single Si | The Panduit® Patchrunner® 2 Enhanced Vertical Cable Manager pairs ultra-high-density capability and versatility with its unique Zero RU patching feature. The partially assembled manager helps speed up deployment with an easy installation. Single-Sided, St | PC | 1 | 1 | 1 | 1 | 1067.08
61305666652 | PE2VFD08 | PE2V Cable Manager - 8" Wide - Single Si | The Panduit® Patchrunner® 2 Enhanced Vertical Cable Manager pairs ultra-high-density capability and versatility with its unique Zero RU patching feature. The partially assembled manager helps speed up deployment with an easy installation. Single-Sided, St | PC | 1 | 1 | 1 | 1 | 1159.62
61305666661 | PE2VFD0896 | PE2V Cable Manager - 8" Wide - Single Si | The Panduit® Patchrunner® 2 Enhanced Vertical Cable Manager pairs ultra-high-density capability and versatility with its unique Zero RU patching feature. The partially assembled manager helps speed up deployment with an easy installation. Single-Sided, St | PC | 1 | 1 | 1 | 1 | 1400.18
61305666685 | PE2VFD0896WH | PE2V Cable Manager - 8" Wide - Single Si | The Panduit® Patchrunner® 2 Enhanced Vertical Cable Manager pairs ultra-high-density capability and versatility with its unique Zero RU patching feature. The partially assembled manager helps speed up deployment with an easy installation. Single-Sided, St | PC | 1 | 1 | 1 | 1 | 1400.18
61305666684 | PE2VFD08WH | PE2V Cable Manager - 8" Wide - Single Si | The Panduit® Patchrunner® 2 Enhanced Vertical Cable Manager pairs ultra-high-density capability and versatility with its unique Zero RU patching feature. The partially assembled manager helps speed up deployment with an easy installation. Single-Sided, St | PC | 1 | 1 | 1 | 1 | 1159.62
61305666653 | PE2VFD10 | PE2V Cable Manager - 10" Wide - Single S | The Panduit® Patchrunner® 2 Enhanced Vertical Cable Manager pairs ultra-high-density capability and versatility with its unique Zero RU patching feature. The partially assembled manager helps speed up deployment with an easy installation. Single-Sided, St | PC | 1 | 1 | 1 | 1 | 1267.8
61305666660 | PE2VFD1096 | PE2V Cable Manager - 10" Wide - Single S | The Panduit® Patchrunner® 2 Enhanced Vertical Cable Manager pairs ultra-high-density capability and versatility with its unique Zero RU patching feature. The partially assembled manager helps speed up deployment with an easy installation. Single-Sided, St | PC | 1 | 1 | 1 | 1 | 1519.92
61305666687 | PE2VFD1096WH | PE2V Cable Manager - 10" Wide - Single S | The Panduit® Patchrunner® 2 Enhanced Vertical Cable Manager pairs ultra-high-density capability and versatility with its unique Zero RU patching feature. The partially assembled manager helps speed up deployment with an easy installation. Single-Sided, St | PC | 1 | 1 | 1 | 1 | 1519.92
61305666686 | PE2VFD10WH | PE2V Cable Manager - 10" Wide - Single S | The Panduit® Patchrunner® 2 Enhanced Vertical Cable Manager pairs ultra-high-density capability and versatility with its unique Zero RU patching feature. The partially assembled manager helps speed up deployment with an easy installation. Single-Sided, St | PC | 1 | 1 | 1 | 1 | 1267.8
61305666654 | PE2VFD12 | PE2V Cable Manager - 12" Wide - Single S | The Panduit® Patchrunner® 2 Enhanced Vertical Cable Manager pairs ultra-high-density capability and versatility with its unique Zero RU patching feature. The partially assembled manager helps speed up deployment with an easy installation. Single-Sided, St | PC | 1 | 1 | 1 | 1 | 1346.68
61305666659 | PE2VFD1296 | PE2V Cable Manager - 12" Wide - Single S | The Panduit® Patchrunner® 2 Enhanced Vertical Cable Manager pairs ultra-high-density capability and versatility with its unique Zero RU patching feature. The partially assembled manager helps speed up deployment with an easy installation. Single-Sided, St | PC | 1 | 1 | 1 | 1 | 1626.12
61305666689 | PE2VFD1296WH | PE2V Cable Manager - 12" Wide - Single S | The Panduit® Patchrunner® 2 Enhanced Vertical Cable Manager pairs ultra-high-density capability and versatility with its unique Zero RU patching feature. The partially assembled manager helps speed up deployment with an easy installation. Single-Sided, St | PC | 1 | 1 | 1 | 1 | 1626.12
61305666688 | PE2VFD12WH | PE2V Cable Manager - 12" Wide - Single S | The Panduit® Patchrunner® 2 Enhanced Vertical Cable Manager pairs ultra-high-density capability and versatility with its unique Zero RU patching feature. The partially assembled manager helps speed up deployment with an easy installation. Single-Sided, St | PC | 1 | 1 | 1 | 1 | 1346.68
61305668573 | PE2VSD06 | PE2V Cable Manager - 6" Wide - Single Do | The Panduit® Patchrunner® 2 Enhanced Vertical Cable Manager pairs ultra-high-density capability and versatility with its unique Zero RU patching feature. The partially assembled manager helps speed up deployment with an easy installation. Dual-sided, Stee | PC | 1 | 1 | 1 | 1 | 1305.2
61305671067 | PE2VSD0696 | PE2V Cable Manager - 6" Wide - Single Do | The Panduit® Patchrunner® 2 Enhanced Vertical Cable Manager pairs ultra-high-density capability and versatility with its unique Zero RU patching feature. The partially assembled manager helps speed up deployment with an easy installation. Dual-sided, Stee | PC | 1 | 1 | 1 | 1 | 1566.22
61305671071 | PE2VSD0696WH | PE2V Cable Manager - 6" Wide - Single Do | The Panduit® Patchrunner® 2 Enhanced Vertical Cable Manager pairs ultra-high-density capability and versatility with its unique Zero RU patching feature. The partially assembled manager helps speed up deployment with an easy installation. Dual-sided, Stee | PC | 1 | 1 | 1 | 1 | 1566.22
61305671063 | PE2VSD06WH | PE2V Cable Manager - 6" Wide - Single Do | The Panduit® Patchrunner® 2 Enhanced Vertical Cable Manager pairs ultra-high-density capability and versatility with its unique Zero RU patching feature. The partially assembled manager helps speed up deployment with an easy installation. Dual-sided, Stee | PC | 1 | 1 | 1 | 1 | 1305.2
61305668574 | PE2VSD08 | PE2V Cable Manager - 8" Wide - Single Do | The Panduit® Patchrunner® 2 Enhanced Vertical Cable Manager pairs ultra-high-density capability and versatility with its unique Zero RU patching feature. The partially assembled manager helps speed up deployment with an easy installation. Dual-sided, Stee | PC | 1 | 1 | 1 | 1 | 1455.26
61305671068 | PE2VSD0896 | PE2V Cable Manager - 8" Wide - Single Do | The Panduit® Patchrunner® 2 Enhanced Vertical Cable Manager pairs ultra-high-density capability and versatility with its unique Zero RU patching feature. The partially assembled manager helps speed up deployment with an easy installation. Dual-sided, Stee | PC | 1 | 1 | 1 | 1 | 1746.28
61305671072 | PE2VSD0896WH | PE2V Cable Manager - 8" Wide - Single Do | The Panduit® Patchrunner® 2 Enhanced Vertical Cable Manager pairs ultra-high-density capability and versatility with its unique Zero RU patching feature. The partially assembled manager helps speed up deployment with an easy installation. Dual-sided, Stee | PC | 1 | 1 | 1 | 1 | 1746.28
61305671064 | PE2VSD08WH | PE2V Cable Manager - 8" Wide - Single Do | The Panduit® Patchrunner® 2 Enhanced Vertical Cable Manager pairs ultra-high-density capability and versatility with its unique Zero RU patching feature. The partially assembled manager helps speed up deployment with an easy installation. Dual-sided, Stee | PC | 1 | 1 | 1 | 1 | 1455.26
61305671061 | PE2VSD10 | PE2V Cable Manager - 10" Wide - Single D | The Panduit® Patchrunner® 2 Enhanced Vertical Cable Manager pairs ultra-high-density capability and versatility with its unique Zero RU patching feature. The partially assembled manager helps speed up deployment with an easy installation. Dual-sided, Stee | PC | 1 | 1 | 1 | 1 | 1633.2
61305671069 | PE2VSD1096 | PE2V Cable Manager - 10" Wide - Single D | The Panduit® Patchrunner® 2 Enhanced Vertical Cable Manager pairs ultra-high-density capability and versatility with its unique Zero RU patching feature. The partially assembled manager helps speed up deployment with an easy installation. Dual-sided, Stee | PC | 1 | 1 | 1 | 1 | 1959.86
61305671073 | PE2VSD1096WH | PE2V Cable Manager - 10" Wide - Single D | The Panduit® Patchrunner® 2 Enhanced Vertical Cable Manager pairs ultra-high-density capability and versatility with its unique Zero RU patching feature. The partially assembled manager helps speed up deployment with an easy installation. Dual-sided, Stee | PC | 1 | 1 | 1 | 1 | 1959.86
61305671065 | PE2VSD10WH | PE2V Cable Manager - 10" Wide - Single D | The Panduit® Patchrunner® 2 Enhanced Vertical Cable Manager pairs ultra-high-density capability and versatility with its unique Zero RU patching feature. The partially assembled manager helps speed up deployment with an easy installation. Dual-sided, Stee | PC | 1 | 1 | 1 | 1 | 1633.2
61305671062 | PE2VSD12 | PE2V Cable Manager - 12" Wide - Single D | The Panduit® Patchrunner® 2 Enhanced Vertical Cable Manager pairs ultra-high-density capability and versatility with its unique Zero RU patching feature. The partially assembled manager helps speed up deployment with an easy installation. Dual-sided, Stee | PC | 1 | 1 | 1 | 1 | 1835.62
61305671070 | PE2VSD1296 | PE2V Cable Manager - 12" Wide - Single D | The Panduit® Patchrunner® 2 Enhanced Vertical Cable Manager pairs ultra-high-density capability and versatility with its unique Zero RU patching feature. The partially assembled manager helps speed up deployment with an easy installation. Dual-sided, Stee | PC | 1 | 1 | 1 | 1 | 2202.78
61305671074 | PE2VSD1296WH | PE2V Cable Manager - 12" Wide - Single D | The Panduit® Patchrunner® 2 Enhanced Vertical Cable Manager pairs ultra-high-density capability and versatility with its unique Zero RU patching feature. The partially assembled manager helps speed up deployment with an easy installation. Dual-sided, Stee | PC | 1 | 1 | 1 | 1 | 2202.78
61305671066 | PE2VSD12WH | PE2V Cable Manager - 12" Wide - Single D | The Panduit® Patchrunner® 2 Enhanced Vertical Cable Manager pairs ultra-high-density capability and versatility with its unique Zero RU patching feature. The partially assembled manager helps speed up deployment with an easy installation. Dual-sided, Stee | PC | 1 | 1 | 1 | 1 | 1835.62
61305673514 | PE2VWF | Waterfall trough for use with PatchRunne | Waterfall Trough, for PE2V, 2P/4P racks, Steel, Black | PC | 1 | 1 | 1 | 1 | 243.28
61305673275 | PE2VWFWH | Waterfall trough for use with PatchRunne | Waterfall Trough, for PE2V, 2P/4P racks, Steel, White | PC | 1 | 1 | 1 | 1 | 243.28
07498378491 | PEB1 | PanelExtenderBracket,1RU,EA | The Panduit Panel Extender Bracket can be used to mount 19in wide accessories and managers in a 23in wide rack. Steel, 1 RU, Black, 1pc includes 2 extender brackets and screws. | PC | 1 | 10 | 1 | 1 | 39.6
07498378492 | PEB2 | PanelExtenderBracket,2RU,EA | The Panduit Panel Extender Bracket can be used to mount 19in wide accessories and managers in a 23in wide rack. Steel, 2 RU, Black, 1pc includes 2 extender brackets and screws. | PC | 1 | 10 | 1 | 1 | 48.98
61305631949 | PFO6X04BL-CEG | Copper Cable, Category 6A, 4-pair, 23AWG | The TX6A™ Cat 6A shielded copper cable is a F/UTP Outside Plant (OSP) cable. The cable has a gel-filled construction to prevent moisture migration in underground and wet applications and a wide temperature range for extreme weather environments. The coppe | RL | 1 | 6 | 1 | 1 | 1378.12
61305656957 | PFO6X04BL-CEG-S | Copper Cable, Category 6A, 4-pair, 23AWG |  | RL | 1 | 1 | 1 | 1 | 1409
61305657117 | PFP6C04BL-UG | Copper Cable, Cat 6, 4 pair, 23 AWG, F/ | Copper Cable, Cat 6, 4 pair, 23 AWG, F/UTP, CMP, Black, 1000 ft | MF | 1000 | 20000 | 1000 | 1 | 1276.28
61305657118 | PFP6C04BU-UG | Copper Cable, Cat 6, 4 pair, 23 AWG, F/ | Copper Cable, Cat 6, 4 pair, 23 AWG, F/UTP, CMP, Blue, 1000 ft | MF | 1000 | 5000 | 1000 | 1 | 1276.28
61305657120 | PFP6C04GR-UG | Copper Cable, Cat 6, 4 pair, 23 AWG, F/ | Copper Cable, Cat 6, 4 pair, 23 AWG, F/UTP, CMP, Green, 1000 ft | MF | 1000 | 20000 | 1000 | 1 | 1276.28
61305657119 | PFP6C04IG-UG | Copper Cable, Cat 6, 4 pair, 23 AWG, F/ | Copper Cable, Cat 6, 4 pair, 23 AWG, F/UTP, CMP, Int Gray, 1000 ft | MF | 1000 | 20000 | 1000 | 1 | 1276.28
61305657122 | PFP6C04OR-UG | Copper Cable, Cat 6, 4 pair, 23 AWG, F/ | Copper Cable, Cat 6, 4 pair, 23 AWG, F/UTP, CMP, Orange, 1000 ft | MF | 1000 | 20000 | 1000 | 1 | 1276.28
61305657121 | PFP6C04RD-UG | Copper Cable, Cat 6, 4 pair, 23 AWG, F/ | Copper Cable, Cat 6, 4 pair, 23 AWG, F/UTP, CMP, Red, 1000 ft | MF | 1000 | 20000 | 1000 | 1 | 1276.28
61305657123 | PFP6C04VL-UG | Copper Cable, Cat 6, 4 pair, 23 AWG, F/ | Copper Cable, Cat 6, 4 pair, 23 AWG, F/UTP, CMP, Violet, 1000 ft | MF | 1000 | 20000 | 1000 | 1 | 1276.28
61305657124 | PFP6C04WH-UG | Copper Cable, Cat 6, 4 pair, 23 AWG, F/ | Copper Cable, Cat 6, 4 pair, 23 AWG, F/UTP, CMP, White, 1000 ft | MF | 1000 | 5000 | 1000 | 1 | 1276.28
61305657125 | PFP6C04YL-UG | Copper Cable, Cat 6, 4 pair, 23 AWG, F/ | Copper Cable, Cat 6, 4 pair, 23 AWG, F/UTP, CMP, Yellow, 1000 ft | MF | 1000 | 20000 | 1000 | 1 | 1276.28
07498395067 | PFP6X04BL-UG | ****Copper Cable, Cat 6A, 4-Pair, 23 AWG | Copper Cable, Cat 6A, 4-Pair, 23 AWG, F/UTP, CMP, Black, 1000ft/305m | MF | 1000 | 18000 | 1000 | 1 | 1433.26
07498395068 | PFP6X04BU-UG | CU,Cable,Cat6A,4-Pr,23A,CMP,BU,305m | Shielded copper cable, category 6A F/UTP, plenum (CMP), 4-pair, conductors are 23 AWG with PE insulation, twisted in pairs, separated by an integrated pair separator, all four pairs surrounded by an overall metallic foil shield and protected by a plenum j | MF | 1000 | 9000 | 1000 | 1 | 1433.26
07498334685 | PFP6X04BU-UG-S | Copper Cable, Cat 6A, 4-Pair, 23 AWG, F/ | Copper Cable, Cat 6A, 4-Pair, 23 AWG, F/UTP, CMP, BLUE, 1000ft | MF | 1000 | 1000 | 1000 | 1 | 1477.36
07498395069 | PFP6X04GR-UG | ****Copper Cable, Cat 6A, 4-Pair, 23 AWG | Copper Cable, Cat 6A, 4-Pair, 23 AWG, F/UTP, CMP, Green, 1000ft/305m | MF | 1000 | 18000 | 1000 | 1 | 1433.26
07498395070 | PFP6X04IG-UG | CuCbl,Cat6A,4Pa,23AWG,IG,1000ft,PK1000 | Copper Cable, Cat 6A, 4-Pair, 23 AWG, F/UTP, CMP, Intl Gray, 1000ft/305m | MF | 1000 | 18000 | 1000 | 1 | 1433.26
07498395071 | PFP6X04OR-UG | ****Copper Cable, Cat 6A, 4-Pair, 23 AWG | Copper Cable, Cat 6A, 4-Pair, 23 AWG, F/UTP, CMP, Orange, 1000ft/305m | MF | 1000 | 18000 | 1000 | 1 | 1433.26
07498395072 | PFP6X04RD-UG | ****Copper Cable, Cat 6A, 4-Pair, 23 AWG | Copper Cable, Cat 6A, 4-Pair, 23 AWG, F/UTP, CMP, Red, 1000ft/305m | MF | 1000 | 18000 | 1000 | 1 | 1433.26
07498395073 | PFP6X04VL-UG | ****Copper Cable, Cat 6A, 4-Pair, 23 AWG | Copper Cable, Cat 6A, 4-Pair, 23 AWG, F/UTP, CMP, Violet, 1000ft/305m | MF | 1000 | 18000 | 1000 | 1 | 1433.26
07498395074 | PFP6X04WH-UG | CU Cable,Cat6A,4P,23AWG,CMP,WH,1000Ft. | Shielded copper cable, category 6A F/UTP, plenum (CMP), 4-pair, conductors are 23 AWG with PE insulation, twisted in pairs, separated by an integrated pair separator, all four pairs surrounded by an overall metallic foil shield and protected by a plenum j | MF | 1000 | 9000 | 1000 | 1 | 1433.26
07498334686 | PFP6X04WH-UG-S | Copper Cable, Cat 6A, 4-Pair, 23 AWG, F/ | Copper Cable, Cat 6A, 4-Pair, 23 AWG, F/UTP, CMP, WHITE, 1000ft | MF | 1000 | 1000 | 1000 | 1 | 1477.36
07498395075 | PFP6X04YL-UG | ****Copper Cable, Cat 6A, 4-Pair, 23 AWG | Copper Cable, Cat 6A, 4-Pair, 23 AWG, F/UTP, CMP, Yellow, 1000ft/305m | MF | 1000 | 18000 | 1000 | 1 | 1433.26
61305671116 | PFR6C04BL-UG | Copper Cable, Cat 6, 4 pair, 23 AWG, F/ | Copper Cable, Cat 6, 4 pair, 24 AWG, U/UTP, CMR, Black, 1000 ft | MF | 1000 | 20000 | 1000 | 1 | 870.06
61305671569 | PFR6C04BU-UG | Copper Cable, Cat 6, 4 pair, 23 AWG, F/ | Copper Cable, Cat 6, 4 pair, 24 AWG, F/UTP, CMR, Blue, 1000 ft | MF | 1000 | 5000 | 1000 | 1 | 870.06
61305671570 | PFR6C04GR-UG | Copper Cable, Cat 6, 4 pair, 23 AWG, F/ | Copper Cable, Cat 6, 4 pair, 24 AWG, U/UTP, CMR, Green, 1000 ft | MF | 1000 | 20000 | 1000 | 1 | 870.06
61305671571 | PFR6C04IG-UG | Copper Cable, Cat 6, 4 pair, 23 AWG, F/ | Copper Cable, Cat 6, 4 pair, 24 AWG, U/UTP, CMR, Int Gray, 1000 ft | MF | 1000 | 20000 | 1000 | 1 | 870.06
61305671572 | PFR6C04OR-UG | Copper Cable, Cat 6, 4 pair, 23 AWG, F/ | Copper Cable, Cat 6, 4 pair, 24 AWG, U/UTP, CMR, Orange, 1000 ft | MF | 1000 | 20000 | 1000 | 1 | 870.06
61305671573 | PFR6C04RD-UG | Copper Cable, Cat 6, 4 pair, 23 AWG, F/ | Copper Cable, Cat 6, 4 pair, 24 AWG, U/UTP, CMR, Red, 1000 ft | MF | 1000 | 20000 | 1000 | 1 | 870.06
61305671574 | PFR6C04VL-UG | Copper Cable, Cat 6, 4 pair, 23 AWG, F/ | Copper Cable, Cat 6, 4 pair, 24 AWG, U/UTP, CMR, Violet, 1000 ft | MF | 1000 | 20000 | 1000 | 1 | 870.06
61305671576 | PFR6C04WH-UG | Copper Cable, Cat 6, 4 pair, 23 AWG, F/ | Copper Cable, Cat 6, 4 pair, 24 AWG, U/UTP, CMR, White, 1000 ft | MF | 1000 | 5000 | 5000 | 1 | 870.06
61305671578 | PFR6C04YL-UG | Copper Cable, Cat 6, 4 pair, 23 AWG, F/ | Copper Cable, Cat 6, 4 pair, 24 AWG, U/UTP, CMR, Yellow, 1000 ft | MF | 1000 | 20000 | 1000 | 1 | 870.06
07498363963 | PFR6X04BL-CG | Copper Cable, Cat 6A, 4-Pair, 23 AWG, F/ | Category 6A, riser (CMR) 4-pair F/UTP shielded copper cable. Conductors are 23 AWG with PE insulation. Conductors are twisted in pairs, separated by an integrated pair separator, all four pairs surrounded by an overall metallic foil shield and protected b | MF | 1000 | 27000 | 1000 | 1 | 639.46
07498363977 | PFR6X04BU-CG | CU,Cable,Cat6A,23A,F/UTP,CMR,BU,305m | Shielded copper cable, category 6A F/UTP, riser (CMR), 4-pair, conductors are 23 AWG with PE insulation, twisted in pairs, separated by an integrated pair separator, all four pairs surrounded by an overall metallic foil shield and protected by a riser jac | MF | 1000 | 9000 | 1000 | 1 | 639.46
07498335007 | PFR6X04BU-CG-S | Copper Cable, Cat 6A, 4-Pair, 23 AWG, F/ | Copper Cable, Cat 6A, 4-Pair, 23 AWG, F/UTP, CMR, Blue, 1000ft | MF | 1000 | 1000 | 1000 | 1 | 815.86
07498363964 | PFR6X04GR-CG | Copper Cable, Cat 6A, 4-Pair, 23 AWG, F/ | Category 6A, riser (CMR) 4-pair F/UTP shielded copper cable. Conductors are 23 AWG with PE insulation. Conductors are twisted in pairs, separated by an integrated pair separator, all four pairs surrounded by an overall metallic foil shield and protected b | MF | 1000 | 27000 | 1000 | 1 | 639.46
07498363966 | PFR6X04IG-CG | Copper Cable, Cat 6A, 4-Pair, 23 AWG, F/ | Category 6A, riser (CMR) 4-pair F/UTP shielded copper cable. Conductors are 23 AWG with PE insulation. Conductors are twisted in pairs, separated by an integrated pair separator, all four pairs surrounded by an overall metallic foil shield and protected b | MF | 1000 | 27000 | 27000 | 1 | 639.46
07498363965 | PFR6X04OR-CG | Copper Cable, Cat 6A, 4-Pair, 23 AWG, F/ | Category 6A, riser (CMR) 4-pair F/UTP shielded copper cable. Conductors are 23 AWG with PE insulation. Conductors are twisted in pairs, separated by an integrated pair separator, all four pairs surrounded by an overall metallic foil shield and protected b | MF | 1000 | 27000 | 27000 | 1 | 639.46
07498363967 | PFR6X04RD-CG | Copper Cable, Cat 6A, 4-Pair, 23 AWG, F/ | Category 6A, riser (CMR) 4-pair F/UTP shielded copper cable. Conductors are 23 AWG with PE insulation. Conductors are twisted in pairs, separated by an integrated pair separator, all four pairs surrounded by an overall metallic foil shield and protected b | MF | 1000 | 27000 | 1000 | 1 | 639.46
07498363970 | PFR6X04VL-CG | Copper Cable, Cat 6A, 4-Pair, 23 AWG, F/ | Category 6A, riser (CMR) 4-pair F/UTP shielded copper cable. Conductors are 23 AWG with PE insulation. Conductors are twisted in pairs, separated by an integrated pair separator, all four pairs surrounded by an overall metallic foil shield and protected b | MF | 1000 | 27000 | 1000 | 1 | 639.46
07498363959 | PFR6X04WH-CG | Copper Cable, Cat 6A, 4-Pair, 23 AWG, F/ | Shielded copper cable, category 6A F/UTP, riser (CMR), 4-pair, conductors are 23 AWG with PE insulation, twisted in pairs, separated by an integrated pair separator, all four pairs surrounded by an overall metallic foil shield and protected by a riser jac | MF | 1000 | 9000 | 1000 | 1 | 639.46
07498335017 | PFR6X04WH-CG-S | Copper Cable, Cat 6A, 4-Pair, 23 AWG, F/ | Copper Cable, Cat 6A, 4-Pair, 23 AWG, F/UTP, CMR, White, 1000ft | MF | 1000 | 1000 | 1000 | 1 | 639.46
07498363971 | PFR6X04YL-CG | Copper Cable, Cat 6A, 4-Pair, 23 AWG, F/ | Category 6A, riser (CMR) 4-pair F/UTP shielded copper cable. Conductors are 23 AWG with PE insulation. Conductors are twisted in pairs, separated by an integrated pair separator, all four pairs surrounded by an overall metallic foil shield and protected b | MF | 1000 | 27000 | 1000 | 1 | 639.46
61305634713 | PHQ4SFP2A1MBL | QSFP28 to SFP28 Breakout Copper Cable As | Direct attach passive copper breakout cable assembly features factory-terminated QSFP28 to four SFP28 modular connectors. The high-speed, 8-pair assembly has twinaxial cable, is black, and 1 meter in length. | PC | 1 | 1 | 1 | 1 | 539.68
61305634714 | PHQ4SFP2A2MBL | QSFP28 to SFP28 Breakout Copper Cable As | Direct attach passive copper breakout cable assembly features factory-terminated QSFP28 to four SFP28 modular connectors. The high-speed, 8-pair assembly has twinaxial cable, is black, and 2 meters in length. | PC | 1 | 1 | 1 | 1 | 673.24
61305634715 | PHQ4SFP2A3MBL | QSFP28 to SFP28 Breakout Copper Cable As | Direct attach passive copper breakout cable assembly features factory-terminated QSFP28 to four SFP28 modular connectors. The high-speed, 8-pair assembly has twinaxial cable, is black, and 3 meters in length. | PC | 1 | 1 | 1 | 1 | 806.8
61305634716 | PHQ4SFP2C4MBL | QSFP28 to SFP28 Breakout Copper Cable As | Direct attach passive copper breakout cable assembly features factory-terminated QSFP28 to four SFP28 modular connectors. The high-speed, 8-pair assembly has twinaxial cable, is black, and 4 meters in length. | PC | 1 | 1 | 1 | 1 | 940.34
61305634717 | PHQ4SFP2C5MBL | QSFP28 to SFP28 Breakout Copper Cable As | Direct attach passive copper breakout cable assembly features factory-terminated QSFP28 to four SFP28 modular connectors. The high-speed, 8-pair assembly has twinaxial cable, is black, and 5 meters in length. | PC | 1 | 1 | 1 | 1 | 1073.9
61305657851 | POEXKIT1 | PoE Extenders Kit, Includes 1 port Trans | PoE Extenders Kit, Includes 1 port Transmitter and Receiver Box, 60 W Power Supply | PC | 1 | 1 | 1 | 1 | 810.24
61305675959 | POEXKIT1-NP | PoE Extenders Kit, Includes 1 port Trans | PoE Extenders Kit, Includes 1 port Transmitter and Receiver Box, 60 W Power Supply, No Power Plug | PC | 1 | 1 | 1 | 1 | 673.94
61305657857 | POEXKIT4 | PoE Extenders Kit, Includes 1 port Trans | PoE Extenders Kit, Includes 1 port Transmitter and 4 port Receiver Box, 110 W Power Supply | PC | 1 | 1 | 1 | 1 | 1018.6
61305675960 | POEXKIT4-NP | PoE Extenders Kit, Includes 1 port Trans | PoE Extenders Kit, Includes 1 port Transmitter and 4 port Receiver Box, 110 W Power Supply, No Power Plug | PC | 1 | 1 | 1 | 1 | 827.9
61305675938 | POEXPANEL-BL | POE EXTENDER RACK 1RU BLACK POWDERCOAT W | Long Reach PoE Extender Rack can hold the PoE 1-port or 4-port extenders. Fits in all standard 19-inch rack units leaving at least 1RU in space to ensure panel is secured. Holds all of our cables, power supplies, and materials for the PoE product line. Co | PC | 1 | 1 | 1 | 1 | 88.2
61305675998 | POEXPANEL-WH | POE EXTENDER RACK 1RU WHITE POWDERCOAT W | Long Reach PoE Extender Rack can hold the PoE 1-port or 4-port extenders. Fits in all standard 19-inch rack units leaving at least 1RU in space to ensure panel is secured. Holds all of our cables, power supplies, and materials for the PoE product line. Co | PC | 1 | 1 | 1 | 1 | 88.2
61305657854 | POEXRX1 | PoE Extenders, 1 port Receiver Box | PoE Extenders, 1 port Receiver Box | PC | 1 | 1 | 1 | 1 | 370.38
61305657855 | POEXRX4 | PoE Extenders, 4 port Receiver Box | PoE Extenders, 4 port Receiver Box | PC | 1 | 1 | 1 | 1 | 532.44
61305657856 | POEXTX1 | PoE Extenders, 1 port Transmitter Box | PoE Extenders, 1 port Transmitter Box | PC | 1 | 1 | 1 | 1 | 370.38
61305675963 | POWER-110W | POWER SUPPLY 110W C14M AC-55VDC 2.0A P2. | POWER SUPPLY 110W C14M AC-55VDC 2.0A P2.1X5.5MM | PC | 1 | 1 | 1 | 1 | 87.54
61305675961 | POWER-190W | POWER SUPPLY 190W C14M AC-55VDC 3.5A P2. | POWER SUPPLY 190W C14M AC-55VDC 3.5A P2.1X5.5MM | PC | 1 | 1 | 1 | 1 | 179.84
61305675962 | POWER-60W | POWER SUPPLY 60W C14M AC-55VDC 1.1A P2.1 | POWER SUPPLY 60W C14M AC-55VDC 1.1A P2.1X5.5MM | PC | 1 | 1 | 1 | 1 | 54.54
61305676706 | PQSF2PXA1MBL | QSFP28 100Gig Copper Cable Assembly, 30 | High speed twinaxial cable assembly with QSFP28 100Gbps hot pluggable modular connectors on each end, Black, 1 meter | PC | 1 | 1 | 1 | 1 | 309.96
61305676707 | PQSF2PXA2MBL | QSFP28 100Gig Copper Cable Assembly, 30 | High speed twinaxial cable assembly with QSFP28 100Gbps hot pluggable modular connectors on each end, Black, 2 meters | PC | 1 | 1 | 1 | 1 | 371.46
61305676708 | PQSF2PXA3MBL | QSFP28 100Gig Copper Cable Assembly, 30 | High speed twinaxial cable assembly with QSFP28 100Gbps hot pluggable modular connectors on each end, Black, 3 meters | PC | 1 | 1 | 1 | 1 | 432.96
61305676711 | PQSF2PXC4MBL | QSFP28 100Gig Copper Cable Assembly, 26 | Direct attach passive copper cable assembly features QSFP28 100 Gbps hot pluggable modular connectors on each end. The high speed cable assembly has twinaxial cable, is black, and is 4 meters in length. | PC | 1 | 1 | 1 | 1 | 544.28
61305676710 | PQSF2PXC5MBL | QSFP28 100Gig Copper Cable Assembly, 26 | Direct attach passive copper cable assembly features QSFP28 100 Gbps hot pluggable modular connectors on each end. The high speed cable assembly has twinaxial cable, is black, and is 5 meters in length. | PC | 1 | 1 | 1 | 1 | 628.64
61305639788 | PR2D06 | PATCHRUNNER2 DUAL HINGE DOOR, 6in WIDE, | The Panduit® PatchRunner® 2 Dual-Hinged Door protects cables in the vertical channel with a professional, clean aesthetic. The door can be opened to the left or right for easy access and has push-to-close functionality. For use with PR2V managers only. 45 | PC | 1 | 1 | 1 | 1 | 364.7
61305645060 | PR2D0679 | PATCHRUNNER2 DUAL HINGE DOOR, 6in WIDE, | The Panduit® PatchRunner® 2 Dual-Hinged Door protects cables in the vertical channel with a professional, clean aesthetic. The door can be opened to the left or right for easy access and has push-to-close functionality. For use with PR2V managers only. 42 | PC | 1 | 1 | 1 | 1 | 382.94
61305675976 | PR2D0679WH | PatchRunner2 Door, 6" Wide, for 79" Mana |  | PC | 1 | 1 | 1 | 1 | 382.94
61305639724 | PR2D0696 | PATCHRUNNER2 DUAL HINGE DOOR, 6in WIDE, | The Panduit® PatchRunner® 2 Dual-Hinged Door protects cables in the vertical channel with a professional, clean aesthetic. The door can be opened to the left or right for easy access and has push-to-close functionality. For use with PR2V managers only. 52 | PC | 1 | 1 | 1 | 1 | 437.66
61305639726 | PR2D0696WH | PATCHRUNNER2 DUAL HINGE DOOR, 6in WIDE, |  | PC | 1 | 1 | 1 | 1 | 437.66
61305639784 | PR2D06WH | PATCHRUNNER2 DUAL HINGE DOOR, 6in WIDE, |  | PC | 1 | 1 | 1 | 1 | 364.7
61305645057 | PR2D08 | PATCHRUNNER2 DUAL HINGE DOOR, 8in WIDE, | Dual-Hinged Door, for PR2V, 45 RU, Steel, Black | PC | 1 | 1 | 1 | 1 | 404.08
61305639727 | PR2D0896 | PATCHRUNNER2 DUAL HING DOOR, 8in WIDE, 8 | The Panduit® PatchRunner® 2 Dual-Hinged Door protects cables in the vertical channel with a professional, clean aesthetic. The door can be opened to the left or right for easy access and has push-to-close functionality. For use with PR2V managers only. 52 | PC | 1 | 1 | 1 | 1 | 484.88
61305639728 | PR2D0896WH | PATCHRUNNER2 DUAL HINGE DOOR, 8in WIDE, |  | PC | 1 | 1 | 1 | 1 | 484.88
61305639785 | PR2D08WH | PATCHRUNNER2 DUAL HINGE DOOR, 8in WIDE, |  | PC | 1 | 1 | 1 | 1 | 404.08
61305645058 | PR2D10 | PATCHRUNNER2 DUAL HINGE DOOR, 10in WIDE, | The Panduit® PatchRunner® 2 Dual-Hinged Door protects cables in the vertical channel with a professional, clean aesthetic. The door can be opened to the left or right for easy access and has push-to-close functionality. For use with PR2V managers only. 45 | PC | 1 | 1 | 1 | 1 | 440.4
61305639730 | PR2D1096 | PATCHRUNNER2 DUAL HINGE DOOR, 10in WIDE, | The Panduit® PatchRunner® 2 Dual-Hinged Door protects cables in the vertical channel with a professional, clean aesthetic. The door can be opened to the left or right for easy access and has push-to-close functionality. For use with PR2V managers only. 52 | PC | 1 | 1 | 1 | 1 | 528.52
61305639729 | PR2D1096WH | PATCHRUNNER2 DUAL HINGE DOOR, 10in WIDE, |  | PC | 1 | 1 | 1 | 1 | 528.52
61305639786 | PR2D10WH | PATCHRUNNER2 DUAL HINGE DOOR, 10in WIDE, |  | PC | 1 | 1 | 1 | 1 | 440.4
61305645059 | PR2D12 | PATCHRUNNER2 DUAL HINGE DOOR, 12in WIDE, | The Panduit® PatchRunner® 2 Dual-Hinged Door protects cables in the vertical channel with a professional, clean aesthetic. The door can be opened to the left or right for easy access and has push-to-close functionality. For use with PR2V managers only. 45 | PC | 1 | 1 | 1 | 1 | 464.42
61305639783 | PR2D1279 | PATCHRUNNER2 DUAL HINGE DOOR, 12in WIDE, | The Panduit® PatchRunner® 2 Dual-Hinged Door protects cables in the vertical channel with a professional, clean aesthetic. The door can be opened to the left or right for easy access and has push-to-close functionality. For use with PR2V managers only. 42 | PC | 1 | 1 | 1 | 1 | 487.64
61305639781 | PR2D1296 | PATCHRUNNER2 DUAL HINGE DOOR, 12in WIDE, | The Panduit® PatchRunner® 2 Dual-Hinged Door protects cables in the vertical channel with a professional, clean aesthetic. The door can be opened to the left or right for easy access and has push-to-close functionality. For use with PR2V managers only. 52 | PC | 1 | 1 | 1 | 1 | 557.32
61305639782 | PR2D1296WH | PATCHRUNNER2 DUAL HINGE DOOR, 12in WIDE, |  | PC | 1 | 1 | 1 | 1 | 557.32
61305639787 | PR2D12WH | PATCHRUNNER2 DUAL HINGE DOOR, 12in WIDE, |  | PC | 1 | 1 | 1 | 1 | 464.42
61305676709 | PR2HF2 | PatchRunner2 Horizontal Cable Manager Fr | The PatchRunner™ 2 Horizontal Cable Manager organizes and protects copper and fiber network cabling in any standard EIA 19 inch (483mm) rack or cabinet. Large front finger openings easily accommodate Cat 6 and 6A cables, reducing installation time and mai | PC | 1 | 1 | 1 | 1 | 126.4
61305676169 | PR2HF2WH | PatchRunner2 Horizontal Cable Manager Fr | The Panduit PatchRunner 2 Horizontal Cable Manager organizes and protects copper and fiber network cabling in any standard EIA 19in (483mm) rack or cabinet. Large front finger openings easily accommodate Category 6 and 6A cables, reducing installation tim | PC | 1 | 1 | 1 | 1 | 126.4
61305676167 | PR2HF3 | PatchRunner2 Horizontal Cable Manager Fr | The PatchRunner™ 2 Horizontal Cable Manager organizes and protects copper and fiber network cabling in any standard EIA 19 inch (483mm) rack or cabinet. Large front finger openings easily accommodate Cat 6 and 6A cables, reducing installation time and mai | PC | 1 | 1 | 1 | 1 | 193.16
61305676170 | PR2HF3WH | PatchRunner2 Horizontal Cable Manager Fr | The Panduit PatchRunner 2 Horizontal Cable Manager organizes and protects copper and fiber network cabling in any standard EIA 19in (483mm) rack or cabinet. Large front finger openings easily accommodate Category 6 and 6A cables, reducing installation tim | PC | 1 | 1 | 1 | 1 | 193.16
61305676168 | PR2HF4 | PatchRunner2 Horizontal Cable Manager Fr | The PatchRunner™ 2 Horizontal Cable Manager organizes and protects copper and fiber network cabling in any standard EIA 19 inch (483mm) rack or cabinet. Large front finger openings easily accommodate Cat 6 and 6A cables, reducing installation time and mai | PC | 1 | 1 | 1 | 1 | 246.54
61305676171 | PR2HF4WH | PatchRunner2 Horizontal Cable Manager Fr | The Panduit PatchRunner 2 Horizontal Cable Manager organizes and protects copper and fiber network cabling in any standard EIA 19in (483mm) rack or cabinet. Large front finger openings easily accommodate Category 6 and 6A cables, reducing installation tim | PC | 1 | 1 | 1 | 1 | 246.54
61305644888 | PR2VBPK | PatchRunner 2 Pass-through Hole Blanking | Pass-Through Hole Blanking Plug, LPDE, Black, 3.4" Diameter | KT | 1 | 1 | 1 | 1 | 45.58
61305636605 | PR2VD06 | PATCHRUNNER2 VERTICAL MANAGER AND DOORS, | The PatchRunner™ 2 Vertical Cable Manager combines high-density capability and versatility, freeing up valuable floor space. The fully pre-assembled manager lowers overall costs. The dual-sided manager has a metal backbone with molded plastic fingers, and | PC | 1 | 1 | 1 | 1 | 1551.18
61305639412 | PR2VD0679 | PATCHRUNNER2 VERTICAL MANAGER AND DOORS, | The Panduit® Patchrunner® 2 Vertical Cable Manager combines high-density capability and versatility, freeing up valuable floor space. The fully pre-assembled manager lowers overall costs and sets the standard for the entire cable management industry. Dua | PC | 1 | 1 | 1 | 1 | 1628.7
61305638254 | PR2VD0696 | PATCHRUNNER2 VERTICAL MANAGER AND DOORS, | The Panduit® Patchrunner® 2 Vertical Cable Manager combines high-density capability and versatility, freeing up valuable floor space. The fully pre-assembled manager lowers overall costs and sets the standard for the entire cable management industry. Dua | PC | 1 | 1 | 1 | 1 | 1861.44
61305639617 | PR2VD0696WH | PATCHRUNNER2 VERTICAL MANAGER AND DOORS, | The Panduit® Patchrunner® 2 Vertical Cable Manager combines high-density capability and versatility, freeing up valuable floor space. The fully pre-assembled manager lowers overall costs and sets the standard for the entire cable management industry. Dua | PC | 1 | 1 | 1 | 1 | 1861.44
61305639613 | PR2VD06WH | PATCHRUNNER2 VERTICAL MANAGER AND DOORS, | The Panduit® Patchrunner® 2 Vertical Cable Manager combines high-density capability and versatility, freeing up valuable floor space. The fully pre-assembled manager lowers overall costs and sets the standard for the entire cable management industry. Dua | PC | 1 | 1 | 1 | 1 | 1551.18
61305636789 | PR2VD08 | PATCHRUNNER2 VERTICAL MANAGER AND DOORS, | The PatchRunner™ 2 Vertical Cable Manager combines high-density capability and versatility, freeing up valuable floor space. The fully pre-assembled manager lowers overall costs. The dual-sided manager has a metal backbone with molded plastic fingers, and | PC | 1 | 1 | 1 | 1 | 1726.94
61305639428 | PR2VD0896 | PATCHRUNNER2 VERTICAL MANAGER AND DOORS, | The Panduit® Patchrunner® 2 Vertical Cable Manager combines high-density capability and versatility, freeing up valuable floor space. The fully pre-assembled manager lowers overall costs and sets the standard for the entire cable management industry. Dua | PC | 1 | 1 | 1 | 1 | 2072.3
61305639618 | PR2VD0896WH | PATCHRUNNER2 VERTICAL MANAGER AND DOORS, | The Panduit® Patchrunner® 2 Vertical Cable Manager combines high-density capability and versatility, freeing up valuable floor space. The fully pre-assembled manager lowers overall costs and sets the standard for the entire cable management industry. Dua | PC | 1 | 1 | 1 | 1 | 2072.3
61305639614 | PR2VD08WH | PATCHRUNNER2 VERTICAL MANAGER AND DOORS, | The Panduit® Patchrunner® 2 Vertical Cable Manager combines high-density capability and versatility, freeing up valuable floor space. The fully pre-assembled manager lowers overall costs and sets the standard for the entire cable management industry. Dua | PC | 1 | 1 | 1 | 1 | 1726.94
61305636790 | PR2VD10 | PATCHRUNNER2 VERTICAL MANAGER AND DOORS, | The PatchRunner™ 2 Vertical Cable Manager combines high-density capability and versatility, freeing up valuable floor space. The fully pre-assembled manager lowers overall costs. The dual-sided manager has a metal backbone with molded plastic fingers, and | PC | 1 | 1 | 1 | 1 | 1925.1
61305639427 | PR2VD1096 | PATCHRUNNER2 VERTICAL MANAGER AND DOORS, | The Panduit® Patchrunner® 2 Vertical Cable Manager combines high-density capability and versatility, freeing up valuable floor space. The fully pre-assembled manager lowers overall costs and sets the standard for the entire cable management industry. Dua | PC | 1 | 1 | 1 | 1 | 2310.14
61305639619 | PR2VD1096WH | PATCHRUNNER2 VERTICAL MANAGER AND DOORS, | The Panduit® Patchrunner® 2 Vertical Cable Manager combines high-density capability and versatility, freeing up valuable floor space. The fully pre-assembled manager lowers overall costs and sets the standard for the entire cable management industry. Dua | PC | 1 | 1 | 1 | 1 | 2310.14
61305639615 | PR2VD10WH | PATCHRUNNER2 VERTICAL MANAGER AND DOORS, | The Panduit® Patchrunner® 2 Vertical Cable Manager combines high-density capability and versatility, freeing up valuable floor space. The fully pre-assembled manager lowers overall costs and sets the standard for the entire cable management industry. Dua | PC | 1 | 1 | 1 | 1 | 1925.1
61305636791 | PR2VD12 | PATCHRUNNER2 VERTICAL MANAGER AND DOORS, | The PatchRunner™ 2 Vertical Cable Manager combines high-density capability and versatility, freeing up valuable floor space. The fully pre-assembled manager lowers overall costs. The dual-sided manager has a metal backbone with molded plastic fingers, and | PC | 1 | 1 | 1 | 1 | 2133.08
61305639466 | PR2VD1279 | PATCHRUNNER2 VERTICAL MANAGER AND DOORS, | The Panduit® Patchrunner® 2 Vertical Cable Manager combines high-density capability and versatility, freeing up valuable floor space. The fully pre-assembled manager lowers overall costs and sets the standard for the entire cable management industry. Dua | PC | 1 | 1 | 1 | 1 | 2239.72
61305639597 | PR2VD1296 | PATCHRUNNER2 VERTICAL MANAGER AND DOORS, | The Panduit® Patchrunner® 2 Vertical Cable Manager combines high-density capability and versatility, freeing up valuable floor space. The fully pre-assembled manager lowers overall costs and sets the standard for the entire cable management industry. Dua | PC | 1 | 1 | 1 | 1 | 2559.76
61305639620 | PR2VD1296WH | PATCHRUNNER2 VERTICAL MANAGER AND DOORS, | The Panduit® Patchrunner® 2 Vertical Cable Manager combines high-density capability and versatility, freeing up valuable floor space. The fully pre-assembled manager lowers overall costs and sets the standard for the entire cable management industry. Dua | PC | 1 | 1 | 1 | 1 | 2559.76
61305639616 | PR2VD12WH | PATCHRUNNER2 VERTICAL MANAGER AND DOORS, | The Panduit® Patchrunner® 2 Vertical Cable Manager combines high-density capability and versatility, freeing up valuable floor space. The fully pre-assembled manager lowers overall costs and sets the standard for the entire cable management industry. Dua | PC | 1 | 1 | 1 | 1 | 2133.08
61305636172 | PR2VEP | Patchrunner 2 End Panel for 84" High (21 | PatchRunner™ 2 End Panel, 45 RU, Steel, Black | PC | 1 | 1 | 1 | 1 | 316.88
61305636174 | PR2VEP96 | Patchrunner 2 End Panel for 96" High (24 | PatchRunner™ 2 End Panel, 52 RU, Steel, Black | PC | 1 | 1 | 1 | 1 | 380.28
61305636175 | PR2VEP96WH | Patchrunner 2 End Panel for 96" High (24 |  | PC | 1 | 1 | 1 | 1 | 380.28
61305636173 | PR2VEPWH | Patchrunner 2 End Panel for 84" High (21 | PatchRunner™ 2 End Panel, 45 RU, Steel, White | PC | 1 | 1 | 1 | 1 | 316.88
61305636913 | PR2VFD06 | PATCHRUNNER2 VERTICAL MANAGER AND DOOR, | The PatchRunner™ 2 Vertical Cable Manager pairs ultra-high-density capability and versatility, freeing up valuable floor space. The fully pre-assembled manager lowers overall costs. The single-sided manager has a metal backbone with molded plastic fingers | PC | 1 | 1 | 1 | 1 | 970.08
61305639467 | PR2VFD0679 | PATCHRUNNER2 VERTICAL MANAGER AND DOOR, | The Panduit® Patchrunner® 2 Vertical Cable Manager combines high-density capability and versatility, freeing up valuable floor space. The fully pre-assembled manager lowers overall costs and sets the standard for the entire cable management industry. Sin | PC | 1 | 1 | 1 | 1 | 1017.62
61305639631 | PR2VFD0679WH | PATCHRUNNER2 VERTICAL MANAGER AND DOOR, |  | PC | 1 | 1 | 1 | 1 | 1245.8
61305639468 | PR2VFD0696 | PATCHRUNNER2 VERTICAL MANAGER AND DOOR, | The Panduit® Patchrunner® 2 Vertical Cable Manager combines high-density capability and versatility, freeing up valuable floor space. The fully pre-assembled manager lowers overall costs and sets the standard for the entire cable management industry. Sin | PC | 1 | 1 | 1 | 1 | 1164.06
61305639625 | PR2VFD0696WH | PATCHRUNNER2 VERTICAL MANAGER AND DOOR, | The Panduit® Patchrunner® 2 Vertical Cable Manager combines high-density capability and versatility, freeing up valuable floor space. The fully pre-assembled manager lowers overall costs and sets the standard for the entire cable management industry. Sin | PC | 1 | 1 | 1 | 1 | 1164.06
61305639621 | PR2VFD06WH | PATCHRUNNER2 VERTICAL MANAGER AND DOOR, | The Panduit® Patchrunner® 2 Vertical Cable Manager combines high-density capability and versatility, freeing up valuable floor space. The fully pre-assembled manager lowers overall costs and sets the standard for the entire cable management industry. Sin | PC | 1 | 1 | 1 | 1 | 970.08
61305636914 | PR2VFD08 | PATCHRUNNER2 VERTICAL MANAGER AND DOOR, | The PatchRunner™ 2 Vertical Cable Manager pairs ultra-high-density capability and versatility, freeing up valuable floor space. The fully pre-assembled manager lowers overall costs. The single-sided manager has a metal backbone with molded plastic fingers | PC | 1 | 1 | 1 | 1 | 1054.2
61305639469 | PR2VFD0896 | PATCHRUNNER2 VERTICAL MANAGER AND DOOR, | The Panduit® Patchrunner® 2 Vertical Cable Manager combines high-density capability and versatility, freeing up valuable floor space. The fully pre-assembled manager lowers overall costs and sets the standard for the entire cable management industry. Sin | PC | 1 | 1 | 1 | 1 | 1272.9
61305639626 | PR2VFD0896WH | PATCHRUNNER2 VERTICAL MANAGER AND DOOR, | The Panduit® Patchrunner® 2 Vertical Cable Manager combines high-density capability and versatility, freeing up valuable floor space. The fully pre-assembled manager lowers overall costs and sets the standard for the entire cable management industry. Sin | PC | 1 | 1 | 1 | 1 | 1272.9
61305639622 | PR2VFD08WH | PATCHRUNNER2 VERTICAL MANAGER AND DOOR, | The Panduit® Patchrunner® 2 Vertical Cable Manager combines high-density capability and versatility, freeing up valuable floor space. The fully pre-assembled manager lowers overall costs and sets the standard for the entire cable management industry. Sin | PC | 1 | 1 | 1 | 1 | 1054.2
61305636915 | PR2VFD10 | PATCHRUNNER2 VERTICAL MANAGER AND DOOR, | The Panduit® Patchrunner® 2 Vertical Cable Manager combines high-density capability and versatility, freeing up valuable floor space. The fully pre-assembled manager lowers overall costs and sets the standard for the entire cable management industry. Sin | PC | 1 | 1 | 1 | 1 | 1152.52
61305639470 | PR2VFD1096 | PATCHRUNNER2 VERTICAL MANAGER AND DOOR, | The Panduit® Patchrunner® 2 Vertical Cable Manager combines high-density capability and versatility, freeing up valuable floor space. The fully pre-assembled manager lowers overall costs and sets the standard for the entire cable management industry. Sin | PC | 1 | 1 | 1 | 1 | 1381.74
61305639627 | PR2VFD1096WH | PATCHRUNNER2 VERTICAL MANAGER AND DOOR, | The Panduit® Patchrunner® 2 Vertical Cable Manager combines high-density capability and versatility, freeing up valuable floor space. The fully pre-assembled manager lowers overall costs and sets the standard for the entire cable management industry. Sin | PC | 1 | 1 | 1 | 1 | 1381.74
61305639623 | PR2VFD10WH | PATCHRUNNER2 VERTICAL MANAGER AND DOOR, | The Panduit® Patchrunner® 2 Vertical Cable Manager combines high-density capability and versatility, freeing up valuable floor space. The fully pre-assembled manager lowers overall costs and sets the standard for the entire cable management industry. Sin | PC | 1 | 1 | 1 | 1 | 1152.52
61305636916 | PR2VFD12 | PATCHRUNNER2 VERTICAL MANAGER AND DOORS, | The Panduit® Patchrunner® 2 Vertical Cable Manager combines high-density capability and versatility, freeing up valuable floor space. The fully pre-assembled manager lowers overall costs and sets the standard for the entire cable management industry. Sin | PC | 1 | 1 | 1 | 1 | 1224.24
61305639472 | PR2VFD1279 | PATCHRUNNER2 VERTICAL MANAGER AND DOORS, | The Panduit® Patchrunner® 2 Vertical Cable Manager combines high-density capability and versatility, freeing up valuable floor space. The fully pre-assembled manager lowers overall costs and sets the standard for the entire cable management industry. Sin | PC | 1 | 1 | 1 | 1 | 1292.24
61305639471 | PR2VFD1296 | PATCHRUNNER2 VERTICAL MANAGER AND DOORS, | The Panduit® Patchrunner® 2 Vertical Cable Manager combines high-density capability and versatility, freeing up valuable floor space. The fully pre-assembled manager lowers overall costs and sets the standard for the entire cable management industry. Sin | PC | 1 | 1 | 1 | 1 | 1478.3
61305639628 | PR2VFD1296WH | PATCHRUNNER2 VERTICAL MANAGER AND DOORS, | The Panduit® Patchrunner® 2 Vertical Cable Manager combines high-density capability and versatility, freeing up valuable floor space. The fully pre-assembled manager lowers overall costs and sets the standard for the entire cable management industry. Sin | PC | 1 | 1 | 1 | 1 | 1478.3
61305639624 | PR2VFD12WH | PATCHRUNNER2 VERTICAL MANAGER AND DOORS, | The Panduit® Patchrunner® 2 Vertical Cable Manager combines high-density capability and versatility, freeing up valuable floor space. The fully pre-assembled manager lowers overall costs and sets the standard for the entire cable management industry. Sin | PC | 1 | 1 | 1 | 1 | 1224.24
61305656958 | PR2VGK | PatchRunner 2 Pass-through Hole Grommet | Pass-Through Hole Grammet, for PR2V, Rubber, Black, for 3" Hole | KT | 1 | 1 | 1 | 1 | 50
61305677609 | PR2VHK | Patchrunner2 Vertical Manager Hardware K |  | PC | 1 | 1 | 1 | 1 | 30.06
61305679455 | PR2VPDUB | PDU Brackets for use with PR2V managers, | PDU Bracket, for PR2V, Steel, Black | PC | 1 | 1 | 1 | 1 | 199.58
61305671807 | PR2VRFK15 | REPLACEMENT 15-FINGER KIT FOR PR2V/PE2V | 15-Finger Kit, for PR2V/PE2V, 15 RU, ABS, Black | PC | 1 | 1 | 1 | 1 | 53.54
61305671808 | PR2VRFK15WH | REPLACEMENT 15-FINGER KIT FOR PR2V/PE2V | 15-Finger Kit, for PR2V/PE2V, 15 RU, ABS, White | PC | 1 | 1 | 1 | 1 | 53.54
61305671805 | PR2VRFK6 | REPLACEMENT 6-FINGER KIT FOR TOP SECTION | 6-Finger Kit, for 52 RU PR2V/PE2V, 6 RU, ABS, Black | PC | 1 | 1 | 1 | 1 | 33.88
61305671806 | PR2VRFK6WH | REPLACEMENT 6-FINGER KIT FOR TOP SECTION | 6-Finger Kit, for 52 RU PR2V/PE2V, 6 RU, ABS, White | PC | 1 | 1 | 1 | 1 | 33.88
61305676014 | PR2VRGSK06 | Rear Gate System Kit for use with 6" Wid | Rear Gate System Kit, for 6" Wide Single-Sided PR2V, Steel, Black | PC | 1 | 1 | 1 | 1 | 207.2
61305675571 | PR2VRGSK08 | Rear Gate System Kit for use with 8" Wid | Rear Gate System Kit, for 8" Wide Single-Sided PR2V, Steel, Black | PC | 1 | 1 | 1 | 1 | 225.18
61305675572 | PR2VRGSK10 | Rear Gate System Kit for use with 10" Wi | Rear Gate System Kit, for 10" Wide Single-Sided PR2V, Steel, Black | PC | 1 | 1 | 1 | 1 | 246.18
61305675573 | PR2VRGSK12 | Rear Gate System Kit for use with 12" Wi | Rear Gate System Kit, for 12" Wide Single-Sided PR2V, Steel, Black | PC | 1 | 1 | 1 | 1 | 261.52
61305639578 | PR2VSD06 | PatchRunner2 Vertical Cable Manager and | The PatchRunner™ 2 Vertical Cable Manager pairs ultra-high-density capability and versatility, freeing up valuable floor space. The fully pre-assembled manager lowers overall costs. The dual-sided manager has a metal backbone with molded plastic fingers, | PC | 1 | 1 | 1 | 1 | 1186.54
61305639586 | PR2VSD0679 | PatchRunner2 Vertical Cable Manager and | The Panduit Patchrunner 2 Vertical Cable Manager combines high-density capability and versatility, freeing up valuable floor space. The fully pre-assembled manager lowers overall costs and sets the standard for the entire cable management industry. Dual- | PC | 1 | 1 | 1 | 1 | 1245.88
61305639582 | PR2VSD0696 | PatchRunner2 Vertical Cable Manager and | The Panduit Patchrunner 2 Vertical Cable Manager combines high-density capability and versatility, freeing up valuable floor space. The fully pre-assembled manager lowers overall costs and sets the standard for the entire cable management industry. Dual- | PC | 1 | 1 | 1 | 1 | 1423.84
61305645061 | PR2VSD0696WH | PatchRunner2 Vertical Cable Manager and | The Panduit Patchrunner 2 Vertical Cable Manager combines high-density capability and versatility, freeing up valuable floor space. The fully pre-assembled manager lowers overall costs and sets the standard for the entire cable management industry. Dual- | PC | 1 | 1 | 1 | 1 | 1423.84
61305645051 | PR2VSD06WH | PatchRunner2 Vertical Cable Manager and | The Panduit Patchrunner 2 Vertical Cable Manager combines high-density capability and versatility, freeing up valuable floor space. The fully pre-assembled manager lowers overall costs and sets the standard for the entire cable management industry. Dual- | PC | 1 | 1 | 1 | 1 | 1186.54
61305639579 | PR2VSD08 | PatchRunner2 Vertical Cable Manager and | The PatchRunner™ 2 Vertical Cable Manager pairs ultra-high-density capability and versatility, freeing up valuable floor space. The fully pre-assembled manager lowers overall costs. The dual-sided manager has a metal backbone with molded plastic fingers, | PC | 1 | 1 | 1 | 1 | 1322.96
61305639583 | PR2VSD0896 | PatchRunner2 Vertical Cable Manager and | The Panduit Patchrunner 2 Vertical Cable Manager combines high-density capability and versatility, freeing up valuable floor space. The fully pre-assembled manager lowers overall costs and sets the standard for the entire cable management industry. Dual- | PC | 1 | 1 | 1 | 1 | 1587.54
61305645062 | PR2VSD0896WH | PatchRunner2 Vertical Cable Manager and | The Panduit Patchrunner 2 Vertical Cable Manager combines high-density capability and versatility, freeing up valuable floor space. The fully pre-assembled manager lowers overall costs and sets the standard for the entire cable management industry. Dual- | PC | 1 | 1 | 1 | 1 | 1587.54
61305645055 | PR2VSD08WH | PatchRunner2 Vertical Cable Manager and | The Panduit Patchrunner 2 Vertical Cable Manager combines high-density capability and versatility, freeing up valuable floor space. The fully pre-assembled manager lowers overall costs and sets the standard for the entire cable management industry. Dual- | PC | 1 | 1 | 1 | 1 | 1322.96
61305639580 | PR2VSD10 | PatchRunner2 Vertical Cable Manager and | The Panduit Patchrunner 2 Vertical Cable Manager combines high-density capability and versatility, freeing up valuable floor space. The fully pre-assembled manager lowers overall costs and sets the standard for the entire cable management industry. Dual- | PC | 1 | 1 | 1 | 1 | 1484.72
61305639584 | PR2VSD1096 | PatchRunner2 Vertical Cable Manager and | The Panduit Patchrunner 2 Vertical Cable Manager combines high-density capability and versatility, freeing up valuable floor space. The fully pre-assembled manager lowers overall costs and sets the standard for the entire cable management industry. Dual- | PC | 1 | 1 | 1 | 1 | 1781.68
61305645063 | PR2VSD1096WH | PatchRunner2 Vertical Cable Manager and | The Panduit Patchrunner 2 Vertical Cable Manager combines high-density capability and versatility, freeing up valuable floor space. The fully pre-assembled manager lowers overall costs and sets the standard for the entire cable management industry. Dual- | PC | 1 | 1 | 1 | 1 | 1781.68
61305645056 | PR2VSD10WH | PatchRunner2 Vertical Cable Manager and | The Panduit Patchrunner 2 Vertical Cable Manager combines high-density capability and versatility, freeing up valuable floor space. The fully pre-assembled manager lowers overall costs and sets the standard for the entire cable management industry. Dual- | PC | 1 | 1 | 1 | 1 | 1484.72
61305639581 | PR2VSD12 | PatchRunner2 Vertical Cable Manager and | The Panduit Patchrunner 2 Vertical Cable Manager combines high-density capability and versatility, freeing up valuable floor space. The fully pre-assembled manager lowers overall costs and sets the standard for the entire cable management industry. Dual- | PC | 1 | 1 | 1 | 1 | 1668.74
61305639587 | PR2VSD1279 | PatchRunner2 Vertical Cable Manager and | The Panduit Patchrunner 2 Vertical Cable Manager combines high-density capability and versatility, freeing up valuable floor space. The fully pre-assembled manager lowers overall costs and sets the standard for the entire cable management industry. Dual- | PC | 1 | 1 | 1 | 1 | 1750.18
61305639585 | PR2VSD1296 | PatchRunner2 Vertical Cable Manager and | The Panduit Patchrunner 2 Vertical Cable Manager combines high-density capability and versatility, freeing up valuable floor space. The fully pre-assembled manager lowers overall costs and sets the standard for the entire cable management industry. Dual- | PC | 1 | 1 | 1 | 1 | 2002.52
61305645064 | PR2VSD1296WH | PatchRunner2 Vertical Cable Manager and | The Panduit Patchrunner 2 Vertical Cable Manager combines high-density capability and versatility, freeing up valuable floor space. The fully pre-assembled manager lowers overall costs and sets the standard for the entire cable management industry. Dual- | PC | 1 | 1 | 1 | 1 | 2002.52
61305645050 | PR2VSD12WH | PatchRunner2 Vertical Cable Manager and | The Panduit Patchrunner 2 Vertical Cable Manager combines high-density capability and versatility, freeing up valuable floor space. The fully pre-assembled manager lowers overall costs and sets the standard for the entire cable management industry. Dual- | PC | 1 | 1 | 1 | 1 | 1668.74
61305674751 | PR2VWF | Waterfall trough for use with PatchRunne | Waterfall Trough, for PR2V, 2P/4P Racks, Steel, Black | PC | 1 | 1 | 1 | 1 | 243.28
61305674752 | PR2VWFWH | Waterfall trough for use with PatchRunne | Waterfall Trough, for PR2V, 2P/4P Racks, Steel, White | PC | 1 | 1 | 1 | 1 | 243.28
07498345422 | PRSP5 | PRspool,5.3inx2.5in,BLK,EA | Slack Spool, for PR2V/PEV/PRV, PC, Black, 5.25" Depth | PC | 1 | 10 | 1 | 1 | 23.16
07498345421 | PRSP7 | PRspool,7.0inx2.5in,BLK,EA | Slack Spool, for PR2V/PEV/PRV, PC, Black, 7" Depth | PC | 1 | 10 | 1 | 1 | 26.18
61305661120 | PSF1PXA1.5MBL-V | SFP+ 10Gig Direct Attach Passive Copper |  | PC | 1 | 5 | 5 | 1 | 98.62
61305661119 | PSF1PXA1MBL-V | SFP+ 10Gig Direct Attach Passive Copper |  | PC | 1 | 5 | 5 | 1 | 90.14
61305661122 | PSF1PXA2.5MBL-V | SFP+ 10Gig Direct Attach Passive Copper |  | PC | 1 | 5 | 5 | 1 | 115.5
61305661121 | PSF1PXA2MBL-V | SFP+ 10Gig Direct Attach Passive Copper |  | PC | 1 | 5 | 5 | 1 | 107.04
61305661125 | PSF1PXA3.5MBL-V | SFP+ 10Gig Direct Attach Passive Copper |  | PC | 1 | 5 | 5 | 1 | 131.36
61305661123 | PSF1PXA3MBL-V | SFP+ 10Gig Direct Attach Passive Copper |  | PC | 1 | 5 | 5 | 1 | 123.96
61305661127 | PSF1PXD4.5MBL-V | SFP+ 10Gig Direct Attach Passive Copper |  | PC | 1 | 5 | 5 | 1 | 146.08
61305661126 | PSF1PXD4MBL-V | SFP+ 10Gig Direct Attach Passive Copper |  | PC | 1 | 5 | 5 | 1 | 138.72
61305661129 | PSF1PXD5MBL-V | SFP+ 10Gig Direct Attach Passive Copper |  | PC | 1 | 5 | 5 | 1 | 153.46
61305661132 | PSF1PXD6.5MBL-V | SFP+ 10Gig Direct Attach Passive Copper |  | PC | 1 | 5 | 5 | 1 | 171.18
61305661133 | PSF1PXD7MBL-V | SFP+ 10Gig Direct Attach Passive Copper |  | PC | 1 | 5 | 5 | 1 | 177.08
61305677581 | PSF1PZA1.5MBL | SFP+ 10Gig Direct Attach Passive Copper | Direct attach passive copper cable assembly features 10 Gbps SFP+ hot pluggable modular connectors on each end. The high speed assembly has twinaxial cable, is black, and is 1.5 meters in length. | PC | 1 | 1 | 1 | 1 | 103.54
61305678532 | PSF1PZA1.5MBU | SFP+ 10Gig Direct Attach Passive Copper | Direct attach passive copper cable assembly features 10 Gbps SFP+ hot pluggable modular connectors on each end. The high speed assembly has twinaxial cable, is blue, and is 1.5 meters in length. | PC | 1 | 1 | 1 | 1 | 103.54
61305678534 | PSF1PZA1.5MRD | SFP+ 10Gig Direct Attach Passive Copper | Direct attach passive copper cable assembly features 10 Gbps SFP+ hot pluggable modular connectors on each end. The high speed assembly has twinaxial cable, is red, and is 1.5 meters in length. | PC | 1 | 1 | 1 | 1 | 103.54
61305678536 | PSF1PZA1.5MWH | SFP+ 10Gig Direct Attach Passive Copper | Direct attach passive copper cable assembly features 10 Gbps SFP+ hot pluggable modular connectors on each end. The high speed assembly has twinaxial cable, is white, and is 1.5 meters in length. | PC | 1 | 1 | 1 | 1 | 103.54
61305677580 | PSF1PZA1MBL | SFP+ 10Gig Direct Attach Passive Copper | The high speed twin-axial cable assembly features SFP+ 10Gig hot pluggable modular connectors on each end. It is black and 1 meter in length. | PC | 1 | 1 | 1 | 1 | 94.66
61305678533 | PSF1PZA1MBU | SFP+ 10Gig Direct Attach Passive Copper | Direct attach passive copper cable assembly features 10 Gbps SFP+ hot pluggable modular connectors on each end. The high speed assembly has twinaxial cable, is blue, and is 1 meter in length. | PC | 1 | 1 | 1 | 1 | 94.66
61305678535 | PSF1PZA1MRD | SFP+ 10Gig Direct Attach Passive Copper | Direct attach passive copper cable assembly features 10 Gbps SFP+ hot pluggable modular connectors on each end. The high speed assembly has twinaxial cable, is red, and is 1 meter in length. | PC | 1 | 1 | 1 | 1 | 94.66
61305678537 | PSF1PZA1MWH | SFP+ 10Gig Direct Attach Passive Copper | Direct attach passive copper cable assembly features 10 Gbps SFP+ hot pluggable modular connectors on each end. The high speed assembly has twinaxial cable, is white, and is 1 meter in length. | PC | 1 | 1 | 1 | 1 | 94.66
61305677583 | PSF1PZA2.5MBL | SFP+ 10Gig Direct Attach Passive Copper | Direct attach passive copper cable assembly features 10 Gbps SFP+ hot pluggable modular connectors on each end. The high speed assembly has twinaxial cable, is black, and is 2.5 meters in length. | PC | 1 | 1 | 1 | 1 | 121.28
61305678544 | PSF1PZA2.5MBU | SFP+ 10Gig Direct Attach Passive Copper | Direct attach passive copper cable assembly features 10 Gbps SFP+ hot pluggable modular connectors on each end. The high speed assembly has twinaxial cable, is blue, and is 2.5 meters in length. | PC | 1 | 1 | 1 | 1 | 121.28
61305678538 | PSF1PZA2.5MRD | SFP+ 10Gig Direct Attach Passive Copper | Direct attach passive copper cable assembly features 10 Gbps SFP+ hot pluggable modular connectors on each end. The high speed assembly has twinaxial cable, is red, and is 2.5 meters in length. | PC | 1 | 1 | 1 | 1 | 121.28
61305678550 | PSF1PZA2.5MWH | SFP+ 10Gig Direct Attach Passive Copper | Direct attach passive copper cable assembly features 10 Gbps SFP+ hot pluggable modular connectors on each end. The high speed assembly has twinaxial cable, is white, and is 2.5 meters in length. | PC | 1 | 1 | 1 | 1 | 121.28
61305677582 | PSF1PZA2MBL | SFP+ 10Gig Direct Attach Passive Copper | The high speed twin-axial cable assembly features SFP+ 10Gig hot pluggable modular connectors on each end. It is black and 2 meters in length. | PC | 1 | 1 | 1 | 1 | 112.38
61305678545 | PSF1PZA2MBU | SFP+ 10Gig Direct Attach Passive Copper | Direct attach passive copper cable assembly features 10 Gbps SFP+ hot pluggable modular connectors on each end. The high speed assembly has twinaxial cable, is blue, and is 2 meters in length. | PC | 1 | 1 | 1 | 1 | 112.38
61305678539 | PSF1PZA2MRD | SFP+ 10Gig Direct Attach Passive Copper | Direct attach passive copper cable assembly features 10 Gbps SFP+ hot pluggable modular connectors on each end. The high speed assembly has twinaxial cable, is red, and is 2 meters in length. | PC | 1 | 1 | 1 | 1 | 112.38
61305678551 | PSF1PZA2MWH | SFP+ 10Gig Direct Attach Passive Copper | Direct attach passive copper cable assembly features 10 Gbps SFP+ hot pluggable modular connectors on each end. The high speed assembly has twinaxial cable, is white, and is 2 meters in length. | PC | 1 | 1 | 1 | 1 | 112.38
61305677584 | PSF1PZA3MBL | SFP+ 10Gig Direct Attach Passive Copper | The high speed twin-axial cable assembly features SFP+ 10Gig hot pluggable modular connectors on each end. It is black and 3 meters in length. | PC | 1 | 1 | 1 | 1 | 130.16
61305678546 | PSF1PZA3MBU | SFP+ 10Gig Direct Attach Passive Copper | Direct attach passive copper cable assembly features 10 Gbps SFP+ hot pluggable modular connectors on each end. The high speed assembly has twinaxial cable, is blue, and is 3 meters in length. | PC | 1 | 1 | 1 | 1 | 130.16
61305678540 | PSF1PZA3MRD | SFP+ 10Gig Direct Attach Passive Copper | Direct attach passive copper cable assembly features 10 Gbps SFP+ hot pluggable modular connectors on each end. The high speed assembly has twinaxial cable, is red, and is 3 meters in length. | PC | 1 | 1 | 1 | 1 | 130.16
61305678552 | PSF1PZA3MWH | SFP+ 10Gig Direct Attach Passive Copper | Direct attach passive copper cable assembly features 10 Gbps SFP+ hot pluggable modular connectors on each end. The high speed assembly has twinaxial cable, is white, and is 3 meters in length. | PC | 1 | 1 | 1 | 1 | 130.16
61305678541 | PSF1PZC3.5MBL | SFP+ 10Gig Direct Attach Passive Copper | The high speed twin-axial cable assembly features SFP+ 10Gig hot pluggable modular connectors on each end. It is black and 3.5 meters in length. | PC | 1 | 1 | 1 | 1 | 137.92
61305678547 | PSF1PZC3.5MBU | SFP+ 10Gig Direct Attach Passive Copper | Direct attach passive copper cable assembly features 10 Gbps SFP+ hot pluggable modular connectors on each end. The high speed assembly has twinaxial cable, is blue, and is 3.5 meters in length. | PC | 1 | 1 | 1 | 1 | 137.92
61305678564 | PSF1PZC3.5MRD | SFP+ 10Gig Direct Attach Passive Copper | Direct attach passive copper cable assembly features 10 Gbps SFP+ hot pluggable modular connectors on each end. The high speed assembly has twinaxial cable, is red, and is 3.5 meters in length. | PC | 1 | 1 | 1 | 1 | 137.92
61305678553 | PSF1PZC3.5MWH | SFP+ 10Gig Direct Attach Passive Copper | Direct attach passive copper cable assembly features 10 Gbps SFP+ hot pluggable modular connectors on each end. The high speed assembly has twinaxial cable, is white, and is 3.5 meters in length. | PC | 1 | 1 | 1 | 1 | 137.92
61305678542 | PSF1PZC4MBL | SFP+ 10Gig Direct Attach Passive Copper | The high speed twin-axial cable assembly features SFP+ 10Gig hot pluggable modular connectors on each end. It is black and 4 meters in length. | PC | 1 | 1 | 1 | 1 | 145.64
61305678548 | PSF1PZC4MBU | SFP+ 10Gig Direct Attach Passive Copper | Direct attach passive copper cable assembly features 10 Gbps SFP+ hot pluggable modular connectors on each end. The high speed assembly has twinaxial cable, is blue, and is 4 meters in length. | PC | 1 | 1 | 1 | 1 | 145.64
61305678565 | PSF1PZC4MRD | SFP+ 10Gig Direct Attach Passive Copper | Direct attach passive copper cable assembly features 10 Gbps SFP+ hot pluggable modular connectors on each end. The high speed assembly has twinaxial cable, is red, and is 4 meters in length. | PC | 1 | 1 | 1 | 1 | 145.64
61305678554 | PSF1PZC4MWH | SFP+ 10Gig Direct Attach Passive Copper | Direct attach passive copper cable assembly features 10 Gbps SFP+ hot pluggable modular connectors on each end. The high speed assembly has twinaxial cable, is white, and is 4 meters in length. | PC | 1 | 1 | 1 | 1 | 145.64
61305678543 | PSF1PZC5MBL | SFP+ 10Gig Direct Attach Passive Copper | The high speed twin-axial cable assembly features SFP+ 10Gig hot pluggable modular connectors on each end. It is black and 5 meters in length. | PC | 1 | 1 | 1 | 1 | 161.14
61305678549 | PSF1PZC5MBU | SFP+ 10Gig Direct Attach Passive Copper | Direct attach passive copper cable assembly features 10 Gbps SFP+ hot pluggable modular connectors on each end. The high speed assembly has twinaxial cable, is blue, and is 5 meters in length. | PC | 1 | 1 | 1 | 1 | 161.14
61305678563 | PSF1PZC5MRD | SFP+ 10Gig Direct Attach Passive Copper | Direct attach passive copper cable assembly features 10 Gbps SFP+ hot pluggable modular connectors on each end. The high speed assembly has twinaxial cable, is red, and is 5 meters in length. | PC | 1 | 1 | 1 | 1 | 161.14
61305678555 | PSF1PZC5MWH | SFP+ 10Gig Direct Attach Passive Copper | Direct attach passive copper cable assembly features 10 Gbps SFP+ hot pluggable modular connectors on each end. The high speed assembly has twinaxial cable, is white, and is 5 meters in length. | PC | 1 | 1 | 1 | 1 | 161.14
61305677590 | PSF2PZA1.5MBL | SFP28 25Gig Direct Attach Passive Copper | Direct attach passive copper cable assembly features 25 Gbps SFP28 hot pluggable modular connectors on each end. The high speed assembly has twinaxial cable, is black, and is 1.5 meters in length. | PC | 1 | 1 | 1 | 1 | 152.52
61305677764 | PSF2PZA1.5MBU | SFP28 25Gig Direct Attach Passive Copper | Direct attach passive copper cable assembly features 25 Gbps SFP28 hot pluggable modular connectors on each end. The high speed assembly has twinaxial cable, is blue, and is 1.5 meters in length. | PC | 1 | 1 | 1 | 1 | 152.52
61305677765 | PSF2PZA1.5MRD | SFP28 25Gig Direct Attach Passive Copper | Direct attach passive copper cable assembly features 25 Gbps SFP28 hot pluggable modular connectors on each end. The high speed assembly has twinaxial cable, is red, and is 1.5 meters in length. | PC | 1 | 1 | 1 | 1 | 152.52
61305677748 | PSF2PZA1.5MWH | SFP28 25Gig Direct Attach Passive Copper | Direct attach passive copper cable assembly features 25 Gbps SFP28 hot pluggable modular connectors on each end. The high speed assembly has twinaxial cable, is white, and is 1.5 meters in length. | PC | 1 | 1 | 1 | 1 | 152.52
61305677597 | PSF2PZA1MBL | SFP28 25Gig Direct Attach Passive Copper | The high speed twin-axial cable assembly features SFP28 25Gig hot pluggable modular connectors on each end. It is black and 1 meter in length. | PC | 1 | 1 | 1 | 1 | 139.46
61305677762 | PSF2PZA1MBU | SFP28 25Gig Direct Attach Passive Copper | Direct attach passive copper cable assembly features 25 Gbps SFP28 hot pluggable modular connectors on each end. The high speed assembly has twinaxial cable, is blue, and is 1 meter in length. | PC | 1 | 1 | 1 | 1 | 139.46
61305677763 | PSF2PZA1MRD | SFP28 25Gig Direct Attach Passive Copper | Direct attach passive copper cable assembly features 25 Gbps SFP28 hot pluggable modular connectors on each end. The high speed assembly has twinaxial cable, is red, and is 1 meter in length. | PC | 1 | 1 | 1 | 1 | 139.46
61305677747 | PSF2PZA1MWH | SFP28 25Gig Direct Attach Passive Copper | Direct attach passive copper cable assembly features 25 Gbps SFP28 hot pluggable modular connectors on each end. The high speed assembly has twinaxial cable, is white, and is 1 meter in length. | PC | 1 | 1 | 1 | 1 | 139.46
61305677592 | PSF2PZA2.5MBL | SFP28 25Gig Direct Attach Passive Copper | Direct attach passive copper cable assembly features 25 Gbps SFP28 hot pluggable modular connectors on each end. The high speed assembly has twinaxial cable, is black, and is 2.5 meters in length. | PC | 1 | 1 | 1 | 1 | 178.7
61305677768 | PSF2PZA2.5MBU | SFP28 25Gig Direct Attach Passive Copper | Direct attach passive copper cable assembly features 25 Gbps SFP28 hot pluggable modular connectors on each end. The high speed assembly has twinaxial cable, is blue, and is 2.5 meters in length. | PC | 1 | 1 | 1 | 1 | 178.7
61305677769 | PSF2PZA2.5MRD | SFP28 25Gig Direct Attach Passive Copper | Direct attach passive copper cable assembly features 25 Gbps SFP28 hot pluggable modular connectors on each end. The high speed assembly has twinaxial cable, is red, and is 2.5 meters in length. | PC | 1 | 1 | 1 | 1 | 178.7
61305677750 | PSF2PZA2.5MWH | SFP28 25Gig Direct Attach Passive Copper | Direct attach passive copper cable assembly features 25 Gbps SFP28 hot pluggable modular connectors on each end. The high speed assembly has twinaxial cable, is white, and is 2.5 meters in length. | PC | 1 | 1 | 1 | 1 | 178.7
61305677591 | PSF2PZA2MBL | SFP28 25Gig Direct Attach Passive Copper | The high speed twin-axial cable assembly features SFP28 25Gig hot pluggable modular connectors on each end. It is black and 2 meters in length. | PC | 1 | 1 | 1 | 1 | 165.58
61305677766 | PSF2PZA2MBU | SFP28 25Gig Direct Attach Passive Copper | Direct attach passive copper cable assembly features 25 Gbps SFP28 hot pluggable modular connectors on each end. The high speed assembly has twinaxial cable, is blue, and is 2 meters in length. | PC | 1 | 1 | 1 | 1 | 165.58
61305677767 | PSF2PZA2MRD | SFP28 25Gig Direct Attach Passive Copper | Direct attach passive copper cable assembly features 25 Gbps SFP28 hot pluggable modular connectors on each end. The high speed assembly has twinaxial cable, is red, and is 2 meters in length. | PC | 1 | 1 | 1 | 1 | 165.58
61305677749 | PSF2PZA2MWH | SFP28 25Gig Direct Attach Passive Copper | Direct attach passive copper cable assembly features 25 Gbps SFP28 hot pluggable modular connectors on each end. The high speed assembly has twinaxial cable, is white, and is 2 meters in length. | PC | 1 | 1 | 1 | 1 | 165.58
61305677593 | PSF2PZA3MBL | SFP28 25Gig Direct Attach Passive Copper | The high speed twin-axial cable assembly features SFP28 25Gig hot pluggable modular connectors on each end. It is black and 3 meters in length. | PC | 1 | 1 | 1 | 1 | 191.78
61305677770 | PSF2PZA3MBU | SFP28 25Gig Direct Attach Passive Copper | Direct attach passive copper cable assembly features 25 Gbps SFP28 hot pluggable modular connectors on each end. The high speed assembly has twinaxial cable, is blue, and is 3 meters in length. | PC | 1 | 1 | 1 | 1 | 191.78
61305677771 | PSF2PZA3MRD | SFP28 25Gig Direct Attach Passive Copper | Direct attach passive copper cable assembly features 25 Gbps SFP28 hot pluggable modular connectors on each end. The high speed assembly has twinaxial cable, is red, and is 3 meters in length. | PC | 1 | 1 | 1 | 1 | 191.78
61305677751 | PSF2PZA3MWH | SFP28 25Gig Direct Attach Passive Copper | Direct attach passive copper cable assembly features 25 Gbps SFP28 hot pluggable modular connectors on each end. The high speed assembly has twinaxial cable, is white, and is 3 meters in length. | PC | 1 | 1 | 1 | 1 | 191.78
61305677772 | PSF2PZC3.5MBL | SFP28 25Gig Direct Attach Passive Copper | The high speed twin-axial cable assembly features SFP28 25Gig hot pluggable modular connectors on each end. It is black and 3.5 meters in length. | PC | 1 | 1 | 1 | 1 | 203.18
61305677774 | PSF2PZC3.5MBU | SFP28 25Gig Direct Attach Passive Copper | Direct attach passive copper cable assembly features 25 Gbps SFP28 hot pluggable modular connectors on each end. The high speed assembly has twinaxial cable, is blue, and is 3.5 meters in length. | PC | 1 | 1 | 1 | 1 | 203.18
61305677773 | PSF2PZC3.5MRD | SFP28 25Gig Direct Attach Passive Copper | Direct attach passive copper cable assembly features 25 Gbps SFP28 hot pluggable modular connectors on each end. The high speed assembly has twinaxial cable, is red, and is 3.5 meters in length. | PC | 1 | 1 | 1 | 1 | 203.18
61305677752 | PSF2PZC3.5MWH | SFP28 25Gig Direct Attach Passive Copper | Direct attach passive copper cable assembly features 25 Gbps SFP28 hot pluggable modular connectors on each end. The high speed assembly has twinaxial cable, is white, and is 3.5 meters in length. | PC | 1 | 1 | 1 | 1 | 203.18
61305677696 | PSF2PZC4MBL | SFP28 25Gig Direct Attach Passive Copper | The high speed twin-axial cable assembly features SFP28 25Gig hot pluggable modular connectors on each end. It is black and 4 meters in length. | PC | 1 | 1 | 1 | 1 | 214.6
61305677776 | PSF2PZC4MBU | SFP28 25Gig Direct Attach Passive Copper | Direct attach passive copper cable assembly features 25 Gbps SFP28 hot pluggable modular connectors on each end. The high speed assembly has twinaxial cable, is blue, and is 4 meters in length. | PC | 1 | 1 | 1 | 1 | 214.6
61305677775 | PSF2PZC4MRD | SFP28 25Gig Direct Attach Passive Copper | Direct attach passive copper cable assembly features 25 Gbps SFP28 hot pluggable modular connectors on each end. The high speed assembly has twinaxial cable, is red, and is 4 meters in length. | PC | 1 | 1 | 1 | 1 | 214.6
61305677753 | PSF2PZC4MWH | SFP28 25Gig Direct Attach Passive Copper | Direct attach passive copper cable assembly features 25 Gbps SFP28 hot pluggable modular connectors on each end. The high speed assembly has twinaxial cable, is white, and is 4 meters in length. | PC | 1 | 1 | 1 | 1 | 214.6
61305677697 | PSF2PZC5MBL | SFP28 25Gig Direct Attach Passive Copper | The high speed twin-axial cable assembly features SFP28 25Gig hot pluggable modular connectors on each end. It is black and 5 meters in length. | PC | 1 | 1 | 1 | 1 | 237.44
61305677778 | PSF2PZC5MBU | SFP28 25Gig Direct Attach Passive Copper | Direct attach passive copper cable assembly features 25 Gbps SFP28 hot pluggable modular connectors on each end. The high speed assembly has twinaxial cable, is blue, and is 5 meters in length. | PC | 1 | 1 | 1 | 1 | 237.44
61305677777 | PSF2PZC5MRD | SFP28 25Gig Direct Attach Passive Copper | Direct attach passive copper cable assembly features 25 Gbps SFP28 hot pluggable modular connectors on each end. The high speed assembly has twinaxial cable, is red, and is 5 meters in length. | PC | 1 | 1 | 1 | 1 | 237.44
61305677754 | PSF2PZC5MWH | SFP28 25Gig Direct Attach Passive Copper | Direct attach passive copper cable assembly features 25 Gbps SFP28 hot pluggable modular connectors on each end. The high speed assembly has twinaxial cable, is white, and is 5 meters in length. | PC | 1 | 1 | 1 | 1 | 237.44
07498331728 | PSFL6004DG-KD | Cu,Cat6,4P,23AWG,SFUTP,LSZH,DG,500mRL | Shielded copper cable, category 6 SF/UTP, low smoke zero halogen (LSZH), 4-pair, conductors are 23 AWG construction with PE insulation, twisted in pairs, separated by an integrated pair separator, surrounded by an overall braid and overall foil shield, an | RL | 1 | 6 | 6 | 1 | 1071.98
07498332358 | PSM7004BU-KEM | Cu,Cbl,Cat7,4PR,23AWG,Strd,S/FTP,BU | Shielded marine copper cable, category 7 S/FTP, low smoke zero halogen (LSZH), 4-pair, conductors are 4 x 2/0.27mm2, twisted in pairs, each individual twisted pair is surrounded by a foil, covered with an overall braided shield and is protected by an oil- | RL | 1 | 1 | 1 | 1 | 3783.58
07498384151 | PSM7004GR-KED | Cu,Cbl,Cat7,4PR,23AWG,Strd,S/FTP,GR | Shielded copper cable for hash environments, category 7 S/FTP, low smoke zero halogen (LSZH), 4-pair, conductors are 4 x 2/0.27mm2, twisted in pairs, each individual twisted pair is surrounded by a foil, covered with an overall braided shield and is prote | RL | 1 | 4 | 4 | 1 | 2751.6
07498337053 | PSM7004IG-KED | Cu,Cbl,Cat7,4PR,23AWG,Strd,IG,500M | Shielded copper cable for hash environments, category 7 S/FTP, low smoke zero halogen (LSZH), 4-pair, conductors are 4 x 2/0.27mm2, twisted in pairs, each individual twisted pair is surrounded by a foil, covered with an overall braided shield and is prote | RL | 1 | 4 | 4 | 1 | 1949.5
07498363808 | PSM7004IG-KEM | Cu,Cbl,Cat7,4PR,23AWG,IG,1000M | Category 7 low smoke, halogen free, fire retardant (LSHF-FR), 4-pair S/FTP shielded marine copper cable. Stranded copper conductors are 4 x 2/0.27mm+2+. Conductors are twisted in pairs, each individual twisted pair is surrounded by a foil, covered with an | RL | 1 | 1 | 1 | 1 | 3783.58
07498384155 | PSM7004OR-KED | Cu,Cbl,Cat7,4PR,23AWG,Strd,S/FTP,OR | Shielded copper cable for hash environments, category 7 S/FTP, low smoke zero halogen (LSZH), 4-pair, conductors are 4 x 2/0.27mm2, twisted in pairs, each individual twisted pair is surrounded by a foil, covered with an overall braided shield and is prote | RL | 1 | 4 | 4 | 1 | 2751.6
07498384153 | PSM7004RD-KED | Cu,Cbl,Cat7,4PR,23AWG,Strd,S/FTP,RD | Shielded copper cable for hash environments, category 7 S/FTP, low smoke zero halogen (LSZH), 4-pair, conductors are 4 x 2/0.27mm2, twisted in pairs, each individual twisted pair is surrounded by a foil, covered with an overall braided shield and is prote | RL | 1 | 4 | 4 | 1 | 2751.6
07498384156 | PSM7004VL-KED | Cu,Cbl,Cat7,4PR,23AWG,Strd,S/FTP,VL | Shielded copper cable for hash environments, category 7 S/FTP, low smoke zero halogen (LSZH), 4-pair, conductors are 4 x 2/0.27mm2, twisted in pairs, each individual twisted pair is surrounded by a foil, covered with an overall braided shield and is prote | RL | 1 | 4 | 4 | 1 | 2751.6
07498384158 | PSM7004WH-KED | Cu,Cbl,Cat7,4PR,23AWG,Strd,S/FTP,WH | Shielded copper cable for hash environments, category 7 S/FTP, low smoke zero halogen (LSZH), 4-pair, conductors are 4 x 2/0.27mm2, twisted in pairs, each individual twisted pair is surrounded by a foil, covered with an overall braided shield and is prote | RL | 1 | 4 | 4 | 1 | 2751.6
07498384157 | PSM7004YL-KED | Cu,Cbl,Cat7,4PR,23AWG,Strd,S/FTP,YL | Shielded copper cable for hash environments, category 7 S/FTP, low smoke zero halogen (LSZH), 4-pair, conductors are 4 x 2/0.27mm2, twisted in pairs, each individual twisted pair is surrounded by a foil, covered with an overall braided shield and is prote | RL | 1 | 4 | 4 | 1 | 2751.6
07498320186 | PSMD7004BL-LED | Cu,Cbl,MUD-R,Cat7,4Pa,22AWG,Strd,BL | Shielded marine MUD-resistant copper cable, category 7 S/FTP, low smoke zero halogen (LSZH), 4-pair, conductors are 22 AWG construction with foamed PE insulation, twisted in pairs, each surrounded by a foil, covered with an overall braided shield, within | RL | 1 | 4 | 2 | 1 | 4562.14
07498320403 | PSMD7004WG-LED | Cu,Cbl,MUD-R,Cat7,4Pa,22AWG,Strd,GY | Shielded marine MUD-resistant copper cable, category 7 S/FTP, low smoke zero halogen (LSZH), 4-pair, conductors are 22 AWG construction with foamed PE insulation, twisted in pairs, each surrounded by a foil, covered with an overall braided shield, within | RL | 1 | 4 | 4 | 1 | 4562.14
07498320201 | PSMDA7004BL-LED | Cu,Cbl,Armd,MUD-R,Cat7,4Pa,22AWG,BL | Shielded marine MUD-resistant armored copper cable, category 7 S/FTP, low smoke zero halogen (LSZH), 4-pair, conductors are 22 AWG construction with foamed PE insulation, twisted in pairs, each surrounded by a foil, covered with an overall braided shield, | RL | 1 | 2 | 2 | 1 | 9261.18
61305675680 | PSP6X04BL-UG | Copper Cable, Cat 6A, 4-Pair, 23 AWG, S/ |  | MF | 1000 | 15000 | 1000 | 1 | 3043.14
61305675681 | PSP6X04BU-UG | Copper Cable, Cat 6A, 4-Pair, 23 AWG, S/ |  | MF | 1000 | 15000 | 1000 | 1 | 3043.14
61305675682 | PSP6X04GR-UG | Copper Cable, Cat 6A, 4-Pair, 23 AWG, S/ |  | MF | 1000 | 15000 | 1000 | 1 | 3043.14
61305675683 | PSP6X04IG-UG | Copper Cable, Cat 6A, 4-Pair, 23 AWG, S/ |  | MF | 1000 | 15000 | 1000 | 1 | 3043.14
61305675684 | PSP6X04OR-UG | Copper Cable, Cat 6A, 4-Pair, 23 AWG, S/ |  | MF | 1000 | 15000 | 1000 | 1 | 3043.14
61305675685 | PSP6X04RD-UG | Copper Cable, Cat 6A, 4-Pair, 23 AWG, S/ |  | MF | 1000 | 15000 | 1000 | 1 | 3043.14
61305675686 | PSP6X04VL-UG | Copper Cable, Cat 6A, 4-Pair, 23 AWG, S/ |  | MF | 1000 | 15000 | 1000 | 1 | 3043.14
61305675687 | PSP6X04WH-UG | Copper Cable, Cat 6A, 4-Pair, 23 AWG, S/ |  | MF | 1000 | 15000 | 1000 | 1 | 3043.14
61305675688 | PSP6X04YL-UG | Copper Cable, Cat 6A, 4-Pair, 23 AWG, S/ |  | MF | 1000 | 15000 | 1000 | 1 | 3043.14
07498339799 | PUFP6X04BL-UG | Copper Cable, Cat 6A, 4-Pair, 23 AWG, U/ | Category 6A, plenum (CMP), 4-pair, U/FTP shielded copper cable. Copper conductors are 23 AWG with FEP insulation. Conductors are twisted in pairs, each individual twisted pair includes a metallic foil shield and is protected by a low smoke, flame-retardan | MF | 1000 | 20000 | 1000 | 1 | 1625.88
07498339797 | PUFP6X04BU-UG | CuCbl,Cat6A,4Pa,23AWG,FEP,BU,PK1000 | Shielded copper cable, category 6A U/FTP, plenum (CMP), 4-pair, conductors are 23 AWG with FEP insulation, twisted in pairs, each individual twisted pair includes a metallic foil shield and is protected by a low smoke, flame-retardant PVC jacket, blue. | MF | 1000 | 5000 | 1000 | 1 | 1625.88
07498334697 | PUFP6X04BU-UG-S | Copper Cable, Cat 6A, 4-Pair, 23 AWG, U/ | Copper Cable, Cat 6A, 4-Pair, 23 AWG, U/FTP, CMP, Blue, 1000ft | MF | 1000 | 1000 | 1000 | 1 | 1653.76
07498339800 | PUFP6X04GR-UG | Copper Cable, Cat 6A, 4-Pair, 23 AWG, U/ | Category 6A, plenum (CMP), 4-pair, U/FTP shielded copper cable. Copper conductors are 23 AWG with FEP insulation. Conductors are twisted in pairs, each individual twisted pair includes a metallic foil shield and is protected by a low smoke, flame-retardan | MF | 1000 | 20000 | 1000 | 1 | 1625.88
07498339801 | PUFP6X04IG-UG | Cu,Cbl,Cat6A,4Pa,23AWG,IG,PK1000 | Shielded copper cable, category 6A U/FTP, plenum (CMP), 4-pair, conductors are 23 AWG with FEP insulation, twisted in pairs, each individual twisted pair includes a metallic foil shield and is protected by a low smoke, flame-retardant PVC jacket, internat | MF | 1000 | 20000 | 1000 | 1 | 1625.88
07498339802 | PUFP6X04OR-UG | Copper Cable, Cat 6A, 4-Pair, 23 AWG, U/ | Category 6A, plenum (CMP), 4-pair, U/FTP shielded copper cable. Copper conductors are 23 AWG with FEP insulation. Conductors are twisted in pairs, each individual twisted pair includes a metallic foil shield and is protected by a low smoke, flame-retardan | MF | 1000 | 20000 | 1000 | 1 | 1625.88
07498339804 | PUFP6X04RD-UG | Copper Cable, Cat 6A, 4-Pair, 23 AWG, U/ | Category 6A, plenum (CMP), 4-pair, U/FTP shielded copper cable. Copper conductors are 23 AWG with FEP insulation. Conductors are twisted in pairs, each individual twisted pair includes a metallic foil shield and is protected by a low smoke, flame-retardan | MF | 1000 | 20000 | 1000 | 1 | 1625.88
07498339807 | PUFP6X04VL-UG | Copper Cable, Cat 6A, 4-Pair, 23 AWG, U/ | Category 6A, plenum (CMP), 4-pair, U/FTP shielded copper cable. Copper conductors are 23 AWG with FEP insulation. Conductors are twisted in pairs, each individual twisted pair includes a metallic foil shield and is protected by a low smoke, flame-retardan | MF | 1000 | 20000 | 1000 | 1 | 1625.88
07498339798 | PUFP6X04WH-UG | Cu,Cbl,Cat6A,4Pa,23AWG,WH,PK1000 | Shielded copper cable, category 6A U/FTP, plenum (CMP), 4-pair, conductors are 23 AWG with FEP insulation, twisted in pairs, each individual twisted pair includes a metallic foil shield and is protected by a low smoke, flame-retardant PVC jacket, white. | MF | 1000 | 5000 | 1000 | 1 | 1625.88
07498334698 | PUFP6X04WH-UG-S | Copper Cable, Cat 6A, 4-Pair, 23 AWG, U/ | Copper Cable, Cat 6A, 4-Pair, 23 AWG, U/FTP, CMP, WHITE, 1000ft | MF | 1000 | 1000 | 1000 | 1 | 1653.76
07498339812 | PUFP6X04YL-UG | Copper Cable, Cat 6A, 4-Pair, 23 AWG, U/ | Category 6A, plenum (CMP), 4-pair, U/FTP shielded copper cable. Copper conductors are 23 AWG with FEP insulation. Conductors are twisted in pairs, each individual twisted pair includes a metallic foil shield and is protected by a low smoke, flame-retardan | MF | 1000 | 20000 | 1000 | 1 | 1625.88
07498339790 | PUFR6X04BL-UG | Copper Cable, Cat 6A, 4-Pair, 23 AWG, U/ | Category 6A, plenum (CMP), 4-pair, U/FTP shielded copper cable. Copper conductors are 26 AWG with FEP insulation. Conductors are twisted in pairs, each individual twisted pair includes a metallic foil shield and is protected by a low smoke, flame-retardan | MF | 1000 | 5000 | 1000 | 1 | 715.48
07498339789 | PUFR6X04BU-UG | CuCbl,Cat6A,4Pa,23AWG,HDPE,BU,PK1000 | Shielded copper cable, category 6A U/FTP, riser (CMR), 4-pair, conductors are 23 AWG with HDPE insulation, twisted in pairs, each individual twisted pair includes a metallic foil shield and is protected by a low smoke, flame-retardant PVC jacket, blue. | MF | 1000 | 5000 | 1000 | 1 | 715.48
07498334787 | PUFR6X04BU-UG-S | Copper Cable, Cat 6A, 4-Pair, 23 AWG, U/ | Copper Cable, Cat 6A, 4-Pair, 23 AWG, U/FTP, CMR, BLUE, 1000ft | MF | 1000 | 1000 | 1000 | 1 | 749.7
07498339791 | PUFR6X04GR-UG | Copper Cable, Cat 6A, 4-Pair, 23 AWG, U/ | Category 6A, riser (CMR) 4-pair U/FTP shielded copper cable. Conductors are 23 AWG with HDPE insulation. Conductors are twisted in pairs, each individual twisted pair includes a metallic foil shield and is protected by a low smoke, flame-retardant PVC jac | MF | 1000 | 20000 | 1000 | 1 | 715.48
07498339792 | PUFR6X04IG-UG | Copper Cable, Cat 6A, 4-Pair, 23 AWG, U/ | Category 6A, riser (CMR) 4-pair U/FTP shielded copper cable. Conductors are 23 AWG with HDPE insulation. Conductors are twisted in pairs, each individual twisted pair includes a metallic foil shield and is protected by a low smoke, flame-retardant PVC jac | MF | 1000 | 20000 | 1000 | 1 | 715.48
07498339793 | PUFR6X04OR-UG | Copper Cable, Cat 6A, 4-Pair, 23 AWG, U/ | Category 6A, riser (CMR) 4-pair U/FTP shielded copper cable. Conductors are 23 AWG with HDPE insulation. Conductors are twisted in pairs, each individual twisted pair includes a metallic foil shield and is protected by a low smoke, flame-retardant PVC jac | MF | 1000 | 20000 | 1000 | 1 | 715.48
07498339794 | PUFR6X04RD-UG | Copper Cable, Cat 6A, 4-Pair, 23 AWG, U/ | Category 6A, riser (CMR) 4-pair U/FTP shielded copper cable. Conductors are 23 AWG with HDPE insulation. Conductors are twisted in pairs, each individual twisted pair includes a metallic foil shield and is protected by a low smoke, flame-retardant PVC jac | MF | 1000 | 20000 | 1000 | 1 | 715.48
07498339795 | PUFR6X04VL-UG | Copper Cable, Cat 6A, 4-Pair, 23 AWG, U/ | Category 6A, riser (CMR) 4-pair U/FTP shielded copper cable. Conductors are 23 AWG with HDPE insulation. Conductors are twisted in pairs, each individual twisted pair includes a metallic foil shield and is protected by a low smoke, flame-retardant PVC jac | MF | 1000 | 20000 | 1000 | 1 | 715.48
07498331042 | PUFR6X04WH-UG | Cu,Cbl,Cat6A,4Pa,23AWG,WH,PK1000 | Shielded copper cable, category 6A U/FTP, riser (CMR), 4-pair, conductors are 23 AWG with HDPE insulation, twisted in pairs, each individual twisted pair includes a metallic foil shield and is protected by a low smoke, flame-retardant PVC jacket, white. | MF | 1000 | 5000 | 1000 | 1 | 715.48
07498334795 | PUFR6X04WH-UG-S | Copper Cable, Cat 6A, 4-Pair, 23 AWG, U/ | Copper Cable, Cat 6A, 4-Pair, 23 AWG, U/FTP, CMR, WHITE, 1000ft | MF | 1000 | 1000 | 1000 | 1 | 749.7
07498339796 | PUFR6X04YL-UG | Copper Cable, Cat 6A, 4-Pair, 23 AWG, U/ | Category 6A, riser (CMR) 4-pair U/FTP shielded copper cable. Conductors are 23 AWG with HDPE insulation. Conductors are twisted in pairs, each individual twisted pair includes a metallic foil shield and is protected by a low smoke, flame-retardant PVC jac | MF | 1000 | 5000 | 1000 | 1 | 715.48
61305676676 | PUO6AS04BL-G | Copper Cable, Category 6A, 4-pair, 23AWG | The TX6A™ Cat 6 U/UTP copper cable is constructed of 23 AWG copper conductors with fluoropolymer insulation. The conductors are surrounded by a non-conductive core wrap and a flame retardant fluoropolymer jacket. The polyester encapsulated isolation core | MF | 1000 | 9000 | 1000 | 1 | 2608.3
61305676677 | PUO6AS04BL-G-S | Copper Cable, Category 6A, 4-pair, 23AWG |  | MF | 1000 | 1000 | 1000 | 1 | 2639.2
61305677513 | PUO6AS04WH-G | Copper Cable, Category 6A, 4-pair, 23AWG | The TX6A™ Cat 6 U/UTP copper cable is constructed of 23 AWG copper conductors with fluoropolymer insulation. The conductors are surrounded by a non-conductive core wrap and a flame retardant fluoropolymer jacket. The polyester encapsulated isolation core | MF | 1000 | 1000 | 1000 | 1 | 2608.3
61305616960 | PUO6C04BL-CEG | Copper Cable, Category 6, 4-pair, 23AWG, | The TX6™ U/UTP Outside Plant (OSP) Copper Cable is constructed of 23 AWG copper conductors with PE insulation. The cable has a gel-filled construction to prevent moisture migration in underground and wet applications. The conductors are twisted in pairs a | RL | 1 | 6 | 1 | 1 | 756.76
61305676935 | PUO6C04BL-CEQ | Copper Cable, Category 6, 4-pair, 23AWG, |  | RL | 1 | 6 | 6 | 1 | 1513.52
61305664913 | PUO6C04BL-UQ | Copper Cable, Category 6, 4-pair, 23AWG, |  | MF | 1000 | 10000 | 2000 | 1 | 756.76
61305671780 | PUO6C04BL-UQ-S | Copper Cable, Category 6, 4-pair, 23AWG, |  | MF | 1000 | 2000 | 2000 | 1 | 787.62
61305673230 | PUO6X04BL-CEG | Copper Cable, Category 6A, 4-pair, 23AWG | The TX6A™ Cat 6A UTP Copper Cable is constructed of 23 AWG copper conductors with polyethylene insulation. The conductors are twisted in pairs and surrounded by a metallic barrier. The cable has a gel-filled construction to prevent moisture migration in | RL | 1 | 6 | 6 | 1 | 1325.12
61305673231 | PUO6X04BL-CEG-S | Copper Cable, Category 6A, 4-pair, 23AWG |  | RL | 1 | 1 | 1 | 1 | 1356.06
07498328210 | PUP5C04BL-U | Copper Cable, Cat 5e, 4-Pair, 24 AWG, U/ | Category 5e, plenum (CMP), 4-pair, UTP copper cable. Copper conductors are 24 AWG construction with FEP/polyolefin insulation. Conductors are twisted in pairs and protected by a low smoke, flame-retardant PVC jacket. | MF | 1000 | 10000 | 1000 | 1 | 494.1
07498372079 | PUP5C04BU-F | CuCbl,Cat5e,4Pa,24AWG,UUTP,CMP,BU,PK1000 | Category 5e copper cable, 4-pair, 24AWG, U/UTP, CMP, Blue, 1000 feet in a carton. | MF | 1000 | 12000 | 1000 | 1 | 431.08
07498328212 | PUP5C04GR-U | Copper Cable, Cat 5e, 4-Pair, 24 AWG, U/ | Category 5e, plenum (CMP), 4-pair, UTP copper cable. Copper conductors are 24 AWG construction with FEP/polyolefin insulation. Conductors are twisted in pairs and protected by a low smoke, flame-retardant PVC jacket. | MF | 1000 | 10000 | 1000 | 1 | 494.1
07498328213 | PUP5C04IG-U | Copper Cable, Cat 5e, 4-Pair, 24 AWG, U/ | Category 5e, plenum (CMP), 4-pair, UTP copper cable. Copper conductors are 24 AWG construction with FEP/polyolefin insulation. Conductors are twisted in pairs and protected by a low smoke, flame-retardant PVC jacket. | MF | 1000 | 10000 | 1000 | 1 | 494.1
07498328214 | PUP5C04OR-U | Copper Cable, Cat 5e, 4-Pair, 24 AWG, U/ | Category 5e, plenum (CMP), 4-pair, UTP copper cable. Copper conductors are 24 AWG construction with FEP/polyolefin insulation. Conductors are twisted in pairs and protected by a low smoke, flame-retardant PVC jacket. | MF | 1000 | 30000 | 1000 | 1 | 494.1
07498328215 | PUP5C04RD-U | Copper Cable, Cat 5e, 4-Pair, 24 AWG, U/ | Category 5e, plenum (CMP), 4-pair, UTP copper cable. Copper conductors are 24 AWG construction with FEP/polyolefin insulation. Conductors are twisted in pairs and protected by a low smoke, flame-retardant PVC jacket. | MF | 1000 | 30000 | 1000 | 1 | 494.1
07498328216 | PUP5C04VL-U | Copper Cable, Cat 5e, 4-Pair, 24 AWG, U/ | Category 5e, plenum (CMP), 4-pair, UTP copper cable. Copper conductors are 24 AWG construction with FEP/polyolefin insulation. Conductors are twisted in pairs and protected by a low smoke, flame-retardant PVC jacket. | MF | 1000 | 30000 | 1000 | 1 | 494.1
07498372085 | PUP5C04WH-F | CuCbl,Cat5e,4Pa,24AWG,UUTP,CMP,WH,PK1000 | Category 5e copper cable, 4-pair, 24AWG, U/UTP, CMP, White, 1000 feet in a carton. | MF | 1000 | 12000 | 1000 | 1 | 431.08
07498328218 | PUP5C04YL-U | Copper Cable, Cat 5e, 4-Pair, 24 AWG, U/ | Category 5e, plenum (CMP), 4-pair, UTP copper cable. Copper conductors are 24 AWG construction with FEP/polyolefin insulation. Conductors are twisted in pairs and protected by a low smoke, flame-retardant PVC jacket. | MF | 1000 | 10000 | 1000 | 1 | 494.1
61305680195 | PUP6004BL-ULP | Copper Cable, Enhanced Cat 6, 4-Pair, 23 | The TX6000™ Enhanced Category 6 U/UTP Copper Cable is constructed of 23 AWG conductors with FEP/polyolefin insulation. The copper conductors are twisted in pairs, separated by a cross-divider and covered by a low smoke, flame-retardant (CMP) blue jacket s | MF | 1000 | 27000 | 1000 | 1 | 1041.84
61305625748 | PUP6004BL-WLP | CuCbl,EnCat6,4Pa,23AWG,UTP,BL,PK1000 | TX6000™ Enhanced Category 6 U/UTP Copper Cable, Black. | MF | 1000 | 36000 | 1000 | 1 | 1010.6
61305680333 | PUP6004BU-ULP | Copper Cable, Enhanced Cat 6, 4-Pair, 23 | The TX6A™ Cat 6A U/UTP copper cable is constructed of 23 AWG copper conductors with HDPE insulation. The copper conductors are twisted in pairs and separated by a cross divider. All four pairs are surrounded by a Vari-MaTriX Tape and a flame-retardant PVC | MF | 1000 | 27000 | 1000 | 1 | 1041.84
61305625749 | PUP6004BU-WLP | CuCbl,EnCat6,4Pa,23AWG,UTP,BU,PK1000 | The TX6000™ Cat 6 UTP copper cable is constructed of 23 AWG copper conductors with FEP/polyolefin (CMP) insulation. The copper conductors shall be twisted in pairs, separated by a cross-divider and covered by a low smoke, flame-retardant, plenum-rated, bl | MF | 1000 | 12000 | 1000 | 1 | 1010.6
61305680196 | PUP6004GR-ULP | Copper Cable, Enhanced Cat 6, 4-Pair, 23 | The TX6000™ Enhanced Category 6 U/UTP Copper Cable is constructed of 23 AWG conductors with FEP/polyolefin insulation. The copper conductors are twisted in pairs, separated by a cross-divider and covered by a low smoke, flame-retardant (CMP) blue jacket s | MF | 1000 | 27000 | 1000 | 1 | 1041.84
61305625750 | PUP6004GR-WLP | CuCbl,EnCat6,4Pa,23AWG,UTP,GR,PK1000 | TX6000™ Enhanced Category 6 U/UTP Copper Cable, Green. | MF | 1000 | 36000 | 1000 | 1 | 1010.6
61305680197 | PUP6004IG-ULP | Copper Cable, Enhanced Cat 6, 4-Pair, 23 | The TX6000™ Enhanced Category 6 U/UTP Copper Cable is constructed of 23 AWG conductors with FEP/polyolefin insulation. The copper conductors are twisted in pairs, separated by a cross-divider and covered by a low smoke, flame-retardant (CMP) blue jacket s | MF | 1000 | 27000 | 1000 | 1 | 1041.84
61305625751 | PUP6004IG-WLP | CuCbl,EnCat6,4Pa,23AWG,UTP,PK1000 | TX6000™ Enhanced Category 6 U/UTP Copper Cable, International Gray. | MF | 1000 | 36000 | 1000 | 1 | 1010.6
61305680198 | PUP6004OR-ULP | Copper Cable, Enhanced Cat 6, 4-Pair, 23 | The TX6000™ Enhanced Category 6 U/UTP Copper Cable is constructed of 23 AWG conductors with FEP/polyolefin insulation. The copper conductors are twisted in pairs, separated by a cross-divider and covered by a low smoke, flame-retardant (CMP) blue jacket s | MF | 1000 | 27000 | 1000 | 1 | 1041.84
61305625753 | PUP6004OR-WLP | CuCbl,EnCat6,4Pa,23AWG,UTP,OR,PK1000 | TX6000™ Enhanced Category 6 U/UTP Copper Cable, Orange. | MF | 1000 | 36000 | 1000 | 1 | 1010.6
61305680199 | PUP6004RD-ULP | Copper Cable, Enhanced Cat 6, 4-Pair, 23 | The TX6000™ Enhanced Category 6 U/UTP Copper Cable is constructed of 23 AWG conductors with FEP/polyolefin insulation. The copper conductors are twisted in pairs, separated by a cross-divider and covered by a low smoke, flame-retardant (CMP) blue jacket s | MF | 1000 | 27000 | 1000 | 1 | 1041.84
61305625752 | PUP6004RD-WLP | CuCbl,EnCat6,4Pa,23AWG,UTP,RD,PK1000 | TX6000™ Enhanced Category 6 U/UTP Copper Cable, Red. | MF | 1000 | 36000 | 1000 | 1 | 1010.6
61305680200 | PUP6004VL-ULP | Copper Cable, Enhanced Cat 6, 4-Pair, 23 | The TX6000™ Enhanced Category 6 U/UTP Copper Cable is constructed of 23 AWG conductors with FEP/polyolefin insulation. The copper conductors are twisted in pairs, separated by a cross-divider and covered by a low smoke, flame-retardant (CMP) blue jacket s | MF | 1000 | 27000 | 1000 | 1 | 1041.84
61305625754 | PUP6004VL-WLP | CuCbl,EnCat6,4Pa,23AWG,UTP,VL,PK1000 | TX6000™ Enhanced Category 6 U/UTP Copper Cable, Violet. | MF | 1000 | 36000 | 1000 | 1 | 1010.6
61305680201 | PUP6004WH-ULP | Copper Cable, Enhanced Cat 6, 4-Pair, 23 | The TX6000™ Enhanced Category 6 U/UTP Copper Cable is constructed of 23 AWG conductors with FEP/polyolefin insulation. The copper conductors are twisted in pairs, separated by a cross-divider and covered by a low smoke, flame-retardant (CMP) blue jacket s | MF | 1000 | 27000 | 1000 | 1 | 1041.84
61305625756 | PUP6004WH-WLP | CuCbl,EnCat6,4Pa,23AWG,UTP,WH,PK1000 | The TX6000™ Cat 6 UTP copper cable is constructed of 23 AWG copper conductors with FEP/polyolefin (CMP) insulation. The copper conductors shall be twisted in pairs, separated by a cross-divider and covered by a low smoke, flame-retardant, plenum-rated, wh | MF | 1000 | 12000 | 1000 | 1 | 1010.6
61305680202 | PUP6004YL-ULP | Copper Cable, Enhanced Cat 6, 4-Pair, 23 | The TX6000™ Enhanced Category 6 U/UTP Copper Cable is constructed of 23 AWG conductors with FEP/polyolefin insulation. The copper conductors are twisted in pairs, separated by a cross-divider and covered by a low smoke, flame-retardant (CMP) blue jacket s | MF | 1000 | 27000 | 1000 | 1 | 1041.84
61305625755 | PUP6004YL-WLP | CuCbl,EnCat6,4Pa,23AWG,UTP,YL,PK1000 | TX6000™ Enhanced Category 6 U/UTP Copper Cable, Yellow. | MF | 1000 | 36000 | 1000 | 1 | 1010.6
07498305819 | PUP6504BL-UY | Copper Cable, Premium Cat 6, 4-Pair, 23 | Premium Category 6, plenum (CMP), 4-pair, UTP copper cable. Copper conductors are 23 AWG construction with FEP insulation. Conductors are twisted in pairs, separated by an integrated pair divider and protected by a low smoke, flame-retardant PVC jacket. | MF | 1000 | 27000 | 1000 | 1 | 1664.6
07498305821 | PUP6504BU-UY | CuCbl,PremiumCat6,CMP,4Pa,BU,PK1000 | Copper cable, premium category 6 UTP, plenum (CMP), 4-pair, conductors are 23 AWG construction with FEP insulation, twisted in pairs, separated by an integrated pair divider and protected by a low smoke, flame-retardant PVC jacket, blue. | MF | 1000 | 27000 | 27000 | 1 | 1664.6
07498303148 | PUP6504BU-UY-S | TX6500 CAT6 ENHANCED PLENUM UTP 4-PAIR C | TX6500 CAT6 ENHANCED PLENUM UTP 4-PAIR COPPER CABLE, 1000 FT | MF | 1000 | 1000 | 1000 | 1 | 1697.86
07498305822 | PUP6504GR-UY | Copper Cable, Premium Cat 6, 4-Pair, 23 | Premium Category 6, plenum (CMP), 4-pair, UTP copper cable. Copper conductors are 23 AWG construction with FEP insulation. Conductors are twisted in pairs, separated by an integrated pair divider and protected by a low smoke, flame-retardant PVC jacket. | MF | 1000 | 27000 | 1000 | 1 | 1664.6
07498305823 | PUP6504IG-UY | Cu,PCat6,4Pair,23AWG,UTP,CMP,IG,305m | Premium Category 6, plenum (CMP), 4-pair, UTP copper cable. Copper conductors are 23 AWG construction with FEP insulation. Conductors are twisted in pairs, separated by an integrated pair divider and protected by a low smoke, flame-retardant PVC jacket. | MF | 1000 | 27000 | 1000 | 1 | 1664.6
07498305824 | PUP6504OR-UY | Cu,PCat6,4Pair,23AWG,UTP,CMP,OR,305m | Premium Category 6, plenum (CMP), 4-pair, UTP copper cable. Copper conductors are 23 AWG construction with FEP insulation. Conductors are twisted in pairs, separated by an integrated pair divider and protected by a low smoke, flame-retardant PVC jacket. | MF | 1000 | 27000 | 1000 | 1 | 1664.6
07498303096 | PUP6504RD-UY | Cu,PCat6,4Pair,23AWG,UTP,CMP,RD,305m | Premium Category 6, plenum (CMP), 4-pair, UTP copper cable. Copper conductors are 23 AWG construction with FEP insulation. Conductors are twisted in pairs, separated by an integrated pair divider and protected by a low smoke, flame-retardant PVC jacket. | MF | 1000 | 27000 | 1000 | 1 | 1664.6
07498305825 | PUP6504VL-UY | Copper Cable, Premium Cat 6, 4-Pair, 23 | Premium Category 6, plenum (CMP), 4-pair, UTP copper cable. Copper conductors are 23 AWG construction with FEP insulation. Conductors are twisted in pairs, separated by an integrated pair divider and protected by a low smoke, flame-retardant PVC jacket. | MF | 1000 | 27000 | 1000 | 1 | 1664.6
07498305826 | PUP6504WH-UY | CuCbl,PremiumCat6,CMP,4Pa,WH,PK1000 | Copper cable, premium category 6 UTP, plenum (CMP), 4-pair, conductors are 23 AWG construction with FEP insulation, twisted in pairs, separated by an integrated pair divider and protected by a low smoke, flame-retardant PVC jacket, white. | MF | 1000 | 27000 | 27000 | 1 | 1664.6
07498303159 | PUP6504WH-UY-S | TX6500 CAT6 ENHANCED PLENUM UTP 4-PAIR C | TX6500 CAT6 ENHANCED PLENUM UTP 4-PAIR COPPER CABLE, 1000 FT | MF | 1000 | 1000 | 1000 | 1 | 1697.86
07498305827 | PUP6504YL-UY | Cu,PCat6,4Pair,23AWG,UTP,CMP,YL,305m | Premium Category 6, plenum (CMP), 4-pair, UTP copper cable. Copper conductors are 23 AWG construction with FEP insulation. Conductors are twisted in pairs, separated by an integrated pair divider and protected by a low smoke, flame-retardant PVC jacket. | MF | 1000 | 27000 | 1000 | 1 | 1664.6
61305625866 | PUP6AHD04BL-G | Copper Cable, Cat 6A, Vari-MaTriX HD, 4- | The Vari-MaTriX HD copper cable is the smallest Category 6A copper cable on the market. With a 0.230” diameter, the Category 6A Vari-MaTriX HD is equivalent in size to a Category 6 cable. Upgrading from Category 6 to 6A is simplified as the Vari-Matrix HD | MF | 1000 | 9000 | 1000 | 1 | 1428
61305645054 | PUP6AHD04BU-G | Copper Cable, Cat 6A, Vari-MaTriX HD, 4- | The TX6A™ Cat 6A copper cable is constructed of 23 AWG copper conductors with FEP Plenum (CMP) insulation. The copper conductors shall be twisted in pairs. All four pairs shall be surrounded by a metallic Vari-MaTriX tape cut into segments of varying leng | MF | 1000 | 9000 | 1000 | 1 | 1428
61305679277 | PUP6AHD04GR-G | Copper Cable, Cat 6A, Vari-MaTriX HD, 4- | The Vari-MaTriX HD copper cable is the smallest Category 6A copper cable on the market. With a 0.230” diameter, the Category 6A Vari-MaTriX HD is equivalent in size to a Category 6 cable. Upgrading from Category 6 to 6A is simplified as the Vari-Matrix HD | MF | 1000 | 9000 | 1000 | 1 | 1428
61305679278 | PUP6AHD04IG-G | Copper Cable, Cat 6A, Vari-MaTriX HD, 4- | The Vari-MaTriX HD copper cable is the smallest Category 6A copper cable on the market. With a 0.230” diameter, the Category 6A Vari-MaTriX HD is equivalent in size to a Category 6 cable. Upgrading from Category 6 to 6A is simplified as the Vari-Matrix HD | MF | 1000 | 9000 | 1000 | 1 | 1428
61305679279 | PUP6AHD04OR-G | Copper Cable, Cat 6A, Vari-MaTriX HD, 4- | The Vari-MaTriX HD copper cable is the smallest Category 6A copper cable on the market. With a 0.230” diameter, the Category 6A Vari-MaTriX HD is equivalent in size to a Category 6 cable. Upgrading from Category 6 to 6A is simplified as the Vari-Matrix HD | MF | 1000 | 36000 | 1000 | 1 | 1428
61305679280 | PUP6AHD04RD-G | Copper Cable, Cat 6A, Vari-MaTriX HD, 4- | The Vari-MaTriX HD copper cable is the smallest Category 6A copper cable on the market. With a 0.230” diameter, the Category 6A Vari-MaTriX HD is equivalent in size to a Category 6 cable. Upgrading from Category 6 to 6A is simplified as the Vari-Matrix HD | MF | 1000 | 36000 | 1000 | 1 | 1428
61305679281 | PUP6AHD04VL-G | Copper Cable, Cat 6A, Vari-MaTriX HD, 4- | The Vari-MaTriX HD copper cable is the smallest Category 6A copper cable on the market. With a 0.230” diameter, the Category 6A Vari-MaTriX HD is equivalent in size to a Category 6 cable. Upgrading from Category 6 to 6A is simplified as the Vari-Matrix HD | MF | 1000 | 36000 | 1000 | 1 | 1428
61305679282 | PUP6AHD04WH-G | Copper Cable, Cat 6A, Vari-MaTriX HD, 4- | The Vari-MaTriX HD copper cable is the smallest Category 6A copper cable on the market. With a 0.230” diameter, the Category 6A Vari-MaTriX HD is equivalent in size to a Category 6 cable. Upgrading from Category 6 to 6A is simplified as the Vari-Matrix HD | MF | 1000 | 9000 | 1000 | 1 | 1428
61305679283 | PUP6AHD04YL-G | Copper Cable, Cat 6A, Vari-MaTriX HD, 4- | The Vari-MaTriX HD copper cable is the smallest Category 6A copper cable on the market. With a 0.230” diameter, the Category 6A Vari-MaTriX HD is equivalent in size to a Category 6 cable. Upgrading from Category 6 to 6A is simplified as the Vari-Matrix HD | MF | 1000 | 9000 | 1000 | 1 | 1428
61305636306 | PUP6AS04BL-G | Cbl,Cat6A,4Pa,23AWG,UTP,BL,1000ft,PK1000 | Copper Cable, Cat 6A, 4-Pair, 23 AWG, UTP, CMP, Black, 1000ft/305m. | MF | 1000 | 9000 | 1000 | 1 | 1317.56
61305636307 | PUP6AS04BU-G | Cbl,Cat6A,4Pa,23AWG,UTP,BU,1000ft,PK1000 | The TX6A™ Cat 6A U/UTP copper cable is constructed of 23 AWG copper conductors with FEP insulation. The copper conductors are twisted in pairs and separated by a cross divider. All four pairs are surrounded by a non-conductive foil tape and a flame-retard | MF | 1000 | 9000 | 1000 | 1 | 1317.56
61305636793 | PUP6AS04BU-G-S | Copper Cable, Cat 6A, 4-Pair, 23 AWG, UT |  | MF | 1000 | 1000 | 1000 | 1 | 1345.3
61305636309 | PUP6AS04GR-G | Cbl,Cat6A,4Pa,23AWG,UTP,GR,1000ft,PK1000 | Copper Cable, Cat 6A, 4-Pair, 23 AWG, UTP, CMP, Green, 1000ft/305m. | MF | 1000 | 9000 | 1000 | 1 | 1317.56
61305636308 | PUP6AS04IG-G | Cbl,Cat6A,4Pa,23AWG,UTP,IG,1000ft,PK1000 | Copper Cable, Cat 6A, 4-Pair, 23 AWG, UTP, CMP, Intl. Grey, 1000ft/305m | MF | 1000 | 1000 | 1000 | 1 | 1317.56
61305636311 | PUP6AS04OR-G | Cbl,Cat6A,4Pa,23AWG,UTP,RD,1000ft,PK1000 | Copper Cable, Cat 6A, 4-Pair, 23 AWG, UTP, CMP, Orange, 1000ft/305m | MF | 1000 | 1000 | 1000 | 1 | 1317.56
61305636310 | PUP6AS04RD-G | Cbl,Cat6A,4Pa,23AWG,UTP,RD,1000ft,PK1000 | Copper Cable, Cat 6A, 4-Pair, 23 AWG, UTP, CMP, Red, 1000ft/305m | MF | 1000 | 36000 | 1000 | 1 | 1317.56
61305636312 | PUP6AS04VL-G | Cbl,Cat6A,4Pa,23AWG,UTP,VL,1000ft,PK1000 | Copper Cable, Cat 6A, 4-Pair, 23 AWG, UTP, CMP, Violet, 1000ft/305m | MF | 1000 | 36000 | 1000 | 1 | 1317.56
61305636314 | PUP6AS04WH-G | Cbl,Cat6A,4Pa,23AWG,UTP,WH,1000ft,PK1000 | The TX6A™ Cat 6A U/UTP copper cable is constructed of 23 AWG copper conductors with FEP insulation. The copper conductors are twisted in pairs and separated by a cross divider. All four pairs are surrounded by a non-conductive foil tape and a flame-retard | MF | 1000 | 9000 | 1000 | 1 | 1317.56
61305636801 | PUP6AS04WH-G-S | Copper Cable, Cat 6A, 4-Pair, 23 AWG, UT |  | MF | 1000 | 1000 | 1000 | 1 | 1345.3
61305636313 | PUP6AS04YL-G | Cbl,Cat6A,4Pa,23AWG,UTP,YL,1000ft,PK1000 | Copper Cable, Cat 6A, 4-Pair, 23 AWG, UTP, CMP, Yellow, 1000ft/305m | MF | 1000 | 9000 | 1000 | 1 | 1317.56
61305637449 | PUP6AV04BU-G-S | Copper Cable, Cat 6A, Vari-MaTriX, 4-Pai |  | MF | 1000 | 1000 | 1000 | 1 | 1417.42
61305638112 | PUP6AV04WH-G-S | Copper Cable, Cat 6A, Vari-MaTriX, 4-Pai |  | MF | 1000 | 1000 | 1000 | 1 | 1417.42
61305625757 | PUP6C04BL-ULP | CuCbl,Cat6,4Pa,23AWG,BL,1000ft,PK1000 | TX6™ Category 6 U/UTP Copper Cable, Black. | MF | 1000 | 12000 | 1000 | 1 | 884.62
61305664895 | PUP6C04BL-UQ | Copper Cable, Cat 6, 4-Pair, 23 AWG, U/U |  | MF | 1000 | 10000 | 2000 | 1 | 884.62
61305677525 | PUP6C04BL-W | ****Copper Cable, Cat 6, 4-Pair, 24 AWG, |  | MF | 1000 | 12000 | 1000 | 1 | 884.62
61305625740 | PUP6C04BU-ULP | CuCbl,Cat6,4Pa,23AWG,BU,1000ft,PK1000 | The TX6™ Cat 6 UTP copper cable is constructed of 23 AWG copper conductors with FEP/polyolefin (CMP) insulation. The copper conductors shall be twisted in pairs and covered by a low smoke, flame-retardant, plenum-rated, blue jacket. | MF | 1000 | 12000 | 1000 | 1 | 884.62
61305664896 | PUP6C04BU-UQ | Copper Cable, Cat 6, 4-Pair, 23 AWG, U/U |  | MF | 1000 | 10000 | 2000 | 1 | 884.62
61305671771 | PUP6C04BU-UQ-S | Copper Cable, Cat 6, 4-Pair, 23 AWG, U/U |  | MF | 1000 | 2000 | 2000 | 1 | 915.5
61305677523 | PUP6C04BU-W | ****Copper Cable, Cat 6, 4-Pair, 24 AWG, |  | MF | 1000 | 12000 | 1000 | 1 | 884.62
61305625741 | PUP6C04GR-ULP | CuCbl,Cat6,4Pa,23AWG,GR,1000ft,PK1000 | TX6™ Category 6 U/UTP Copper Cable, Green. | MF | 1000 | 12000 | 1000 | 1 | 884.62
61305664898 | PUP6C04GR-UQ | Copper Cable, Cat 6, 4-Pair, 23 AWG, U/U |  | MF | 1000 | 10000 | 2000 | 1 | 884.62
61305677528 | PUP6C04GR-W | ****Copper Cable, Cat 6, 4-Pair, 24 AWG, |  | MF | 1000 | 12000 | 1000 | 1 | 884.62
61305625743 | PUP6C04IG-ULP | CuCbl,Cat6,4Pa,23AWG,U/UTP,1000ft,PK1000 | TX6™ Category 6 U/UTP Copper Cable, International Gray. | MF | 1000 | 12000 | 1000 | 1 | 884.62
61305664897 | PUP6C04IG-UQ | Copper Cable, Cat 6, 4-Pair, 23 AWG, U/U |  | MF | 1000 | 10000 | 2000 | 1 | 884.62
61305677531 | PUP6C04IG-W | ****Copper Cable, Cat 6, 4-Pair, 24 AWG, |  | MF | 1000 | 12000 | 1000 | 1 | 884.62
61305625745 | PUP6C04OR-ULP | CuCbl,Cat6,4Pa,23AWG,OR,1000ft,PK1000 | TX6™ Category 6 U/UTP Copper Cable, Orange. | MF | 1000 | 36000 | 1000 | 1 | 884.62
61305664900 | PUP6C04OR-UQ | Copper Cable, Cat 6, 4-Pair, 23 AWG, U/U |  | MF | 1000 | 40000 | 2000 | 1 | 884.62
61305677526 | PUP6C04OR-W | ****Copper Cable, Cat 6, 4-Pair, 24 AWG, |  | MF | 1000 | 36000 | 36000 | 1 | 884.62
61305625744 | PUP6C04RD-ULP | CuCbl,Cat6,4Pa,23AWG,RD,1000ft,PK1000 | TX6™ Category 6 U/UTP Copper Cable, Red. | MF | 1000 | 36000 | 1000 | 1 | 884.62
61305664899 | PUP6C04RD-UQ | Copper Cable, Cat 6, 4-Pair, 23 AWG, U/U |  | MF | 1000 | 40000 | 2000 | 1 | 884.62
61305677529 | PUP6C04RD-W | ****Copper Cable, Cat 6, 4-Pair, 24 AWG, |  | MF | 1000 | 36000 | 36000 | 1 | 884.62
61305625746 | PUP6C04VL-ULP | CuCbl,Cat6,4Pa,23AWG,VL,1000ft,PK1000 | TX6™ Category 6 U/UTP Copper Cable, Violet. | MF | 1000 | 36000 | 1000 | 1 | 884.62
61305664901 | PUP6C04VL-UQ | Copper Cable, Cat 6, 4-Pair, 23 AWG, U/U |  | MF | 1000 | 40000 | 2000 | 1 | 884.62
61305677527 | PUP6C04VL-W | ****Copper Cable, Cat 6, 4-Pair, 24 AWG, |  | MF | 1000 | 36000 | 36000 | 1 | 884.62
61305625742 | PUP6C04WH-ULP | CuCbl,Cat6,4Pa,23AWG,WH,1000ft,PK1000 | The TX6™ Cat 6 UTP copper cable is constructed of 23 AWG copper conductors with FEP/polyolefin (CMP) insulation. The copper conductors shall be twisted in pairs and covered by a low smoke, flame-retardant, plenum-rated, white jacket. | MF | 1000 | 12000 | 1000 | 1 | 884.62
61305664902 | PUP6C04WH-UQ | Copper Cable, Cat 6, 4-Pair, 23 AWG, U/U |  | MF | 1000 | 10000 | 2000 | 1 | 884.62
61305677524 | PUP6C04WH-W | ****Copper Cable, Cat 6, 4-Pair, 24 AWG, |  | MF | 1000 | 12000 | 1000 | 1 | 884.62
61305625747 | PUP6C04YL-ULP | CuCbl,Cat6,4Pa,23AWG,YL,1000ft,PK1000 | TX6™ Category 6 U/UTP Copper Cable, Yellow. | MF | 1000 | 12000 | 1000 | 1 | 884.62
61305664903 | PUP6C04YL-UQ | Copper Cable, Cat 6, 4-Pair, 23 AWG, U/U |  | MF | 1000 | 10000 | 2000 | 1 | 884.62
61305677530 | PUP6C04YL-W | ****Copper Cable, Cat 6, 4-Pair, 24 AWG, |  | MF | 1000 | 12000 | 1000 | 1 | 884.62
61305680136 | PUP6XHD04BL-G | Copper Cable, Cat 6A, 4-Pair, 23 AWG, UT | The TX6A™ Cat 6A UTP Copper Cable is constructed of 23 AWG copper conductors with FEP Plenum (CMP) insulation. The conductors are twisted in pairs and surrounded by a metallicbarrier and a flame retardant jacket. The black, (UL Listed CMP-LP (0.7A)) cable | MF | 1000 | 9000 | 1000 | 1 | 1357.08
61305680137 | PUP6XHD04BU-G | Copper Cable, Cat 6A, 4-Pair, 23 AWG, UT | The TX6A™ Cat 6A copper cable is constructed of 23 AWG copper conductors with FEP Plenum (CMP) insulation. The copper conductors shall be twisted in pairs. All four pairs shall be surrounded by a metallic alien crosstalk barrier tape and a flame retardant | MF | 1000 | 9000 | 1000 | 1 | 1357.08
61305680138 | PUP6XHD04GR-G | Copper Cable, Cat 6A, 4-Pair, 23 AWG, UT | The TX6A™ Cat 6A UTP Copper Cable is constructed of 23 AWG copper conductors with FEP Plenum (CMP) insulation. The conductors are twisted in pairs and surrounded by a metallicbarrier and a flame retardant jacket. The green, (UL Listed CMP-LP (0.7A)) cable | MF | 1000 | 9000 | 1000 | 1 | 1357.08
61305680139 | PUP6XHD04IG-G | Copper Cable, Cat 6A, 4-Pair, 23 AWG, UT | The TX6A™ Cat 6A UTP Copper Cable is constructed of 23 AWG copper conductors with FEP Plenum (CMP) insulation. The conductors are twisted in pairs and surrounded by a metallicbarrier and a flame retardant jacket. The international gray, (UL Listed CMP-LP | MF | 1000 | 9000 | 1000 | 1 | 1357.08
61305680140 | PUP6XHD04OR-G | Copper Cable, Cat 6A, 4-Pair, 23 AWG, UT | The TX6A™ Cat 6A UTP Copper Cable is constructed of 23 AWG copper conductors with FEP Plenum (CMP) insulation. The conductors are twisted in pairs and surrounded by a metallicbarrier and a flame retardant jacket. The orange, (UL Listed CMP-LP (0.7A)) cabl | MF | 1000 | 9000 | 1000 | 1 | 1357.08
61305680141 | PUP6XHD04RD-G | Copper Cable, Cat 6A, 4-Pair, 23 AWG, UT | The TX6A™ Cat 6A UTP Copper Cable is constructed of 23 AWG copper conductors with FEP Plenum (CMP) insulation. The conductors are twisted in pairs and surrounded by a metallicbarrier and a flame retardant jacket. The red, (UL Listed CMP-LP (0.7A)) cable i | MF | 1000 | 9000 | 1000 | 1 | 1357.08
61305680142 | PUP6XHD04VL-G | Copper Cable, Cat 6A, 4-Pair, 23 AWG, UT | The TX6A™ Cat 6A UTP Copper Cable is constructed of 23 AWG copper conductors with FEP Plenum (CMP) insulation. The conductors are twisted in pairs and surrounded by a metallicbarrier and a flame retardant jacket. The violet, (UL Listed CMP-LP (0.7A)) cabl | MF | 1000 | 9000 | 1000 | 1 | 1357.08
61305680143 | PUP6XHD04WH-G | Copper Cable, Cat 6A, 4-Pair, 23 AWG, UT | The TX6A™ Cat 6A copper cable is constructed of 23 AWG copper conductors with FEP Plenum (CMP) insulation. The copper conductors shall be twisted in pairs. All four pairs shall be surrounded by a metallic alien crosstalk barrier tape and a flame retardant | MF | 1000 | 9000 | 1000 | 1 | 1357.08
61305680144 | PUP6XHD04YL-G | Copper Cable, Cat 6A, 4-Pair, 23 AWG, UT | The TX6A™ Cat 6A UTP Copper Cable is constructed of 23 AWG copper conductors with FEP Plenum (CMP) insulation. The conductors are twisted in pairs and surrounded by a metallicbarrier and a flame retardant jacket. The yellow, (UL Listed CMP-LP (0.7A)) cabl | MF | 1000 | 9000 | 1000 | 1 | 1357.08
07498328034 | PUR5C04BL-U | Copper Cable, Cat 5e, 4-Pair, 24 AWG, U/ | Category 5e, riser (CMR), 4-pair, UTP copper cable. Copper conductors are 24 AWG construction with polyolefin insulation. Conductors are twisted in pairs and protected by a flame-retardant PVC jacket. | MF | 1000 | 10000 | 1000 | 1 | 241.86
07498333412 | PUR5C04BU-F | CuCbl,Cat5e,4Pa,24AWG,UUTP,BU,PK1000 | Category 5e copper cable, 4-Pair, 24AWG, U/UTP, Blue, 1000ft Carton | MF | 1000 | 12000 | 1000 | 1 | 215.46
07498328044 | PUR5C04GR-U | Copper Cable, Cat 5e, 4-Pair, 24 AWG, U/ | Category 5e, riser (CMR), 4-pair, UTP copper cable. Copper conductors are 24 AWG construction with polyolefin insulation. Conductors are twisted in pairs and protected by a flame-retardant PVC jacket. | MF | 1000 | 10000 | 1000 | 1 | 241.86
07498328045 | PUR5C04IG-U | Copper Cable, Cat 5e, 4-Pair, 24 AWG, U/ | Category 5e, riser (CMR), 4-pair, UTP copper cable. Copper conductors are 24 AWG construction with polyolefin insulation. Conductors are twisted in pairs and protected by a flame-retardant PVC jacket. | MF | 1000 | 10000 | 1000 | 1 | 241.86
07498328046 | PUR5C04OR-U | Copper Cable, Cat 5e, 4-Pair, 24 AWG, U/ | Category 5e, riser (CMR), 4-pair, UTP copper cable. Copper conductors are 24 AWG construction with polyolefin insulation. Conductors are twisted in pairs and protected by a flame-retardant PVC jacket. | MF | 1000 | 30000 | 1000 | 1 | 241.86
07498328047 | PUR5C04RD-U | Copper Cable, Cat 5e, 4-Pair, 24 AWG, U/ | Category 5e, riser (CMR), 4-pair, UTP copper cable. Copper conductors are 24 AWG construction with polyolefin insulation. Conductors are twisted in pairs and protected by a flame-retardant PVC jacket. | MF | 1000 | 30000 | 1000 | 1 | 241.86
07498328048 | PUR5C04VL-U | Copper Cable, Cat 5e, 4-Pair, 24 AWG, U/ | Category 5e, riser (CMR), 4-pair, UTP copper cable. Copper conductors are 24 AWG construction with polyolefin insulation. Conductors are twisted in pairs and protected by a flame-retardant PVC jacket. | MF | 1000 | 30000 | 1000 | 1 | 241.86
07498341139 | PUR5C04WH-F | CuCbl,Cat5e,4Pa,24AWG,UUTP,WH,PK1000 | Category 5e copper cable, 4-Pair, 24AWG, U/UTP, White, 1000ft Carton. | MF | 1000 | 12000 | 1000 | 1 | 215.46
07498328050 | PUR5C04YL-U | Copper Cable, Cat 5e, 4-Pair, 24 AWG, U/ | Category 5e, riser (CMR), 4-pair, UTP copper cable. Copper conductors are 24 AWG construction with polyolefin insulation. Conductors are twisted in pairs and protected by a flame-retardant PVC jacket. | MF | 1000 | 10000 | 1000 | 1 | 241.86
07498379640 | PUR6004BL-UY | Cu,ECat6,4Pair,23AWG,UTP,CMR,BL,305m | Enhanced Category 6, riser (CMR), 4-pair, UTP copper cable. Copper conductors are 23 AWG construction with polyolethin insulation. Conductors are twisted in pairs and placed in a low smoke, flame-retardant PVC jacket. | MF | 1000 | 27000 | 9000 | 1 | 427.26
07498366940 | PUR6004BL-W | Cu,ECat6,4Pair,23AWG,UUTP,CMR,BL,305mRX | Enhanced Category 6, riser (CMR), 4-pair, UTP copper cable. Copper conductors are 23 AWG construction with polyolefin (PE) insulation. Conductors are twisted in pairs, separated by an integrated pair divider, and protected by a flame-retardant PVC jacket. | MF | 1000 | 12000 | 1000 | 1 | 427.26
07498305846 | PUR6004BU-UY | CuCbl,E,Cat6,4Pa,PE,23AWG,BU,PK1000 | Copper cable, enhanced category 6 UTP, riser, 4-pair, conductors are 23 AWG construction with polyolefin (PE) insulation, twisted in pairs, separated by an integrated pair divider, and protected by a flame-retardant PVC jacket, blue. | MF | 1000 | 9000 | 1000 | 1 | 427.26
07498303078 | PUR6004BU-UY-S | TX-6000 CAT6 RISER UTP 4-PAIR COPPER CAB | TX-6000 CAT6 RISER UTP 4-PAIR COPPER CABLE, 1000 FT | MF | 1000 | 1000 | 1000 | 1 | 441
07498366931 | PUR6004BU-W | Cu,ECat6,4Pair,23AWG,UUTP,CMR,BU,305mRX | The TX6000™ Enhanced Cat 6 U/UTP copper cable is constructed of 23 AWG copper conductors with HDPE insulation. The copper conductors are twisted in pairs and separated by a cross divider. All four pairs are surrounded by a HDPE flame-retardant jacket. The | MF | 1000 | 12000 | 1000 | 1 | 427.26
07498307322 | PUR6004BU-W-S | Copper Cable, Category 6, 4-pair, 23 AWG | Copper Cable, Category 6, 4-pair, 23 AWG, U/UTP, CMR, Blue,1000 feet | MF | 1000 | 1000 | 1000 | 1 | 441
07498305848 | PUR6004GR-UY | Cu,ECat6,4Pair,23AWG,UTP,CMR,GR,305m | Enhanced Category 6, riser (CMR), 4-pair, UTP copper cable. Copper conductors are 23 AWG construction with polyolethin insulation. Conductors are twisted in pairs and placed in a low smoke, flame-retardant PVC jacket. | MF | 1000 | 27000 | 9000 | 1 | 427.26
07498366938 | PUR6004GR-W | Cu,ECat6,4Pair,23AWG,UUTP,CMR,GR,305mRX | Enhanced Category 6, riser (CMR), 4-pair, UTP copper cable. Copper conductors are 23 AWG construction with polyolefin (PE) insulation. Conductors are twisted in pairs, separated by an integrated pair divider, and protected by a flame-retardant PVC jacket. | MF | 1000 | 12000 | 1000 | 1 | 427.26
07498305850 | PUR6004IG-UY | Cu,ECat6,4Pair,23AWG,UTP,CMR,IG,UY,305m | Enhanced Category 6, riser (CMR), 4-pair, UTP copper cable. Copper conductors are 23 AWG construction with polyolethin insulation. Conductors are twisted in pairs and placed in a low smoke, flame-retardant PVC jacket. | MF | 1000 | 27000 | 9000 | 1 | 427.26
07498366939 | PUR6004IG-W | Cu,ECat6,4Pair,23AWG,UUTP,CMR,IG,305mRX | Enhanced Category 6, riser (CMR), 4-pair, UTP copper cable. Copper conductors are 23 AWG construction with polyolefin (PE) insulation. Conductors are twisted in pairs, separated by an integrated pair divider, and protected by a flame-retardant PVC jacket. | MF | 1000 | 12000 | 1000 | 1 | 427.26
07498305851 | PUR6004OR-UY | Cu,ECat6,4Pair,23AWG,UTP,CMR,OR,305m | Enhanced Category 6, riser (CMR), 4-pair, UTP copper cable. Copper conductors are 23 AWG construction with polyolethin insulation. Conductors are twisted in pairs and placed in a low smoke, flame-retardant PVC jacket. | MF | 1000 | 27000 | 9000 | 1 | 427.26
07498366936 | PUR6004OR-W | Cu,ECat6,4Pair,23AWG,UUTP,CMR,OR,305mRX | Enhanced Category 6, riser (CMR), 4-pair, UTP copper cable. Copper conductors are 23 AWG construction with polyolefin (PE) insulation. Conductors are twisted in pairs, separated by an integrated pair divider, and protected by a flame-retardant PVC jacket. | MF | 1000 | 36000 | 1000 | 1 | 427.26
61305673743 | PUR6004PK-W | Copper Cable, Enhanced Cat 6, 4-Pair, 23 |  | MF | 1000 | 36000 | 1000 | 1 | 427.26
07498379724 | PUR6004RD-UY | Cu,ECat6,4Pair,23AWG,UTP,CMR,RD,305m | Enhanced Category 6, riser (CMR), 4-pair, UTP copper cable. Copper conductors are 23 AWG construction with polyolethin insulation. Conductors are twisted in pairs and placed in a low smoke, flame-retardant PVC jacket. | MF | 1000 | 27000 | 9000 | 1 | 427.26
07498366934 | PUR6004RD-W | Cu,ECat6,4Pair,23AWG,UUTP,CMR,RD,305mRX | Enhanced Category 6, riser (CMR), 4-pair, UTP copper cable. Copper conductors are 23 AWG construction with polyolefin (PE) insulation. Conductors are twisted in pairs, separated by an integrated pair divider, and protected by a flame-retardant PVC jacket. | MF | 1000 | 36000 | 1000 | 1 | 427.26
07498379609 | PUR6004VL-UY | Cu,ECat6,4Pair,23AWG,UTP,CMR,VL,305m | Enhanced Category 6, riser (CMR), 4-pair, UTP copper cable. Copper conductors are 23 AWG construction with polyolethin insulation. Conductors are twisted in pairs and placed in a low smoke, flame-retardant PVC jacket. | MF | 1000 | 27000 | 1000 | 1 | 427.26
07498366941 | PUR6004VL-W | Cu,ECat6,4Pair,23AWG,UUTP,CMR,VL,305mRX | Enhanced Category 6, riser (CMR), 4-pair, UTP copper cable. Copper conductors are 23 AWG construction with polyolefin (PE) insulation. Conductors are twisted in pairs, separated by an integrated pair divider, and protected by a flame-retardant PVC jacket. | MF | 1000 | 36000 | 1000 | 1 | 427.26
07498305853 | PUR6004WH-UY | CuCbl,E,Cat6,CMR,4Pa,23AWG,WH,PK1000 | Copper cable, enhanced category 6 UTP, riser (CMR), 4-pair, conductors are 23 AWG construction with polyolethin insulation, twisted in pairs and placed in a low smoke, flame-retardant PVC jacket, white. | MF | 1000 | 9000 | 1000 | 1 | 427.26
07498303084 | PUR6004WH-UY-S | TX-6000 CAT6 RISER UTP 4-PAIR COPPER CAB | TX-6000 CAT6 RISER UTP 4-PAIR COPPER CABLE, 1000 FT | MF | 1000 | 1000 | 1000 | 1 | 441
07498366932 | PUR6004WH-W | Cu,ECat6,4Pair,23AWG,UUTP,CMR,WH,305mRX | Copper cable, enhanced category 6 U/UTP, riser (CMR), 4-pair, conductors are 23 AWG construction with polyolefin (PE) insulation, twisted in pairs, separated by an integrated pair divider, and protected by a flame-retardant PVC jacket. Packaged in an easy | MF | 1000 | 12000 | 1000 | 1 | 427.26
07498307318 | PUR6004WH-W-S | Copper Cable, Category 6, 4-pair, 23 AWG | Copper Cable, Category 6, 4-pair, 23 AWG, U/UTP, CMR, White,1000 feet | MF | 1000 | 1000 | 1000 | 1 | 441
07498305855 | PUR6004YL-UY | Cu,ECat6,4Pair,23AWG,UTP,CMR,YL,305m | Enhanced Category 6, riser (CMR), 4-pair, UTP copper cable. Copper conductors are 23 AWG construction with polyolethin insulation. Conductors are twisted in pairs and placed in a low smoke, flame-retardant PVC jacket. | MF | 1000 | 27000 | 1000 | 1 | 427.26
07498366937 | PUR6004YL-W | Cu,ECat6,4Pair,23AWG,UUTP,CMR,YL,305mRX | Enhanced Category 6, riser (CMR), 4-pair, UTP copper cable. Copper conductors are 23 AWG construction with polyolefin (PE) insulation. Conductors are twisted in pairs, separated by an integrated pair divider, and protected by a flame-retardant PVC jacket. | MF | 1000 | 12000 | 1000 | 1 | 427.26
61305671740 | PUR6504BL-ULP | Copper Cable, Premium Cat 6, 4-Pair, 23 |  | MF | 1000 | 27000 | 1000 | 1 | 685.86
61305610797 | PUR6504BU-ULP | Copper Cable, Premium Cat 6, 4-Pair, 23 |  | MF | 1000 | 9000 | 1000 | 1 | 685.86
61305610800 | PUR6504GR-ULP | Copper Cable, Premium Cat 6, 4-Pair, 23 |  | MF | 1000 | 27000 | 1000 | 1 | 685.86
61305610798 | PUR6504IG-ULP | Copper Cable, Premium Cat 6, 4-Pair, 23 |  | MF | 1000 | 27000 | 1000 | 1 | 685.86
61305610802 | PUR6504OR-ULP | Copper Cable, Premium Cat 6, 4-Pair, 23 |  | MF | 1000 | 27000 | 1000 | 1 | 685.86
61305610801 | PUR6504RD-ULP | Copper Cable, Premium Cat 6, 4-Pair, 23 |  | MF | 1000 | 27000 | 1000 | 1 | 685.86
61305610803 | PUR6504VL-ULP | Copper Cable, Premium Cat 6, 4-Pair, 23 |  | MF | 1000 | 27000 | 1000 | 1 | 685.86
61305610804 | PUR6504WH-ULP | Copper Cable, Premium Cat 6, 4-Pair, 23 |  | MF | 1000 | 9000 | 1000 | 1 | 685.86
61305610805 | PUR6504YL-ULP | Copper Cable, Premium Cat 6, 4-Pair, 23 |  | MF | 1000 | 27000 | 1000 | 1 | 685.86
61305656743 | PUR6AV04BL-G | Copper Cable, Cat 6A, Vari-MaTriX, 4-Pai | Copper Cable, Cat 6A, Vari-MaTriX, 4-Pair, 23 AWG, UTP, CMR, Black, 1000ft/305m | MF | 1000 | 6000 | 1000 | 1 | 642.1
61305656744 | PUR6AV04BU-G | Copper Cable, Cat 6A, Vari-MaTriX, 4-Pai | The TX6A™ Cat 6A U/UTP copper cable is constructed of 23 AWG copper conductors with HDPE insulation. The copper conductors are twisted in pairs and separated by a cross divider. All four pairs are surrounded by a Vari-MaTriX Tape and a flame-retardant PVC | MF | 1000 | 6000 | 1000 | 1 | 642.1
61305656746 | PUR6AV04GR-G | Copper Cable, Cat 6A, Vari-MaTriX, 4-Pai | Copper Cable, Cat 6A, Vari-MaTriX, 4-Pair, 23 AWG, UTP, CMR, Green, 1000ft/305m | MF | 1000 | 6000 | 1000 | 1 | 642.1
61305656745 | PUR6AV04IG-G | Copper Cable, Cat 6A, Vari-MaTriX, 4-Pai | Copper Cable, Cat 6A, Vari-MaTriX, 4-Pair, 23 AWG, UTP, CMR, Intl. Gray, 1000ft/305m | MF | 1000 | 6000 | 1000 | 1 | 642.1
61305656748 | PUR6AV04OR-G | Copper Cable, Cat 6A, Vari-MaTriX, 4-Pai | Copper Cable, Cat 6A, Vari-MaTriX, 4-Pair, 23 AWG, UTP, CMR, Orange, 1000ft/305m | MF | 1000 | 6000 | 1000 | 1 | 642.1
61305656747 | PUR6AV04RD-G | Copper Cable, Cat 6A, Vari-MaTriX, 4-Pai | Copper Cable, Cat 6A, Vari-MaTriX, 4-Pair, 23 AWG, UTP, CMR, Red, 1000ft/305m | MF | 1000 | 6000 | 1000 | 1 | 642.1
61305656749 | PUR6AV04VL-G | Copper Cable, Cat 6A, Vari-MaTriX, 4-Pai | Copper Cable, Cat 6A, Vari-MaTriX, 4-Pair, 23 AWG, UTP, CMR, Violet, 1000ft/305m | MF | 1000 | 6000 | 1000 | 1 | 642.1
61305656750 | PUR6AV04WH-G | Copper Cable, Cat 6A, Vari-MaTriX, 4-Pai | Copper Cable, Cat 6A, Vari-MaTriX, 4-Pair, 23 AWG, UTP, CMR, White, 1000ft/305m | MF | 1000 | 6000 | 1000 | 1 | 642.1
61305656751 | PUR6AV04YL-G | Copper Cable, Cat 6A, Vari-MaTriX, 4-Pai | Copper Cable, Cat 6A, Vari-MaTriX, 4-Pair, 23 AWG, UTP, CMR, Yellow, 1000ft/305m | MF | 1000 | 6000 | 1000 | 1 | 642.1
07498322102 | PUR6C04BL-U | Cu,Cat6,4Pair,23AWG,UUTP,CMR,BL,305m | Category 6, riser (CMR), 4-pair, UTP copper cable. Copper conductors are 23 AWG with polyolefin insulation. Conductors are twisted in pairs, separated by a tape, and protected by a flame-retardant PVC jacket. | MF | 1000 | 12000 | 1000 | 1 | 376.28
61305664904 | PUR6C04BL-UQ | Copper Cable, Cat 6, 4-Pair, 23 AWG, U/U |  | MF | 1000 | 10000 | 2000 | 1 | 376.28
07498322094 | PUR6C04BU-U | CuCbl,Cat6,4Pa,23AWG,BU,PK1000 | The TX6™ Cat 6 U/UTP copper cable is constructed of 23 AWG copper conductors with HDPE insulation. The copper conductors are twisted in pairs . All four pairs are surrounded by a PVC flame-retardant jacket. The blue, riser (CMR) cable is supplied 1,000 fe | MF | 1000 | 12000 | 1000 | 1 | 376.28
07498334903 | PUR6C04BU-U-S | Copper Cable, Cat 6, 4-Pair, 23 AWG, U/U | Copper Cable, Cat 6, 4-Pair, 23 AWG, U/UTP, CMR, BLUE, 1000ft | MF | 1000 | 1000 | 1000 | 1 | 418.96
61305664905 | PUR6C04BU-UQ | Copper Cable, Cat 6, 4-Pair, 23 AWG, U/U |  | MF | 1000 | 10000 | 2000 | 1 | 376.28
61305671781 | PUR6C04BU-UQ-S | Copper Cable, Cat 6, 4-Pair, 23 AWG, U/U |  | MF | 1000 | 2000 | 2000 | 1 | 407.14
07498322099 | PUR6C04GR-U | Cu,Cat6,4Pair,23AWG,UUTP,CMR,GR,305m | Category 6, riser (CMR), 4-pair, UTP copper cable. Copper conductors are 23 AWG with polyolefin insulation. Conductors are twisted in pairs, separated by a tape, and protected by a flame-retardant PVC jacket. | MF | 1000 | 12000 | 1000 | 1 | 376.28
61305664907 | PUR6C04GR-UQ | Copper Cable, Cat 6, 4-Pair, 23 AWG, U/U |  | MF | 1000 | 10000 | 2000 | 1 | 376.28
07498322101 | PUR6C04IG-U | Cu,Cat6,4Pair,23AWG,UUTP,CMR,IG,305m | Category 6, riser (CMR), 4-pair, UTP copper cable. Copper conductors are 23 AWG with polyolefin insulation. Conductors are twisted in pairs, separated by a tape, and protected by a flame-retardant PVC jacket. | MF | 1000 | 12000 | 1000 | 1 | 376.28
61305664906 | PUR6C04IG-UQ | Copper Cable, Cat 6, 4-Pair, 23 AWG, U/U |  | MF | 1000 | 10000 | 2000 | 1 | 376.28
07498322097 | PUR6C04OR-U | Cu,Cat6,4Pair,23AWG,UUTP,CMR,OR,305m | Category 6, riser (CMR), 4-pair, UTP copper cable. Copper conductors are 23 AWG with polyolefin insulation. Conductors are twisted in pairs, separated by a tape, and protected by a flame-retardant PVC jacket. | MF | 1000 | 36000 | 1000 | 1 | 376.28
61305664909 | PUR6C04OR-UQ | Copper Cable, Cat 6, 4-Pair, 23 AWG, U/U |  | MF | 1000 | 40000 | 2000 | 1 | 376.28
07498322096 | PUR6C04RD-U | Cu,Cat6,4Pair,23AWG,UUTP,CMR,RD,305mRL | Category 6, riser (CMR), 4-pair, UTP copper cable. Copper conductors are 23 AWG with polyolefin insulation. Conductors are twisted in pairs, separated by a tape, and protected by a flame-retardant PVC jacket. | MF | 1000 | 36000 | 1000 | 1 | 376.28
61305664908 | PUR6C04RD-UQ | Copper Cable, Cat 6, 4-Pair, 23 AWG, U/U |  | MF | 1000 | 40000 | 2000 | 1 | 376.28
07498322100 | PUR6C04VL-U | Cu,Cat6,4Pair,23AWG,UUTP,CMR,VL,305m | Category 6, riser (CMR), 4-pair, UTP copper cable. Copper conductors are 23 AWG with polyolefin insulation. Conductors are twisted in pairs, separated by a tape, and protected by a flame-retardant PVC jacket. | MF | 1000 | 36000 | 1000 | 1 | 376.28
61305664910 | PUR6C04VL-UQ | Copper Cable, Cat 6, 4-Pair, 23 AWG, U/U |  | MF | 1000 | 40000 | 2000 | 1 | 376.28
07498322095 | PUR6C04WH-U | CuCbl,Cat6,4Pa,23AWG,LS,WH,PK1000 | Copper cable, category 6 U/UTP, riser (CMR), 4-pair, conductors are 23 AWG construction with polyolefin insulation, twisted in pairs, separated by a tape, and protected by a flame-retardant PVC jacket, white. | MF | 1000 | 12000 | 1000 | 1 | 376.28
07498334922 | PUR6C04WH-U-S | Copper Cable, Cat 6, 4-Pair, 23 AWG, U/U | Copper Cable, Cat 6, 4-Pair, 23 AWG, U/UTP, CMR, WHITE, 1000ft | MF | 1000 | 1000 | 1000 | 1 | 418.96
61305664911 | PUR6C04WH-UQ | Copper Cable, Cat 6, 4-Pair, 23 AWG, U/U |  | MF | 1000 | 10000 | 2000 | 1 | 376.28
07498322098 | PUR6C04YL-U | Cu,Cat6,4Pair,23AWG,UUTP,CMR,YL,305m | Category 6, riser (CMR), 4-pair, UTP copper cable. Copper conductors are 23 AWG with polyolefin insulation. Conductors are twisted in pairs, separated by a tape, and protected by a flame-retardant PVC jacket. | MF | 1000 | 12000 | 1000 | 1 | 376.28
61305664912 | PUR6C04YL-UQ | Copper Cable, Cat 6, 4-Pair, 23 AWG, U/U |  | MF | 1000 | 10000 | 2000 | 1 | 376.28
61305676981 | PURCA26C04BU-UG | Copper Cable, Cat 6, 2x4-Pair, 23 AWG, U |  | RL | 1 | 1 | 1 | 1 | 4113.64
61305680003 | PURCA26X04BU-UG | Copper Cable, Cat 6A, 2x4-Pair, 23 AWG, |  | MF | 1000 | 1000 | 1000 | 1 | 5016.18
61305676556 | PURCA6C04BU-UG | Copper Cable, Cat 6, 4-Pair, 23 AWG, U/U |  | MF | 1000 | 2000 | 2000 | 1 | 2675.78
61305680002 | PURCA6X04BU-UG | Copper Cable, Cat 6A, 4-Pair, 23 AWG, U/ |  | MF | 1000 | 2000 | 2000 | 1 | 3043.3
07498317649 | PVF9L10-10M0.5Y | FiberPC,PanView,LSZH,SM,LC-LC,0.5M | Singlemode LSZH LC LC patch cord, 05 m, Yellow | PC | 1 | 10 | 1 | 1 | 111.7
07498305873 | PVF9L10-10M1.5Y | FiberPC,PanView,LSZH,SM,LC-LC,1.5M | Singlemode LSZH LC LC patch cord, 15 m, Yellow | PC | 1 | 10 | 1 | 1 | 114.18
07498305874 | PVF9L10-10M10Y | FiberPC,PanView,LSZH,SM,LC-LC,10M | Singlemode LSZH LC LC patch cord, 100 m, Yellow | PC | 1 | 10 | 1 | 1 | 130.32
07498305872 | PVF9L10-10M1Y | FiberPC,PanView,LSZH,SM,LC-LC,1M | Singlemode LSZH LC LC patch cord, 10 m, Yellow | PC | 1 | 10 | 1 | 1 | 112.96
07498305876 | PVF9L10-10M2.5Y | FiberPC,PanView,LSZH,SM,LC-LC,2.5M | Singlemode LSZH LC LC patch cord, 25 m, Yellow | PC | 1 | 10 | 1 | 1 | 116.7
07498305875 | PVF9L10-10M2Y | FiberPC,PanView,LSZH,SM,LC-LC,2M | Singlemode LSZH LC LC patch cord, 20 m, Yellow | PC | 1 | 10 | 1 | 1 | 115.44
07498305878 | PVF9L10-10M3.5Y | FiberPC,PanView,LSZH,SM,LC-LC,3.5M | Singlemode LSZH LC LC patch cord, 35 m, Yellow | PC | 1 | 10 | 1 | 1 | 119.22
07498305877 | PVF9L10-10M3Y | FiberPC,PanView,LSZH,SM,LC-LC,3M | Singlemode LSZH LC LC patch cord, 30 m, Yellow | PC | 1 | 10 | 1 | 1 | 117.96
07498305879 | PVF9L10-10M4Y | FiberPC,PanView,LSZH,SM,LC-LC,4M | Singlemode LSZH LC LC patch cord, 40 m, Yellow | PC | 1 | 10 | 1 | 1 | 120.48
07498305882 | PVF9L10-10M5.5Y | FiberPC,PanView,LSZH,SM,LC-LC,5.5M | Singlemode LSZH LC LC patch cord, 55 m, Yellow | PC | 1 | 10 | 1 | 1 | 124.22
07498305881 | PVF9L10-10M5Y | FiberPC,PanView,LSZH,SM,LC-LC,5M | Singlemode LSZH LC LC patch cord, 50 m, Yellow | PC | 1 | 10 | 1 | 1 | 123
07498305883 | PVF9L10-10M6Y | FiberPC,PanView,LSZH,SM,LC-LC,6M | Singlemode LSZH LC LC patch cord, 60 m, Yellow | PC | 1 | 10 | 1 | 1 | 125.48
07498305886 | PVF9L10-10M7.5Y | FiberPC,PanView,LSZH,SM,LC-LC,7.5M | Singlemode LSZH LC LC patch cord, 75 m, Yellow | PC | 1 | 10 | 1 | 1 | 129.26
07498305885 | PVF9L10-10M7Y | FiberPC,PanView,LSZH,SM,LC-LC,7M | Singlemode LSZH LC LC patch cord, 70 m, Yellow | PC | 1 | 10 | 1 | 1 | 127.98
07498305888 | PVF9L10-10M8.5Y | FiberPC,PanView,LSZH,SM,LC-LC,8.5M | Singlemode LSZH LC LC patch cord, 85 m, Yellow | PC | 1 | 10 | 1 | 1 | 131.76
07498305887 | PVF9L10-10M8Y | FiberPC,PanView,LSZH,SM,LC-LC,8M | Singlemode LSZH LC LC patch cord, 80 m, Yellow | PC | 1 | 10 | 1 | 1 | 130.52
07498305890 | PVF9L10-10M9.5Y | FiberPC,PanView,LSZH,SM,LC-LC,9.5M | Singlemode LSZH LC LC patch cord, 95 m, Yellow | PC | 1 | 10 | 1 | 1 | 134.26
07498305889 | PVF9L10-10M9Y | FiberPC,PanView,LSZH,SM,LC-LC,9M | Singlemode LSZH LC LC patch cord, 90 m, Yellow | PC | 1 | 10 | 1 | 1 | 133.02
07498317650 | PVFXL10-10M0.5Y | FiberPC,PanView,LSZH,50/125,OM3,0.5M | Multimode LSZH OM3 LC LC patch cord, 05 m, Aqua | PC | 1 | 10 | 1 | 1 | 83.72
07498317652 | PVFXL10-10M1.5Y | FiberPC,PanView,LSZH,50/125,OM3,1.5M | Multimode LSZH OM3 LC LC patch cord, 15 m, Aqua | PC | 1 | 10 | 1 | 1 | 86.22
07498317653 | PVFXL10-10M10Y | FiberPC,PanView,LSZH,50/125,OM3,10M | Multimode LSZH OM3 LC LC patch cord, 100 m, Aqua | PC | 1 | 10 | 1 | 1 | 107.56
07498317651 | PVFXL10-10M1Y | FiberPC,PanView,LSZH,50/125,OM3,1M | Multimode LSZH OM3 LC LC patch cord, 10 m, Aqua | PC | 1 | 10 | 1 | 1 | 84.92
07498317655 | PVFXL10-10M2.5Y | FiberPC,PanView,LSZH,50/125,OM3,2.5M | Multimode LSZH OM3 LC LC patch cord, 25 m, Aqua | PC | 1 | 10 | 1 | 1 | 88.74
07498317654 | PVFXL10-10M2Y | FiberPC,PanView,LSZH,50/125,OM3,2M | Multimode LSZH OM3 LC LC patch cord, 20 m, Aqua | PC | 1 | 10 | 1 | 1 | 87.46
07498317657 | PVFXL10-10M3.5Y | FiberPC,PanView,LSZH,50/125,OM3,3.5M | Multimode LSZH OM3 LC LC patch cord, 35 m, Aqua | PC | 1 | 10 | 1 | 1 | 91.22
07498317656 | PVFXL10-10M3Y | FiberPC,PanView,LSZH,50/125,OM3,3M | Multimode LSZH OM3 LC LC patch cord, 30 m, Aqua | PC | 1 | 10 | 1 | 1 | 89.98
07498317658 | PVFXL10-10M4Y | FiberPC,PanView,LSZH,50/125,OM3,4M | Multimode LSZH OM3 LC LC patch cord, 40 m, Aqua | PC | 1 | 10 | 1 | 1 | 92.5
07498317660 | PVFXL10-10M5Y | FiberPC,PanView,LSZH,50/125,OM3,5M | Multimode LSZH OM3 LC LC patch cord, 50 m, Aqua | PC | 1 | 10 | 1 | 1 | 95.02
07498317663 | PVFXL10-10M6.5Y | FiberPC,PanView,LSZH,50/125,OM3,6.5M | Multimode LSZH OM3 LC LC patch cord, 65 m, Aqua | PC | 1 | 10 | 1 | 1 | 94.98
07498317662 | PVFXL10-10M6Y | FiberPC,PanView,LSZH,50/125,OM3,6M | Multimode LSZH OM3 LC LC patch cord, 60 m, Aqua | PC | 1 | 10 | 1 | 1 | 97.48
07498317664 | PVFXL10-10M7Y | FiberPC,PanView,LSZH,50/125,OM3,7M | Multimode LSZH OM3 LC LC patch cord, 70 m, Aqua | PC | 1 | 10 | 1 | 1 | 100
07498375198 | PVFZL10-10M0.5Y | PViQ,FibrPC,OM4,LSZH,LC-LCDuplex,0.5M | Multimode LSZH OM4 LC LC patch cord for use in PViQ system, 05 m, Aqua | PC | 1 | 10 | 1 | 1 | 83.9
07498375200 | PVFZL10-10M1.5Y | PViQ,FibrPC,OM4,LSZH,LC-LCDuplex,1.5M | Multimode LSZH OM4 LC LC patch cord for use in PViQ system, 15 m, Aqua | PC | 1 | 10 | 1 | 1 | 86.8
07498375944 | PVFZL10-10M10Y | PViQ,FibrPC,OM4,LSZH,LC-LCDuplex,10M | Multimode LSZH OM4 LC LC patch cord for use in PViQ system, 100 m, Aqua | PC | 1 | 10 | 1 | 1 | 111.32
07498375199 | PVFZL10-10M1Y | PViQ,FibrPC,OM4,LSZH,LC-LCDuplex,1M | Multimode LSZH OM4 LC LC patch cord for use in PViQ system, 10 m, Aqua | PC | 1 | 10 | 1 | 1 | 85.34
07498375202 | PVFZL10-10M2.5Y | PViQ,FibrPC,OM4,LSZH,LC-LCDuplex,2.5M | Multimode LSZH OM4 LC LC patch cord for use in PViQ system, 25 m, Aqua | PC | 1 | 10 | 1 | 1 | 89.66
07498375201 | PVFZL10-10M2Y | PViQ,FibrPC,OM4,LSZH,LC-LCDuplex,2M | Multimode LSZH OM4 LC LC patch cord for use in PViQ system, 20 m, Aqua | PC | 1 | 10 | 1 | 1 | 88.24
07498375204 | PVFZL10-10M3.5Y | PViQ,FibrPC,OM4,LSZH,LC-LCDuplex,3.5M | Multimode LSZH OM4 LC LC patch cord for use in PViQ system, 35 m, Aqua | PC | 1 | 10 | 1 | 1 | 92.56
07498375938 | PVFZL10-10M3Y | PViQ,FibrPC,OM4,LSZH,LC-LCDuplex,3M | Multimode LSZH OM4 LC LC patch cord for use in PViQ system, 30 m, Aqua | PC | 1 | 10 | 1 | 1 | 91.12
07498375206 | PVFZL10-10M4.5Y | PViQ,FibrPC,OM4,LSZH,LC-LCDuplex,4.5M | Multimode LSZH OM4 LC LC patch cord for use in PViQ system, 45 m, Aqua | PC | 1 | 10 | 1 | 1 | 95.48
07498375205 | PVFZL10-10M4Y | PViQ,FibrPC,OM4,LSZH,LC-LCDuplex,4M | Multimode LSZH OM4 LC LC patch cord for use in PViQ system, 40 m, Aqua | PC | 1 | 10 | 1 | 1 | 94.02
07498375212 | PVFZL10-10M5.5Y | PViQ,FibrPC,OM4,LSZH,LC-LCDuplex,5.5M | Multimode LSZH OM4 LC LC patch cord for use in PViQ system, 55 m, Aqua | PC | 1 | 10 | 1 | 1 | 98.32
07498375939 | PVFZL10-10M5Y | PViQ,FibrPC,OM4,LSZH,LC-LCDuplex,5M | Multimode LSZH OM4 LC LC patch cord for use in PViQ system, 50 m, Aqua | PC | 1 | 10 | 1 | 1 | 96.9
07498375219 | PVFZL10-10M6.5Y | PViQ,FibrPC,OM4,LSZH,LC-LCDuplex,6.5M | Multimode LSZH OM4 LC LC patch cord for use in PViQ system, 65 m, Aqua | PC | 1 | 10 | 1 | 1 | 101.22
07498375213 | PVFZL10-10M6Y | PViQ,FibrPC,OM4,LSZH,LC-LCDuplex,6M | Multimode LSZH OM4 LC LC patch cord for use in PViQ system, 60 m, Aqua | PC | 1 | 10 | 1 | 1 | 99.76
07498375221 | PVFZL10-10M7.5Y | PViQ,FibrPC,OM4,LSZH,LC-LCDuplex,7.5M | Multimode LSZH OM4 LC LC patch cord for use in PViQ system, 75 m, Aqua | PC | 1 | 10 | 1 | 1 | 104.08
07498375943 | PVFZL10-10M7Y | PViQ,FibrPC,OM4,LSZH,LC-LCDuplex,7M | Multimode LSZH OM4 LC LC patch cord for use in PViQ system, 70 m, Aqua | PC | 1 | 10 | 1 | 1 | 102.64
07498375240 | PVFZL10-10M8.5Y | PViQ,FibrPC,OM4,LSZH,LC-LCDuplex,8.5M | Multimode LSZH OM4 LC LC patch cord for use in PViQ system, 85 m, Aqua | PC | 1 | 10 | 1 | 1 | 106.98
07498375232 | PVFZL10-10M8Y | PViQ,FibrPC,OM4,LSZH,LC-LCDuplex,8M | Multimode LSZH OM4 LC LC patch cord for use in PViQ system, 80 m, Aqua | PC | 1 | 10 | 1 | 1 | 105.54
07498375264 | PVFZL10-10M9.5Y | PViQ,FibrPC,OM4,LSZH,LC-LCDuplex,9.5M | Multimode LSZH OM4 LC LC patch cord for use in PViQ system, 95 m, Aqua | PC | 1 | 10 | 1 | 1 | 109.86
07498375245 | PVFZL10-10M9Y | PViQ,FibrPC,OM4,LSZH,LC-LCDuplex,9M | Multimode LSZH OM4 LC LC patch cord for use in PViQ system, 90 m, Aqua | PC | 1 | 10 | 1 | 1 | 108.4
07498310801 | PVQ-BIU6C10BU | PViQ,InterconnectPC,Cat6,CM,BU,10ft | Category 6 UTP interconnect patch cord for use with PanView iQ™ Patch Panel, Communications (CM) rated, 10.00 ft, Blue. | PC | 1 | 1 | 1 | 1 | 24.32
07498319965 | PVQ-BIU6C10MBU | PviQ,InterconnectPC,Cat6,CM,BU,10M | Category 6 UTP interconnect patch cord for use with PanView iQ™ Patch Panel, Communications (CM) rated, 10.0 m, Blue. | PC | 1 | 1 | 1 | 1 | 42.78
07498310802 | PVQ-BIU6C14BU | PViQ,InterconnectPC,Cat6,CM,BU,14ft | Category 6 UTP interconnect patch cord for use with PanView iQ™ Patch Panel, Communications (CM) rated, 14.00 ft, Blue. | PC | 1 | 1 | 1 | 1 | 28.36
07498319912 | PVQ-BIU6C1MBU | PviQ,InterconnectPC,Cat6,CM,BU,1M | Category 6 UTP interconnect patch cord for use with PanView iQ™ Patch Panel, Communications (CM) rated, 1.0 m, Blue. | PC | 1 | 1 | 1 | 1 | 19.66
07498310803 | PVQ-BIU6C20BU | PViQ,InterconnectPC,Cat6,CM,BU,20ft | Category 6 UTP interconnect patch cord for use with PanView iQ™ Patch Panel, Communications (CM) rated, 20.00 ft, Blue. | PC | 1 | 1 | 1 | 1 | 32.78
07498319943 | PVQ-BIU6C2MBU | PviQ,InterconnectPC,Cat6,CM,BU,2M | Category 6 UTP interconnect patch cord for use with PanView iQ™ Patch Panel, Communications (CM) rated, 2.0 m, Blue. | PC | 1 | 1 | 1 | 1 | 22.26
07498310776 | PVQ-BIU6C3BU | PViQ,InterconnectPC,Cat6,CM,BU,3ft | Category 6 UTP interconnect patch cord for use with PanView iQ™ Patch Panel, Communications (CM) rated, 3.00 ft, Blue. | PC | 1 | 1 | 1 | 1 | 19.46
07498319960 | PVQ-BIU6C3MBU | PviQ,InterconnectPC,Cat6,CM,BU,3M | Category 6 UTP interconnect patch cord for use with PanView iQ™ Patch Panel, Communications (CM) rated, 3.0 m, Blue. | PC | 1 | 1 | 1 | 1 | 24.2
07498319963 | PVQ-BIU6C5MBU | PviQ,InterconnectPC,Cat6,CM,BU,5M | Category 6 UTP interconnect patch cord for use with PanView iQ™ Patch Panel, Communications (CM) rated, 5.0 m, Blue. | PC | 1 | 1 | 1 | 1 | 29.94
07498310800 | PVQ-BIU6C7BU | PViQ,InterconnectPC,Cat6,CM,BU,7ft | Category 6 UTP interconnect patch cord for use with PanView iQ™ Patch Panel, Communications (CM) rated, 7.00 ft, Blue. | PC | 1 | 1 | 1 | 1 | 22.68
07498310879 | PVQ-BIU6L10MBU | PViQ,InterconnectPC,Cat6,LSZH,BU,10M | Category 6 UTP interconnect patch cord for use with PanView iQ™ patch panel, Low Smoke Zero Halogen (LSZH) rated, 10.0 m, Blue. | PC | 1 | 1 | 1 | 1 | 46.98
07498310885 | PVQ-BIU6L10MWH | PViQ,InterconnectPC,Cat6,LSZH,WH,10M | Category 6 UTP interconnect patch cord for use with PanView iQ™ patch panel, Low Smoke Zero Halogen (LSZH) rated, 10.0 m, White. | PC | 1 | 1 | 1 | 1 | 46.98
07498310858 | PVQ-BIU6L1MBU | PViQ,InterconnectPC,Cat6,LSZH,BU,1M | Category 6 UTP interconnect patch cord for use with PanView iQ™ patch panel, Low Smoke Zero Halogen (LSZH) rated, 1.0 m, Blue. | PC | 1 | 1 | 1 | 1 | 21.1
07498310880 | PVQ-BIU6L1MWH | PViQ,InterconnectPC,Cat6,LSZH,WH,1M | Category 6 UTP interconnect patch cord for use with PanView iQ™ patch panel, Low Smoke Zero Halogen (LSZH) rated, 1.0 m, White. | PC | 1 | 1 | 1 | 1 | 21.1
07498310876 | PVQ-BIU6L2MBU | PViQ,InterconnectPC,Cat6,LSZH,BU,2M | Category 6 UTP interconnect patch cord for use with PanView iQ™ patch panel, Low Smoke Zero Halogen (LSZH) rated, 2.0 m, Blue. | PC | 1 | 1 | 1 | 1 | 23.96
07498310881 | PVQ-BIU6L2MWH | PViQ,InterconnectPC,Cat6,LSZH,WH,2M | Category 6 UTP interconnect patch cord for use with PanView iQ™ patch panel, Low Smoke Zero Halogen (LSZH) rated, 2.0 m, White. | PC | 1 | 1 | 1 | 1 | 23.96
07498310877 | PVQ-BIU6L3MBU | PViQ,InterconnectPC,Cat6,LSZH,BU,3M | Category 6 UTP interconnect patch cord for use with PanView iQ™ patch panel, Low Smoke Zero Halogen (LSZH) rated, 3.0 m, Blue. | PC | 1 | 1 | 1 | 1 | 26.72
07498310882 | PVQ-BIU6L3MWH | PViQ,InterconnectPC,Cat6,LSZH,WH,3M | Category 6 UTP interconnect patch cord for use with PanView iQ™ patch panel, Low Smoke Zero Halogen (LSZH) rated, 3.0 m, White. | PC | 1 | 1 | 1 | 1 | 26.72
07498310878 | PVQ-BIU6L5MBU | PViQ,InterconnectPC,Cat6,LSZH,BU,5M | Category 6 UTP interconnect patch cord for use with PanView iQ™ patch panel, Low Smoke Zero Halogen (LSZH) rated, 5.0 m, Blue. | PC | 1 | 1 | 1 | 1 | 32.36
07498310883 | PVQ-BIU6L5MWH | PViQ,InterconnectPC,Cat6,LSZH,WH,5M | Category 6 UTP interconnect patch cord for use with PanView iQ™ patch panel, Low Smoke Zero Halogen (LSZH) rated, 5.0 m, White. | PC | 1 | 1 | 1 | 1 | 32.36
07498331778 | PVQ-C14ADPTR-S | PViQ,C14PowerAdapter,US,EA | PanView iQ™ IEC60320 C14 to NEMA5-15R adapter. | PC | 1 | 50 | 1 | 1 | 18.76
07498308991 | PVQ-EM | PViQ,ExpansionModule,EA | The PanView iQ™ Expansion Module includes mounting bracket, 7 inch expansion port cable and an interface unit. The expansion module attaches directly to the back of a PViQ™ Patch Panel to enable physical infrastructure management. The expansion module ext | PC | 1 | 1 | 1 | 1 | 273.52
07498308817 | PVQ-EPC | PViQ,ExpansionPortCable,0.15m,EA | Expansion port cable. | PC | 1 | 1 | 1 | 1 | 37.48
07498329123 | PVQ-EPC14 | PViQ,ExpansionPortCable,0.36m,14in,EA | PanView iQ™ Expansion Port Cable, 14", (0.36m). | PC | 1 | 1 | 1 | 1 | 140.6
07498339221 | PVQ-EPC20 | PViQ,ExpansionPortCable,0.5m,20in,EA | PanView iQ™ Expansion Port Cable, 20", (0.5m). | PC | 1 | 1 | 1 | 1 | 140.6
07498339226 | PVQ-EPC28 | PViQ,ExpansionPortCable,0.7m,28in,EA | PanView iQ™ Expansion Port Cable, 28", (0.7m). | PC | 1 | 1 | 1 | 1 | 140.6
07498339227 | PVQ-EPC35 | PViQ,ExpansionPortCable,0.9m,35in,EA | PanView iQ™ Expansion Port Cable, 35", (0.9m). | PC | 1 | 1 | 1 | 1 | 140.6
07498339228 | PVQ-EPC43 | PViQ,ExpansionPortCable,1.1m,43in,EA | PanView iQ™ Expansion Port Cable, 43", (1.1m). | PC | 1 | 1 | 1 | 1 | 140.6
07498320717 | PVQ-ES6X10BU | PViQ,PC,STP,Cat6A,DualRating,BU,10Ft | 10Gig™ STP Enhanced Interconnect Patch Cord for use with PanView iQ™ Patch Panel, dual rated, 10.00 ft, Blue. | PC | 1 | 1 | 1 | 1 | 48.32
07498308202 | PVQ-ES6X10MBU | PViQ,PC,STP,Cat6A,DualRating,BU,10M | 10Gig™ STP Enhanced Interconnect Patch Cord for use with PanView iQ™ Patch Panel, dual rated, 10.0 m, Blue. | PC | 1 | 1 | 1 | 1 | 83.48
07498308203 | PVQ-ES6X10MWH | PViQ,PC,STP,Cat6A,DualRating,WH,10M | 10Gig™ STP Enhanced Interconnect Patch Cord for use with PanView iQ™ Patch Panel, dual rated, 10.0 m, White. | PC | 1 | 1 | 1 | 1 | 83.48
07498320718 | PVQ-ES6X10WH | PViQ,PC,STP,Cat6A,DualRating,WH,10Ft | 10Gig™ STP Enhanced Interconnect Patch Cord for use with PanView iQ™ Patch Panel, dual rated, 10.00 ft, White. | PC | 1 | 1 | 1 | 1 | 48.32
07498320719 | PVQ-ES6X14BU | PViQ,PC,STP,Cat6A,DualRating,BU,14Ft | 10Gig™ STP Enhanced Interconnect Patch Cord for use with PanView iQ™ Patch Panel, dual rated, 14.00 ft, Blue. | PC | 1 | 1 | 1 | 1 | 54.5
07498320720 | PVQ-ES6X14WH | PViQ,PC,STP,Cat6A,DualRating,WH,14Ft | 10Gig™ STP Enhanced Interconnect Patch Cord for use with PanView iQ™ Patch Panel, dual rated, 14.00 ft, White. | PC | 1 | 1 | 1 | 1 | 54.5
07498320559 | PVQ-ES6X1MBU | PViQ,PC,STP,Cat6A,DualRating,BU,1M | 10Gig™ STP Enhanced Interconnect Patch Cord for use with PanView iQ™ Patch Panel, dual rated, 1.0 m, Blue. | PC | 1 | 1 | 1 | 1 | 38
07498320692 | PVQ-ES6X1MWH | PViQ,PC,STP,Cat6A,DualRating,WH,1M | 10Gig™ STP Enhanced Interconnect Patch Cord for use with PanView iQ™ Patch Panel, dual rated, 1.0 m, White. | PC | 1 | 1 | 1 | 1 | 38
07498320721 | PVQ-ES6X20BU | PViQ,PC,STP,Cat6A,DualRating,BU,20Ft | 10Gig™ STP Enhanced Interconnect Patch Cord for use with PanView iQ™ Patch Panel, dual rated, 20.00 ft, Blue. | PC | 1 | 1 | 1 | 1 | 61.22
07498320722 | PVQ-ES6X20WH | PViQ,PC,STP,Cat6A,DualRating,WH,20Ft | 10Gig™ STP Enhanced Interconnect Patch Cord for use with PanView iQ™ Patch Panel, dual rated, 20.00 ft, White. | PC | 1 | 1 | 1 | 1 | 61.22
07498308323 | PVQ-ES6X2MBU | PViQ,PC,STP,Cat6A,DualRating,BU,2M | 10Gig™ STP Enhanced Interconnect Patch Cord for use with PanView iQ™ Patch Panel, dual rated, 2.0 m, Blue. | PC | 1 | 1 | 1 | 1 | 43.06
07498308201 | PVQ-ES6X2MWH | PViQ,PC,STP,Cat6A,DualRating,WH,2M | 10Gig™ STP Enhanced Interconnect Patch Cord for use with PanView iQ™ Patch Panel, dual rated, 2.0 m, White. | PC | 1 | 1 | 1 | 1 | 43.06
07498320728 | PVQ-ES6X3BU | PViQ,PC,STP,Cat6A,DualRating,BU,3Ft | 10Gig™ STP Enhanced Interconnect Patch Cord for use with PanView iQ™ Patch Panel, dual rated, 3.00 ft, Blue. | PC | 1 | 1 | 1 | 1 | 37.54
07498320567 | PVQ-ES6X3MBU | PViQ,PC,STP,Cat6A,DualRating,BU,3M | 10Gig™ STP Enhanced Interconnect Patch Cord for use with PanView iQ™ Patch Panel, dual rated, 3.0 m, Blue. | PC | 1 | 1 | 1 | 1 | 48.08
07498320693 | PVQ-ES6X3MWH | PViQ,PC,STP,Cat6A,DualRating,WH,3M | 10Gig™ STP Enhanced Interconnect Patch Cord for use with PanView iQ™ Patch Panel, dual rated, 3.0 m, White. | PC | 1 | 1 | 1 | 1 | 48.08
07498320712 | PVQ-ES6X3WH | PViQ,PC,STP,Cat6A,DualRating,WH,3Ft | 10Gig™ STP Enhanced Interconnect Patch Cord for use with PanView iQ™ Patch Panel, dual rated, 3.00 ft, White. | PC | 1 | 1 | 1 | 1 | 37.54
07498320713 | PVQ-ES6X5BU | PViQ,PC,STP,Cat6A,DualRating,BU,5Ft | 10Gig™ STP Enhanced Interconnect Patch Cord for use with PanView iQ™ Patch Panel, dual rated, 5.00 ft, Blue. | PC | 1 | 1 | 1 | 1 | 40.66
07498320710 | PVQ-ES6X5MBU | PViQ,PC,STP,Cat6A,DualRating,BU,5M | 10Gig™ STP Enhanced Interconnect Patch Cord for use with PanView iQ™ Patch Panel, dual rated, 5.0 m, Blue. | PC | 1 | 1 | 1 | 1 | 58.22
07498320711 | PVQ-ES6X5MWH | PViQ,PC,STP,Cat6A,DualRating,WH,5M | 10Gig™ STP Enhanced Interconnect Patch Cord for use with PanView iQ™ Patch Panel, dual rated, 5.0 m, White. | PC | 1 | 1 | 1 | 1 | 58.22
07498320714 | PVQ-ES6X5WH | PViQ,PC,STP,Cat6A,DualRating,WH,5Ft | 10Gig™ STP Enhanced Interconnect Patch Cord for use with PanView iQ™ Patch Panel, dual rated, 5.00 ft, White. | PC | 1 | 1 | 1 | 1 | 40.66
07498320715 | PVQ-ES6X7BU | PViQ,PC,STP,Cat6A,DualRating,BU,7Ft | 10Gig™ STP Enhanced Interconnect Patch Cord for use with PanView iQ™ Patch Panel, dual rated, 7.00 ft, Blue. | PC | 1 | 1 | 1 | 1 | 43.72
07498320716 | PVQ-ES6X7WH | PViQ,PC,STP,Cat6A,DualRating,WH,7Ft | 10Gig™ STP Enhanced Interconnect Patch Cord for use with PanView iQ™ Patch Panel, dual rated, 7.00 ft, White. | PC | 1 | 1 | 1 | 1 | 43.72
07498364272 | PVQ-EUSDC1.5MBU | PViQ,Cat6A,UTP,CM,PC,BU,1.5M | 10Gig™ UTP Enhanced Interconnect Patch Cord for use with PViQ™ Patch Panel, CM rated, 1.5 m, Blue. | PC | 1 | 1 | 1 | 1 | 36.84
07498364270 | PVQ-EUSDC1.5MWH | PViQ,Cat6A,UTP,CM,PC,WH,1.5M | 10Gig™ UTP Enhanced Interconnect Patch Cord for use with PViQ™ Patch Panel, CM rated, 1.5 m, White. | PC | 1 | 1 | 1 | 1 | 36.84
07498364223 | PVQ-EUSDC10BU | PViQ,Cat6A,UTP,CM,PC,BU,10ft | 10Gig™ UTP Enhanced Interconnect Patch Cord for use with PViQ™ Patch Panel, CM rated, 10.00 ft, Blue. | PC | 1 | 1 | 1 | 1 | 43.96
07498364331 | PVQ-EUSDC10MBU | PViQ,Cat6A,UTP,CM,PC,BU,10M | 10Gig™ UTP Enhanced Interconnect Patch Cord for use with PViQ™ Patch Panel, CM rated, 10.0 m, Blue. | PC | 1 | 1 | 1 | 1 | 75.92
07498364322 | PVQ-EUSDC10MWH | PViQ,Cat6A,UTP,CM,PC,WH,10M | 10Gig™ UTP Enhanced Interconnect Patch Cord for use with PViQ™ Patch Panel, CM rated, 10.0 m, White. | PC | 1 | 1 | 1 | 1 | 75.92
07498364201 | PVQ-EUSDC10WH | PViQ,Cat6A,UTP,CM,PC,WH,10ft | 10Gig™ UTP Enhanced Interconnect Patch Cord for use with PViQ™ Patch Panel, CM rated, 10.00 ft, White. | PC | 1 | 1 | 1 | 1 | 43.96
07498364210 | PVQ-EUSDC12BU | PViQ,Cat6A,UTP,CM,PC,BU,12ft | 10Gig™ UTP Enhanced Interconnect Patch Cord for use with PViQ™ Patch Panel, CM rated, 12.00 ft, Blue. | PC | 1 | 1 | 1 | 1 | 46.76
07498364206 | PVQ-EUSDC12WH | PViQ,Cat6A,UTP,CM,PC,WH,12ft | 10Gig™ UTP Enhanced Interconnect Patch Cord for use with PViQ™ Patch Panel, CM rated, 12.00 ft, White. | PC | 1 | 1 | 1 | 1 | 46.76
07498364211 | PVQ-EUSDC14BU | PViQ,Cat6A,UTP,CM,PC,BU,14ft | 10Gig™ UTP Enhanced Interconnect Patch Cord for use with PViQ™ Patch Panel, CM rated, 14.00 ft, Blue. | PC | 1 | 1 | 1 | 1 | 49.56
07498364208 | PVQ-EUSDC14WH | PViQ,Cat6A,UTP,CM,PC,WH,14ft | 10Gig™ UTP Enhanced Interconnect Patch Cord for use with PViQ™ Patch Panel, CM rated, 14.00 ft, White. | PC | 1 | 1 | 1 | 1 | 49.56
07498364212 | PVQ-EUSDC15BU | PViQ,Cat6A,UTP,CM,PC,BU,15ft | 10Gig™ UTP Enhanced Interconnect Patch Cord for use with PViQ™ Patch Panel, CM rated, 15.00 ft, Blue. | PC | 1 | 1 | 1 | 1 | 50.96
07498364332 | PVQ-EUSDC15MBU | PViQ,Cat6A,UTP,CM,PC,BU,15M | 10Gig™ UTP Enhanced Interconnect Patch Cord for use with PViQ™ Patch Panel, CM rated, 15.0 m, Blue. | PC | 1 | 1 | 1 | 1 | 98.96
07498364333 | PVQ-EUSDC15MWH | PViQ,Cat6A,UTP,CM,PC,WH,15M | 10Gig™ UTP Enhanced Interconnect Patch Cord for use with PViQ™ Patch Panel, CM rated, 15.0 m, White. | PC | 1 | 1 | 1 | 1 | 98.96
07498364209 | PVQ-EUSDC15WH | PViQ,Cat6A,UTP,CM,PC,WH,15ft | 10Gig™ UTP Enhanced Interconnect Patch Cord for use with PViQ™ Patch Panel, CM rated, 15.00 ft, White. | PC | 1 | 1 | 1 | 1 | 50.96
07498364255 | PVQ-EUSDC16BU | PViQ,Cat6A,UTP,CM,PC,BU,16ft | 10Gig™ UTP Enhanced Interconnect Patch Cord for use with PViQ™ Patch Panel, CM rated, 16.00 ft, Blue. | PC | 1 | 1 | 1 | 1 | 52.38
07498364218 | PVQ-EUSDC16WH | PViQ,Cat6A,UTP,CM,PC,WH,16ft | 10Gig™ UTP Enhanced Interconnect Patch Cord for use with PViQ™ Patch Panel, CM rated, 16.00 ft, White. | PC | 1 | 1 | 1 | 1 | 52.38
07498364225 | PVQ-EUSDC18BU | PViQ,Cat6A,UTP,CM,PC,BU,18ft | 10Gig™ UTP Enhanced Interconnect Patch Cord for use with PViQ™ Patch Panel, CM rated, 18.00 ft, Blue. | PC | 1 | 1 | 1 | 1 | 55.16
07498364224 | PVQ-EUSDC18WH | PViQ,Cat6A,UTP,CM,PC,WH,18ft | 10Gig™ UTP Enhanced Interconnect Patch Cord for use with PViQ™ Patch Panel, CM rated, 18.00 ft, White. | PC | 1 | 1 | 1 | 1 | 55.16
07498364258 | PVQ-EUSDC1MBU | PViQ,Cat6A,UTP,CM,PC,BU,1M | 10Gig™ UTP Enhanced Interconnect Patch Cord for use with PViQ™ Patch Panel, CM rated, 1.0 m, Blue. | PC | 1 | 1 | 1 | 1 | 34.52
07498364257 | PVQ-EUSDC1MWH | PViQ,Cat6A,UTP,CM,PC,WH,1M | 10Gig™ UTP Enhanced Interconnect Patch Cord for use with PViQ™ Patch Panel, CM rated, 1.0 m, White. | PC | 1 | 1 | 1 | 1 | 34.52
07498364293 | PVQ-EUSDC2.5MBU | PViQ,Cat6A,UTP,CM,PC,BU,2.5M | 10Gig™ UTP Enhanced Interconnect Patch Cord for use with PViQ™ Patch Panel, CM rated, 2.5 m, Blue. | PC | 1 | 1 | 1 | 1 | 41.46
07498364282 | PVQ-EUSDC2.5MWH | PViQ,Cat6A,UTP,CM,PC,WH,2.5M | 10Gig™ UTP Enhanced Interconnect Patch Cord for use with PViQ™ Patch Panel, CM rated, 2.5 m, White. | PC | 1 | 1 | 1 | 1 | 41.46
07498364227 | PVQ-EUSDC20BU | PViQ,Cat6A,UTP,CM,PC,BU,20ft | 10Gig™ UTP Enhanced Interconnect Patch Cord for use with PViQ™ Patch Panel, CM rated, 20.00 ft, Blue. | PC | 1 | 1 | 1 | 1 | 57.96
07498364335 | PVQ-EUSDC20MBU | PViQ,Cat6A,UTP,CM,PC,BU,20M | 10Gig™ UTP Enhanced Interconnect Patch Cord for use with PViQ™ Patch Panel, CM rated, 20.0 m, Blue. | PC | 1 | 1 | 1 | 1 | 117.04
07498364334 | PVQ-EUSDC20MWH | PViQ,Cat6A,UTP,CM,PC,WH,20M | 10Gig™ UTP Enhanced Interconnect Patch Cord for use with PViQ™ Patch Panel, CM rated, 20.0 m, White. | PC | 1 | 1 | 1 | 1 | 117.04
07498364226 | PVQ-EUSDC20WH | PViQ,Cat6A,UTP,CM,PC,WH,20ft | 10Gig™ UTP Enhanced Interconnect Patch Cord for use with PViQ™ Patch Panel, CM rated, 20.00 ft, White. | PC | 1 | 1 | 1 | 1 | 57.96
07498364229 | PVQ-EUSDC25BU | PViQ,Cat6A,UTP,CM,PC,BU,25ft | 10Gig™ UTP Enhanced Interconnect Patch Cord for use with PViQ™ Patch Panel, CM rated, 25.00 ft, Blue. | PC | 1 | 1 | 1 | 1 | 64.98
07498364228 | PVQ-EUSDC25WH | PViQ,Cat6A,UTP,CM,PC,WH,25ft | 10Gig™ UTP Enhanced Interconnect Patch Cord for use with PViQ™ Patch Panel, CM rated, 25.00 ft, White. | PC | 1 | 1 | 1 | 1 | 64.98
07498364197 | PVQ-EUSDC2BU | PViQ,Cat6A,UTP,CM,PC,BU,2ft | 10Gig™ UTP Enhanced Interconnect Patch Cord for use with PViQ™ Patch Panel, CM rated, 2.00 ft, Blue. | PC | 1 | 1 | 1 | 1 | 32.74
07498364280 | PVQ-EUSDC2MBU | PViQ,Cat6A,UTP,CM,PC,BU,2M | 10Gig™ UTP Enhanced Interconnect Patch Cord for use with PViQ™ Patch Panel, CM rated, 2.0 m, Blue. | PC | 1 | 1 | 1 | 1 | 39.12
07498364273 | PVQ-EUSDC2MWH | PViQ,Cat6A,UTP,CM,PC,WH,2M | 10Gig™ UTP Enhanced Interconnect Patch Cord for use with PViQ™ Patch Panel, CM rated, 2.0 m, White. | PC | 1 | 1 | 1 | 1 | 39.12
07498364195 | PVQ-EUSDC2WH | PViQ,Cat6A,UTP,CM,PC,WH,2ft | 10Gig™ UTP Enhanced Interconnect Patch Cord for use with PViQ™ Patch Panel, CM rated, 2.00 ft, White. | PC | 1 | 1 | 1 | 1 | 32.74
07498364304 | PVQ-EUSDC3.5MBU | PViQ,Cat6A,UTP,CM,PC,BU,3.5M | 10Gig™ UTP Enhanced Interconnect Patch Cord for use with PViQ™ Patch Panel, CM rated, 3.5 m, Blue. | PC | 1 | 1 | 1 | 1 | 46.04
07498364284 | PVQ-EUSDC3.5MWH | PViQ,Cat6A,UTP,CM,PC,WH,3.5M | 10Gig™ UTP Enhanced Interconnect Patch Cord for use with PViQ™ Patch Panel, CM rated, 3.5 m, White. | PC | 1 | 1 | 1 | 1 | 46.04
07498364230 | PVQ-EUSDC30BU | PViQ,Cat6A,UTP,CM,PC,BU,30ft | 10Gig™ UTP Enhanced Interconnect Patch Cord for use with PViQ™ Patch Panel, CM rated, 30.00 ft, Blue. | PC | 1 | 1 | 1 | 1 | 72.04
07498364231 | PVQ-EUSDC30WH | PViQ,Cat6A,UTP,CM,PC,WH,30ft | 10Gig™ UTP Enhanced Interconnect Patch Cord for use with PViQ™ Patch Panel, CM rated, 30.00 ft, White. | PC | 1 | 1 | 1 | 1 | 72.04
07498364237 | PVQ-EUSDC35BU | PViQ,Cat6A,UTP,CM,PC,BU,35ft | 10Gig™ UTP Enhanced Interconnect Patch Cord for use with PViQ™ Patch Panel, CM rated, 35.00 ft, Blue. | PC | 1 | 1 | 1 | 1 | 79
07498364232 | PVQ-EUSDC35WH | PViQ,Cat6A,UTP,CM,PC,WH,35ft | 10Gig™ UTP Enhanced Interconnect Patch Cord for use with PViQ™ Patch Panel, CM rated, 35.00 ft, White. | PC | 1 | 1 | 1 | 1 | 79
07498364199 | PVQ-EUSDC3BU | PViQ,Cat6A,UTP,CM,PC,BU,3ft | 10Gig™ UTP Enhanced Interconnect Patch Cord for use with PViQ™ Patch Panel, CM rated, 3.00 ft, Blue. | PC | 1 | 1 | 1 | 1 | 34.14
07498364301 | PVQ-EUSDC3MBU | PViQ,Cat6A,UTP,CM,PC,BU,3M | 10Gig™ UTP Enhanced Interconnect Patch Cord for use with PViQ™ Patch Panel, CM rated, 3.0 m, Blue. | PC | 1 | 1 | 1 | 1 | 43.74
07498364283 | PVQ-EUSDC3MWH | PViQ,Cat6A,UTP,CM,PC,WH,3M | 10Gig™ UTP Enhanced Interconnect Patch Cord for use with PViQ™ Patch Panel, CM rated, 3.0 m, White. | PC | 1 | 1 | 1 | 1 | 43.74
07498364198 | PVQ-EUSDC3WH | PViQ,Cat6A,UTP,CM,PC,WH,3ft | 10Gig™ UTP Enhanced Interconnect Patch Cord for use with PViQ™ Patch Panel, CM rated, 3.00 ft, White. | PC | 1 | 1 | 1 | 1 | 34.14
07498364310 | PVQ-EUSDC4.5MBU | PViQ,Cat6A,UTP,CM,PC,BU,4.5M | 10Gig™ UTP Enhanced Interconnect Patch Cord for use with PViQ™ Patch Panel, CM rated, 4.5 m, Blue. | PC | 1 | 1 | 1 | 1 | 50.66
07498364291 | PVQ-EUSDC4.5MWH | PViQ,Cat6A,UTP,CM,PC,WH,4.5M | 10Gig™ UTP Enhanced Interconnect Patch Cord for use with PViQ™ Patch Panel, CM rated, 4.5 m, White. | PC | 1 | 1 | 1 | 1 | 50.66
07498364239 | PVQ-EUSDC40BU | PViQ,Cat6A,UTP,CM,PC,BU,40ft | 10Gig™ UTP Enhanced Interconnect Patch Cord for use with PViQ™ Patch Panel, CM rated, 40.00 ft, Blue. | PC | 1 | 1 | 1 | 1 | 86
07498364238 | PVQ-EUSDC40WH | PViQ,Cat6A,UTP,CM,PC,WH,40ft | 10Gig™ UTP Enhanced Interconnect Patch Cord for use with PViQ™ Patch Panel, CM rated, 40.00 ft, White. | PC | 1 | 1 | 1 | 1 | 86
07498364250 | PVQ-EUSDC45BU | PViQ,Cat6A,UTP,CM,PC,BU,45ft | 10Gig™ UTP Enhanced Interconnect Patch Cord for use with PViQ™ Patch Panel, CM rated, 45.00 ft, Blue. | PC | 1 | 1 | 1 | 1 | 93.04
07498364249 | PVQ-EUSDC45WH | PViQ,Cat6A,UTP,CM,PC,WH,45ft | 10Gig™ UTP Enhanced Interconnect Patch Cord for use with PViQ™ Patch Panel, CM rated, 45.00 ft, White. | PC | 1 | 1 | 1 | 1 | 93.04
07498364216 | PVQ-EUSDC4BU | PViQ,Cat6A,UTP,CM,PC,BU,4ft | 10Gig™ UTP Enhanced Interconnect Patch Cord for use with PViQ™ Patch Panel, CM rated, 4.00 ft, Blue. | PC | 1 | 1 | 1 | 1 | 35.54
07498364305 | PVQ-EUSDC4MBU | PViQ,Cat6A,UTP,CM,PC,BU,4M | 10Gig™ UTP Enhanced Interconnect Patch Cord for use with PViQ™ Patch Panel, CM rated, 4.0 m, Blue. | PC | 1 | 1 | 1 | 1 | 48.32
07498364290 | PVQ-EUSDC4MWH | PViQ,Cat6A,UTP,CM,PC,WH,4M | 10Gig™ UTP Enhanced Interconnect Patch Cord for use with PViQ™ Patch Panel, CM rated, 4.0 m, White. | PC | 1 | 1 | 1 | 1 | 48.32
07498364196 | PVQ-EUSDC4WH | PViQ,Cat6A,UTP,CM,PC,WH,4ft | 10Gig™ UTP Enhanced Interconnect Patch Cord for use with PViQ™ Patch Panel, CM rated, 4.00 ft, White. | PC | 1 | 1 | 1 | 1 | 35.54
07498364324 | PVQ-EUSDC5.5MBU | PViQ,Cat6A,UTP,CM,PC,BU,5.5M | 10Gig™ UTP Enhanced Interconnect Patch Cord for use with PViQ™ Patch Panel, CM rated, 5.5 m, Blue. | PC | 1 | 1 | 1 | 1 | 55.26
07498364317 | PVQ-EUSDC5.5MWH | PViQ,Cat6A,UTP,CM,PC,WH,5.5M | 10Gig™ UTP Enhanced Interconnect Patch Cord for use with PViQ™ Patch Panel, CM rated, 5.5 m, White. | PC | 1 | 1 | 1 | 1 | 55.26
07498364253 | PVQ-EUSDC50BU | PViQ,Cat6A,UTP,CM,PC,BU,50ft | 10Gig™ UTP Enhanced Interconnect Patch Cord for use with PViQ™ Patch Panel, CM rated, 50.00 ft, Blue. | PC | 1 | 1 | 1 | 1 | 100.06
07498364252 | PVQ-EUSDC50WH | PViQ,Cat6A,UTP,CM,PC,WH,50ft | 10Gig™ UTP Enhanced Interconnect Patch Cord for use with PViQ™ Patch Panel, CM rated, 50.00 ft, White. | PC | 1 | 1 | 1 | 1 | 100.06
07498364217 | PVQ-EUSDC5BU | PViQ,Cat6A,UTP,CM,PC,BU,5ft | 10Gig™ UTP Enhanced Interconnect Patch Cord for use with PViQ™ Patch Panel, CM rated, 5.00 ft, Blue. | PC | 1 | 1 | 1 | 1 | 36.92
07498364323 | PVQ-EUSDC5MBU | PViQ,Cat6A,UTP,CM,PC,BU,5M | 10Gig™ UTP Enhanced Interconnect Patch Cord for use with PViQ™ Patch Panel, CM rated, 5.0 m, Blue. | PC | 1 | 1 | 1 | 1 | 52.96
07498364312 | PVQ-EUSDC5MWH | PViQ,Cat6A,UTP,CM,PC,WH,5M | 10Gig™ UTP Enhanced Interconnect Patch Cord for use with PViQ™ Patch Panel, CM rated, 5.0 m, White. | PC | 1 | 1 | 1 | 1 | 52.96
07498364202 | PVQ-EUSDC5WH | PViQ,Cat6A,UTP,CM,PC,WH,5ft | 10Gig™ UTP Enhanced Interconnect Patch Cord for use with PViQ™ Patch Panel, CM rated, 5.00 ft, White. | PC | 1 | 1 | 1 | 1 | 36.92
07498364219 | PVQ-EUSDC6BU | PViQ,Cat6A,UTP,CM,PC,BU,6ft | 10Gig™ UTP Enhanced Interconnect Patch Cord for use with PViQ™ Patch Panel, CM rated, 6.00 ft, Blue. | PC | 1 | 1 | 1 | 1 | 38.34
07498364326 | PVQ-EUSDC6MBU | PViQ,Cat6A,UTP,CM,PC,BU,6M | 10Gig™ UTP Enhanced Interconnect Patch Cord for use with PViQ™ Patch Panel, CM rated, 6.0 m, Blue. | PC | 1 | 1 | 1 | 1 | 57.54
07498364318 | PVQ-EUSDC6MWH | PViQ,Cat6A,UTP,CM,PC,WH,6M | 10Gig™ UTP Enhanced Interconnect Patch Cord for use with PViQ™ Patch Panel, CM rated, 6.0 m, White. | PC | 1 | 1 | 1 | 1 | 57.54
07498364203 | PVQ-EUSDC6WH | PViQ,Cat6A,UTP,CM,PC,WH,6ft | 10Gig™ UTP Enhanced Interconnect Patch Cord for use with PViQ™ Patch Panel, CM rated, 6.00 ft, White. | PC | 1 | 1 | 1 | 1 | 38.34
07498364220 | PVQ-EUSDC7BU | PViQ,Cat6A,UTP,CM,PC,BU,7ft | 10Gig™ UTP Enhanced Interconnect Patch Cord for use with PViQ™ Patch Panel, CM rated, 7.00 ft, Blue. | PC | 1 | 1 | 1 | 1 | 39.8
07498364328 | PVQ-EUSDC7MBU | PViQ,Cat6A,UTP,CM,PC,BU,7M | 10Gig™ UTP Enhanced Interconnect Patch Cord for use with PViQ™ Patch Panel, CM rated, 7.0 m, Blue. | PC | 1 | 1 | 1 | 1 | 62.16
07498364319 | PVQ-EUSDC7MWH | PViQ,Cat6A,UTP,CM,PC,WH,7M | 10Gig™ UTP Enhanced Interconnect Patch Cord for use with PViQ™ Patch Panel, CM rated, 7.0 m, White. | PC | 1 | 1 | 1 | 1 | 62.16
07498364204 | PVQ-EUSDC7WH | PViQ,Cat6A,UTP,CM,PC,WH,7ft | 10Gig™ UTP Enhanced Interconnect Patch Cord for use with PViQ™ Patch Panel, CM rated, 7.00 ft, White. | PC | 1 | 1 | 1 | 1 | 39.8
07498364221 | PVQ-EUSDC8BU | PViQ,Cat6A,UTP,CM,PC,BU,8ft | 10Gig™ UTP Enhanced Interconnect Patch Cord for use with PViQ™ Patch Panel, CM rated, 8.00 ft, Blue. | PC | 1 | 1 | 1 | 1 | 41.18
07498364329 | PVQ-EUSDC8MBU | PViQ,Cat6A,UTP,CM,PC,BU,8M | 10Gig™ UTP Enhanced Interconnect Patch Cord for use with PViQ™ Patch Panel, CM rated, 8.0 m, Blue. | PC | 1 | 1 | 1 | 1 | 66.74
07498364320 | PVQ-EUSDC8MWH | PViQ,Cat6A,UTP,CM,PC,WH,8M | 10Gig™ UTP Enhanced Interconnect Patch Cord for use with PViQ™ Patch Panel, CM rated, 8.0 m, White. | PC | 1 | 1 | 1 | 1 | 66.74
07498364205 | PVQ-EUSDC8WH | PViQ,Cat6A,UTP,CM,PC,WH,8ft | 10Gig™ UTP Enhanced Interconnect Patch Cord for use with PViQ™ Patch Panel, CM rated, 8.00 ft, White. | PC | 1 | 1 | 1 | 1 | 41.18
07498364222 | PVQ-EUSDC9BU | PViQ,Cat6A,UTP,CM,PC,BU,9ft | 10Gig™ UTP Enhanced Interconnect Patch Cord for use with PViQ™ Patch Panel, CM rated, 9.00 ft, Blue. | PC | 1 | 1 | 1 | 1 | 42.58
07498364330 | PVQ-EUSDC9MBU | PViQ,Cat6A,UTP,CM,PC,BU,9M | 10Gig™ UTP Enhanced Interconnect Patch Cord for use with PViQ™ Patch Panel, CM rated, 9.0 m, Blue. | PC | 1 | 1 | 1 | 1 | 71.34
07498364321 | PVQ-EUSDC9MWH | PViQ,Cat6A,UTP,CM,PC,WH,9M | 10Gig™ UTP Enhanced Interconnect Patch Cord for use with PViQ™ Patch Panel, CM rated, 9.0 m, White. | PC | 1 | 1 | 1 | 1 | 71.34
07498364200 | PVQ-EUSDC9WH | PViQ,Cat6A,UTP,CM,PC,WH,9ft | 10Gig™ UTP Enhanced Interconnect Patch Cord for use with PViQ™ Patch Panel, CM rated, 9.00 ft, White. | PC | 1 | 1 | 1 | 1 | 42.58
07498328542 | PVQ-FMT | PViQ,FiberTray,24-Port,NoAdapters,EA | 24-port PanView iQ™ Fiber Tray with No Fiber Adapters. | PC | 1 | 1 | 1 | 1 | 1300.6
07498328541 | PVQ-FMTMTP-9 | PViQ,FbrTray,24-Port,SM,MTP,EA | The PViQ™ 24 port, MTP singlemode fiber tray includes 24 LC SR./SR. SFF duplex singlemode blue adapters with zirconia ceramic split sleeves. | PC | 1 | 1 | 1 | 1 | 2706.7
07498328372 | PVQ-FMTMTP-ZX | PViQ,FbrTray,24-Port,OM3OptimMTP,EA | PViQ™ 24-Port OM3 MTP Fiber Tray including 24 (CMDSAQLCZBL) LC SR./SR. 10Gig™ SFF Duplex Multimode Aqua Adapters with Zirconia Ceramic Split Sleeves. | PC | 1 | 1 | 1 | 1 | 2706.7
07498364451 | PVQ-FMTMTP-ZZ | PViQ,FiberTray,24-Port,OM4,MTP,EA | The PViQ™ 24 port, OM4 optimized MTP fiber tray includes 24 LC SR./SR. 10 Gig SFF duplex multimode aqua adapters with zirconia ceramic split sleeves. | PC | 1 | 1 | 1 | 1 | 2964.5
07498332965 | PVQ-MB | PViQ Mounting Bracket | PViQ Mounting Bracket | PC | 1 | 1 | 1 | 1 | 46.88
07498339930 | PVQ-MIQAPCVR | PViQ,AngledPanelTransitionalCover,EA | Transitional cover for angled PViQ patch panels that occupies zero rack space. | PC | 1 | 1 | 1 | 1 | 94.46
07498311151 | PVQ-MIQAPS24 | PV,Mod,Intelligent,APP,SH,24Pt,EA | 24-port unpopulated angled STP modular intelligent module-ready patch panel. Accepts all Mini-Com® STP Modules. | PC | 1 | 1 | 1 | 1 | 528.44
07498311201 | PVQ-MIQAPU24 | PV,Mod,Intelligent,APP,24Pt,EA | 24-port unpopulated angled UTP modular intelligent module-ready patch panel. Accepts all Mini-Com® UTP and LC Fiber Optic Modules. | PC | 1 | 1 | 1 | 1 | 525.5
07498311150 | PVQ-MIQPS24 | PV,Mod,Intelligent,PtchPanel,24Pt,EA | The PViQ™ 24 port shielded modular patch panel is unpopulated and will accept all Mini-Com® Shielded Jack Modules. The panel accepts 24 modules and is 1 RU. | PC | 1 | 1 | 1 | 1 | 386.68
07498312687 | PVQ-MIQPS96A | PV,AngldMod,Intelligent,PanelSys,EA | For standard configurations, this 96-port modular intelligent panel kit includes four angled PanView iQ™ Patch Panels (PVQ-MIQAPU24), one PanView iQ™ Panel Manager with interface unit, and three PanView iQ™ Expansion Modules with expansion port cables and | PC | 1 | 1 | 1 | 1 | 3476.86
07498308939 | PVQ-MIQPS96F | PV,Mod,Intelligent,PanelSys,96t,EA | For standard configurations, this 96-port modular intelligent panel kit includes four flat PanView iQ™ Patch Panels (PVQ-MIQPU24), one PanView iQ™ Panel Manager with interface unit, and three PanView iQ™ Expansion Modules with expansion port cables and in | PC | 1 | 1 | 1 | 1 | 2834.22
07498308572 | PVQ-MIQPU24 | PViQ,Mod,Intelligent,PtchPanel,24Pt,EA | The PViQ™ 24 port UTP modular patch panel is unpopulated and will accept all Mini-Com® UTP Jack Modules. The panel accepts 24 modules and is 1 RU. | PC | 1 | 1 | 1 | 1 | 365.5
07498308987 | PVQ-PM | PViQ,PanelManager,EA | The PViQ™ Panel Manager provides physical infrastructure management information from PViQ Patch Panels. It includes a mounting bracket, 1.5 foot (0.5m) RJ45 patch cord, and the interface unit. The panel manager attaches directly to the back of a PViQ ™ Pa | PC | 1 | 1 | 1 | 1 | 529.2
07498339150 | PVQ-PMIU | PanView iQ Panel Manager Interface Unit | PanView iQ Panel Manager Interface Unit | PC | 1 | 1 | 1 | 1 | 128.88
07498360703 | PVQ-PS12VDC-C | PViQ,PowerSupply,China,30W,EA | 30W power supply for China, includes C7 to GB1002 power cord. | PC | 1 | 1 | 1 | 1 | 121.08
07498308844 | PVQ-PS12VDC-E | PViQ,PowerSupply,Europe,30W,EA | 36W power supply for Europe, , includes C7 to Schuko power cord & mounting bracket. | PC | 1 | 1 | 1 | 1 | 121.64
07498308845 | PVQ-PS12VDC-S | PViQ,PowerSupply,NorthAmerica,30W,EA | 30W power supply for North America, includes C7 to NEMA 1-15P power cord. | PC | 1 | 1 | 1 | 1 | 123.72
07498308843 | PVQ-PS12VDC-U | PViQ,PowerSupply,UK,30W,EA | 36W power supply for UK, includes C7 to BS1363 power cord. | PC | 1 | 1 | 1 | 1 | 127.42
61305625625 | PVQ-PS12VDC-UNI | PViQ,PowerSupply,Uni,30W,EA | 36W universal power supply, includes C7 to C18 power cord, C7 to Schuko power cord and mounting bracket. | PC | 1 | 1 | 1 | 1 | 107.32
07498363758 | PVQ9LE10LQM00.5 | PViQ,LC-LC,OS2,PC,LSZH,0.5M | PanView iQ duplex LC to duplex standard LC, OS2, fiber interconnect patch cord, LSZH, 16mm jacketed cable, 0.5 m, Yellow | PC | 1 | 10 | 1 | 1 | 89.12
07498363759 | PVQ9LE10LQM01.0 | PViQ,LC-LC,OS2,PC,LSZH,1M | PanView iQ duplex LC to duplex standard LC, OS2, fiber interconnect patch cord, LSZH, 16mm jacketed cable, 1.0 m, Yellow | PC | 1 | 10 | 1 | 1 | 89.62
07498363760 | PVQ9LE10LQM01.5 | PViQ,LC-LC,OS2,PC,LSZH,1.5M | PanView iQ duplex LC to duplex standard LC, OS2, fiber interconnect patch cord, LSZH, 16mm jacketed cable, 1.5 m, Yellow | PC | 1 | 10 | 1 | 1 | 87.04
07498363761 | PVQ9LE10LQM02.0 | PViQ,LC-LC,OS2,PC,LSZH,2M | PanView iQ duplex LC to duplex standard LC, OS2, fiber interconnect patch cord, LSZH, 16mm jacketed cable, 2.0 m, Yellow | PC | 1 | 10 | 1 | 1 | 87.98
07498363762 | PVQ9LE10LQM02.5 | PViQ,LC-LC,OS2,PC,LSZH,2.5M | PanView iQ duplex LC to duplex standard LC, OS2, fiber interconnect patch cord, LSZH, 16mm jacketed cable, 2.5 m, Yellow | PC | 1 | 10 | 1 | 1 | 88.98
07498363763 | PVQ9LE10LQM03.0 | PViQ,LC-LC,OS2,PC,LSZH,3M | PanView iQ duplex LC to duplex standard LC, OS2, fiber interconnect patch cord, LSZH, 16mm jacketed cable, 3.0 m, Yellow | PC | 1 | 10 | 1 | 1 | 89.94
07498363764 | PVQ9LE10LQM03.5 | PViQ,LC-LC,OS2,PC,LSZH,3.5M | PanView iQ duplex LC to duplex standard LC, OS2, fiber interconnect patch cord, LSZH, 16mm jacketed cable, 3.5 m, Yellow | PC | 1 | 10 | 1 | 1 | 90.88
07498363765 | PVQ9LE10LQM04.0 | PViQ,LC-LC,OS2,PC,LSZH,4M | PanView iQ duplex LC to duplex standard LC, OS2, fiber interconnect patch cord, LSZH, 16mm jacketed cable, 4.0 m, Yellow | PC | 1 | 10 | 1 | 1 | 92.7
07498363766 | PVQ9LE10LQM04.5 | PViQ,LC-LC,OS2,PC,LSZH,4.5M | PanView iQ duplex LC to duplex standard LC, OS2, fiber interconnect patch cord, LSZH, 16mm jacketed cable, 4.5 m, Yellow | PC | 1 | 10 | 1 | 1 | 93.26
07498363767 | PVQ9LE10LQM05.0 | PViQ,LC-LC,OS2,PC,LSZH,5M | PanView iQ duplex LC to duplex standard LC, OS2, fiber interconnect patch cord, LSZH, 16mm jacketed cable, 5.0 m, Yellow | PC | 1 | 10 | 1 | 1 | 97.68
07498363768 | PVQ9LE10LQM05.5 | PViQ,LC-LC,OS2,PC,LSZH,5.5M | PanView iQ duplex LC to duplex standard LC, OS2, fiber interconnect patch cord, LSZH, 16mm jacketed cable, 5.5 m, Yellow | PC | 1 | 10 | 1 | 1 | 94.28
07498363770 | PVQ9LE10LQM06.0 | PViQ,LC-LC,OS2,PC,LSZH,6M | PanView iQ duplex LC to duplex standard LC, OS2, fiber interconnect patch cord, LSZH, 16mm jacketed cable, 6.0 m, Yellow | PC | 1 | 10 | 1 | 1 | 94.78
07498363773 | PVQ9LE10LQM06.5 | PViQ,LC-LC,OS2,PC,LSZH,6.5M | PanView iQ duplex LC to duplex standard LC, OS2, fiber interconnect patch cord, LSZH, 16mm jacketed cable, 6.5 m, Yellow | PC | 1 | 10 | 1 | 1 | 95.3
07498363774 | PVQ9LE10LQM07.0 | PViQ,LC-LC,OS2,PC,LSZH,7M | PanView iQ duplex LC to duplex standard LC, OS2, fiber interconnect patch cord, LSZH, 16mm jacketed cable, 7.0 m, Yellow | PC | 1 | 10 | 1 | 1 | 97.58
07498363775 | PVQ9LE10LQM07.5 | PViQ,LC-LC,OS2,PC,LSZH,7.5M | PanView iQ duplex LC to duplex standard LC, OS2, fiber interconnect patch cord, LSZH, 16mm jacketed cable, 7.5 m, Yellow | PC | 1 | 10 | 1 | 1 | 96.36
07498363776 | PVQ9LE10LQM08.0 | PViQ,LC-LC,OS2,PC,LSZH,8M | PanView iQ duplex LC to duplex standard LC, OS2, fiber interconnect patch cord, LSZH, 16mm jacketed cable, 8.0 m, Yellow | PC | 1 | 10 | 1 | 1 | 99.5
07498363777 | PVQ9LE10LQM08.5 | PViQ,LC-LC,OS2,PC,LSZH,8.5M | PanView iQ duplex LC to duplex standard LC, OS2, fiber interconnect patch cord, LSZH, 16mm jacketed cable, 8.5 m, Yellow | PC | 1 | 10 | 1 | 1 | 97.36
07498363778 | PVQ9LE10LQM09.0 | PViQ,LC-LC,OS2,PC,LSZH,9M | PanView iQ duplex LC to duplex standard LC, OS2, fiber interconnect patch cord, LSZH, 16mm jacketed cable, 9.0 m, Yellow | PC | 1 | 10 | 1 | 1 | 97.88
07498363779 | PVQ9LE10LQM09.5 | PViQ,LC-LC,OS2,PC,LSZH,9.5M | PanView iQ duplex LC to duplex standard LC, OS2, fiber interconnect patch cord, LSZH, 16mm jacketed cable, 9.5 m, Yellow | PC | 1 | 10 | 1 | 1 | 98.38
07498363780 | PVQ9LE10LQM10.0 | PViQ,LC-LC,OS2,PC,LSZH,10M | PanView iQ duplex LC to duplex standard LC, OS2, fiber interconnect patch cord, LSZH, 16mm jacketed cable, 10.0 m, Yellow | PC | 1 | 10 | 1 | 1 | 98.9
07498363781 | PVQ9PE10LQM00.5 | PViQ,LC-LC,OS2,DPLX,PC,PLEM,0.5M | PanView iQ duplex LC to duplex standard LC, OS2, fiber interconnect patch cord, plenum rated, 16mm jacketed cable,0.5 m, Yellow | PC | 1 | 10 | 1 | 1 | 127.68
07498363782 | PVQ9PE10LQM01.0 | PViQ,LC-LC,OS2,DPLX,PC,PLEM,1M | PanView iQ duplex LC to duplex standard LC, OS2, fiber interconnect patch cord, plenum rated, 16mm jacketed cable,1.0 m, Yellow | PC | 1 | 10 | 1 | 1 | 129.12
07498363783 | PVQ9PE10LQM01.5 | PViQ,LC-LC,OS2,DPLX,PC,PLEM,1.5M | PanView iQ duplex LC to duplex standard LC, OS2, fiber interconnect patch cord, plenum rated, 16mm jacketed cable,1.5 m, Yellow | PC | 1 | 10 | 1 | 1 | 130.56
07498363784 | PVQ9PE10LQM02.0 | PViQ,LC-LC,OS2,DPLX,PC,PLEM,2M | PanView iQ duplex LC to duplex standard LC, OS2, fiber interconnect patch cord, plenum rated, 16mm jacketed cable,2.0 m, Yellow | PC | 1 | 10 | 1 | 1 | 131.98
07498363785 | PVQ9PE10LQM02.5 | PViQ,LC-LC,OS2,DPLX,PC,PLEM,2.5M | PanView iQ duplex LC to duplex standard LC, OS2, fiber interconnect patch cord, plenum rated, 16mm jacketed cable,2.5 m, Yellow | PC | 1 | 10 | 1 | 1 | 133.42
07498363786 | PVQ9PE10LQM03.0 | PViQ,LC-LC,OS2,DPLX,PC,PLEM,3M | PanView iQ duplex LC to duplex standard LC, OS2, fiber interconnect patch cord, plenum rated, 16mm jacketed cable,3.0 m, Yellow | PC | 1 | 10 | 1 | 1 | 134.84
07498363787 | PVQ9PE10LQM03.5 | PViQ,LC-LC,OS2,DPLX,PC,PLEM,3.5M | PanView iQ duplex LC to duplex standard LC, OS2, fiber interconnect patch cord, plenum rated, 16mm jacketed cable,3.5 m, Yellow | PC | 1 | 10 | 1 | 1 | 136.28
07498363788 | PVQ9PE10LQM04.0 | PViQ,LC-LC,OS2,DPLX,PC,PLEM,4M | PanView iQ duplex LC to duplex standard LC, OS2, fiber interconnect patch cord, plenum rated, 16mm jacketed cable,4.0 m, Yellow | PC | 1 | 10 | 1 | 1 | 137.74
07498363789 | PVQ9PE10LQM04.5 | PViQ,LC-LC,OS2,DPLX,PC,PLEM,4.5M | PanView iQ duplex LC to duplex standard LC, OS2, fiber interconnect patch cord, plenum rated, 16mm jacketed cable,4.5 m, Yellow | PC | 1 | 10 | 1 | 1 | 139.18
07498363790 | PVQ9PE10LQM05.0 | PViQ,LC-LC,OS2,DPLX,PC,PLEM,5M | PanView iQ duplex LC to duplex standard LC, OS2, fiber interconnect patch cord, plenum rated, 16mm jacketed cable,5.0 m, Yellow | PC | 1 | 10 | 1 | 1 | 140.6
07498363791 | PVQ9PE10LQM05.5 | PViQ,LC-LC,OS2,DPLX,PC,PLEM,5.5M | PanView iQ duplex LC to duplex standard LC, OS2, fiber interconnect patch cord, plenum rated, 16mm jacketed cable,5.5 m, Yellow | PC | 1 | 10 | 1 | 1 | 142.04
07498363792 | PVQ9PE10LQM06.0 | PViQ,LC-LC,OS2,DPLX,PC,PLEM,6M | PanView iQ duplex LC to duplex standard LC, OS2, fiber interconnect patch cord, plenum rated, 16mm jacketed cable,6.0 m, Yellow | PC | 1 | 10 | 1 | 1 | 143.46
07498363793 | PVQ9PE10LQM06.5 | PViQ,LC-LC,OS2,DPLX,PC,PLEM,6.5M | PanView iQ duplex LC to duplex standard LC, OS2, fiber interconnect patch cord, plenum rated, 16mm jacketed cable,6.5 m, Yellow | PC | 1 | 10 | 1 | 1 | 144.92
07498363794 | PVQ9PE10LQM07.0 | PViQ,LC-LC,OS2,DPLXPC,PLEM,7M | PanView iQ duplex LC to duplex standard LC, OS2, fiber interconnect patch cord, plenum rated, 16mm jacketed cable,7.0 m, Yellow | PC | 1 | 10 | 1 | 1 | 146.32
07498363796 | PVQ9PE10LQM07.5 | PViQ,LC-LC,OS2,DPLXPC,PLEM,7.5M | PanView iQ duplex LC to duplex standard LC, OS2, fiber interconnect patch cord, plenum rated, 16mm jacketed cable,7.5 m, Yellow | PC | 1 | 10 | 1 | 1 | 147.76
07498363797 | PVQ9PE10LQM08.0 | PViQ,LC-LC,OS2,DPLXPC,PLEM,8M | PanView iQ duplex LC to duplex standard LC, OS2, fiber interconnect patch cord, plenum rated, 16mm jacketed cable,8.0 m, Yellow | PC | 1 | 10 | 1 | 1 | 149.22
07498363798 | PVQ9PE10LQM08.5 | PViQ,LC-LC,OS2,DPLXPC,PLEM,8.5M | PanView iQ duplex LC to duplex standard LC, OS2, fiber interconnect patch cord, plenum rated, 16mm jacketed cable,8.5 m, Yellow | PC | 1 | 10 | 1 | 1 | 150.64
07498363800 | PVQ9PE10LQM09.0 | PViQ,LC-LC,OS2,DPLXPC,PLEM,9M | PanView iQ duplex LC to duplex standard LC, OS2, fiber interconnect patch cord, plenum rated, 16mm jacketed cable,9.0 m, Yellow | PC | 1 | 10 | 1 | 1 | 152.06
07498363802 | PVQ9PE10LQM09.5 | PViQ,LC-LC,OS2,DPLX,PC,PLEM,9.5M | PanView iQ duplex LC to duplex standard LC, OS2, fiber interconnect patch cord, plenum rated, 16mm jacketed cable,9.5 m, Yellow | PC | 1 | 10 | 1 | 1 | 153.5
07498363803 | PVQ9PE10LQM10.0 | PViQ,LC-LC,OS2,DPLX,PC,PLEM,10M | PanView iQ duplex LC to duplex standard LC, OS2, fiber interconnect patch cord, plenum rated, 16mm jacketed cable,10.0 m, Yellow | PC | 1 | 10 | 1 | 1 | 154.94
07498363689 | PVQXLE10LQM00.5 | PViQ,LC-LC,OM3,PC,LSZH,0.5M | PanView iQ duplex LC to duplex standard LC, OM3, fiber interconnect patch cord, LSZH rated, 16mm jacketed cable, 0.5m, Aqua | PC | 1 | 10 | 1 | 1 | 88.02
07498363670 | PVQXLE10LQM01.0 | PViQ,LC-LC,OM3,PC,LSZH,1M | PanView iQ duplex LC to duplex standard LC, OM3, fiber interconnect patch cord, LSZH rated, 16mm jacketed cable, 1.0m, Aqua | PC | 1 | 10 | 1 | 1 | 89.34
07498363671 | PVQXLE10LQM01.5 | PViQ,LC-LC,OM3,PC,LSZH,1.5M | PanView iQ duplex LC to duplex standard LC, OM3, fiber interconnect patch cord, LSZH rated, 16mm jacketed cable, 1.5m, Aqua | PC | 1 | 10 | 1 | 1 | 90.6
07498363672 | PVQXLE10LQM02.0 | PViQ,LC-LC,OM3,PC,LSZH,2M | PanView iQ duplex LC to duplex standard LC, OM3, fiber interconnect patch cord, LSZH rated, 16mm jacketed cable, 2.0m, Aqua | PC | 1 | 10 | 1 | 1 | 91.92
07498363673 | PVQXLE10LQM02.5 | PViQ,LC-LC,OM3,PC,LSZH,2.5M | PanView iQ duplex LC to duplex standard LC, OM3, fiber interconnect patch cord, LSZH rated, 16mm jacketed cable, 2.5m, Aqua | PC | 1 | 10 | 1 | 1 | 93.28
07498363674 | PVQXLE10LQM03.0 | PViQ,LC-LC,OM3,PC,LSZH,3M | PanView iQ duplex LC to duplex standard LC, OM3, fiber interconnect patch cord, LSZH rated, 16mm jacketed cable, 3.0m, Aqua | PC | 1 | 10 | 1 | 1 | 94.62
07498363675 | PVQXLE10LQM03.5 | PViQ,LC-LC,OM3,PC,LSZH,3.5M | PanView iQ duplex LC to duplex standard LC, OM3, fiber interconnect patch cord, LSZH rated, 16mm jacketed cable, 3.5m, Aqua | PC | 1 | 10 | 1 | 1 | 95.9
07498363676 | PVQXLE10LQM04.0 | PViQ,LC-LC,OM3,PC,LSZH,4M | PanView iQ duplex LC to duplex standard LC, OM3, fiber interconnect patch cord, LSZH rated, 16mm jacketed cable, 4.0m, Aqua | PC | 1 | 10 | 1 | 1 | 96.26
07498363677 | PVQXLE10LQM04.5 | PViQ,LC-LC,OM3,PC,LSZH,4.5M | PanView iQ duplex LC to duplex standard LC, OM3, fiber interconnect patch cord, LSZH rated, 16mm jacketed cable, 4.5m, Aqua | PC | 1 | 10 | 1 | 1 | 98.1
07498363678 | PVQXLE10LQM05.0 | PViQ,LC-LC,OM3,PC,LSZH,5M | PanView iQ duplex LC to duplex standard LC, OM3, fiber interconnect patch cord, LSZH rated, 16mm jacketed cable, 5.0m, Aqua | PC | 1 | 10 | 1 | 1 | 104.04
07498363679 | PVQXLE10LQM05.5 | PViQ,LC-LC,OM3,PC,LSZH,5.5M | PanView iQ duplex LC to duplex standard LC, OM3, fiber interconnect patch cord, LSZH rated, 16mm jacketed cable, 5.5m, Aqua | PC | 1 | 10 | 1 | 1 | 101.64
07498363680 | PVQXLE10LQM06.0 | PViQ,LC-LC,OM3,PC,LSZH,6M | PanView iQ duplex LC to duplex standard LC, OM3, fiber interconnect patch cord, LSZH rated, 16mm jacketed cable, 6.0m, Aqua | PC | 1 | 10 | 1 | 1 | 103.44
07498363681 | PVQXLE10LQM06.5 | PViQ,LC-LC,OM3,PC,LSZH,6.5M | PanView iQ duplex LC to duplex standard LC, OM3, fiber interconnect patch cord, LSZH rated, 16mm jacketed cable, 6.5m, Aqua | PC | 1 | 10 | 1 | 1 | 105.22
07498363682 | PVQXLE10LQM07.0 | PViQ,LC-LC,OM3,PC,LSZH,7M | PanView iQ duplex LC to duplex standard LC, OM3, fiber interconnect patch cord, LSZH rated, 16mm jacketed cable, 7.0m, Aqua | PC | 1 | 10 | 1 | 1 | 105.12
07498363683 | PVQXLE10LQM07.5 | PViQ,LC-LC,OM3,PC,LSZH,7.5M | PanView iQ duplex LC to duplex standard LC, OM3, fiber interconnect patch cord, LSZH rated, 16mm jacketed cable, 7.5m, Aqua | PC | 1 | 10 | 1 | 1 | 108.84
07498363684 | PVQXLE10LQM08.0 | PViQ,LC-LC,OM3,PC,LSZH,8M | PanView iQ duplex LC to duplex standard LC, OM3, fiber interconnect patch cord, LSZH rated, 16mm jacketed cable, 8.0m, Aqua | PC | 1 | 10 | 1 | 1 | 107.78
07498363685 | PVQXLE10LQM08.5 | PViQ,LC-LC,OM3,PC,LSZH,8.5M | PanView iQ duplex LC to duplex standard LC, OM3, fiber interconnect patch cord, LSZH rated, 16mm jacketed cable, 8.5m, Aqua | PC | 1 | 10 | 1 | 1 | 109.1
07498363686 | PVQXLE10LQM09.0 | PViQ,LC-LC,OM3,PC,LSZH,9M | PanView iQ duplex LC to duplex standard LC, OM3, fiber interconnect patch cord, LSZH rated, 16mm jacketed cable, 9.0m, Aqua | PC | 1 | 10 | 1 | 1 | 110.42
07498363687 | PVQXLE10LQM09.5 | PViQ,LC-LC,OM3,PC,LSZH,9.5M | PanView iQ duplex LC to duplex standard LC, OM3, fiber interconnect patch cord, LSZH rated, 16mm jacketed cable, 9.5m, Aqua | PC | 1 | 10 | 1 | 1 | 111.74
07498363688 | PVQXLE10LQM10.0 | PViQ,LC-LC,OM3,PC,LSZH,10M | PanView iQ duplex LC to duplex standard LC, OM3, fiber interconnect patch cord, LSZH rated, 16mm jacketed cable, 10.0m, Aqua | PC | 1 | 10 | 1 | 1 | 113.04
07498363698 | PVQXPE10LQM00.5 | PViQ,LC-LC,OM3,DPLX,PC,PLEM,0.5M | PanView iQ duplex LC to duplex standard LC, OM3, fiber interconnect patch cord, plenum rated, 16mm jacketed cable,0.5m, Aqua | PC | 1 | 10 | 1 | 1 | 95.64
07498363699 | PVQXPE10LQM01.0 | PViQ,LC-LC,OM3,DPLX,PC,PLEM,1M | PanView iQ duplex LC to duplex standard LC, OM3, fiber interconnect patch cord, plenum rated, 16mm jacketed cable,1.0m, Aqua | PC | 1 | 10 | 1 | 1 | 97.1
07498363700 | PVQXPE10LQM01.5 | PViQ,LC-LC,OM3,DPLX,PC,PLEM,1.5M | PanView iQ duplex LC to duplex standard LC, OM3, fiber interconnect patch cord, plenum rated, 16mm jacketed cable,1.5m, Aqua | PC | 1 | 10 | 1 | 1 | 98.56
07498363701 | PVQXPE10LQM02.0 | PViQ,LC-LC,OM3,DPLX,PC,PLEM,2M | PanView iQ duplex LC to duplex standard LC, OM3, fiber interconnect patch cord, plenum rated, 16mm jacketed cable,2.0m, Aqua | PC | 1 | 10 | 1 | 1 | 99.98
07498363702 | PVQXPE10LQM02.5 | PViQ,LC-LC,OM3,DPLX,PC,PLEM,2.5M | PanView iQ duplex LC to duplex standard LC, OM3, fiber interconnect patch cord, plenum rated, 16mm jacketed cable,2.5m, Aqua | PC | 1 | 10 | 1 | 1 | 101.4
07498363703 | PVQXPE10LQM03.0 | PViQ,LC-LC,OM3,DPLX,PC,PLEM,3M | PanView iQ duplex LC to duplex standard LC, OM3, fiber interconnect patch cord, plenum rated, 16mm jacketed cable,3.0m, Aqua | PC | 1 | 10 | 1 | 1 | 102.84
07498363704 | PVQXPE10LQM03.5 | PViQ,LC-LC,OM3,DPLX,PC,PLEM,3.5M | PanView iQ duplex LC to duplex standard LC, OM3, fiber interconnect patch cord, plenum rated, 16mm jacketed cable,3.5m, Aqua | PC | 1 | 10 | 1 | 1 | 104.28
07498363705 | PVQXPE10LQM04.0 | PViQ,LC-LC,OM3,DPLX,PC,PLEM,4M | PanView iQ duplex LC to duplex standard LC, OM3, fiber interconnect patch cord, plenum rated, 16mm jacketed cable,4.0m, Aqua | PC | 1 | 10 | 1 | 1 | 105.7
07498363706 | PVQXPE10LQM04.5 | PViQ,LC-LC,OM3,DPLX,PC,PLEM,4.5M | PanView iQ duplex LC to duplex standard LC, OM3, fiber interconnect patch cord, plenum rated, 16mm jacketed cable,4.5m, Aqua | PC | 1 | 10 | 1 | 1 | 107.14
07498363707 | PVQXPE10LQM05.0 | PViQ,LC-LC,OM3,DPLXPC,PLEM,5M | PanView iQ duplex LC to duplex standard LC, OM3, fiber interconnect patch cord, plenum rated, 16mm jacketed cable,5.0m, Aqua | PC | 1 | 10 | 1 | 1 | 108.58
07498363708 | PVQXPE10LQM05.5 | PViQ,LC-LC,OM3,DPLXPC,PLEM,5.5M | PanView iQ duplex LC to duplex standard LC, OM3, fiber interconnect patch cord, plenum rated, 16mm jacketed cable,5.5m, Aqua | PC | 1 | 10 | 1 | 1 | 110.02
07498363709 | PVQXPE10LQM06.0 | PViQ,LC-LC,OM3,DPLXPC,PLEM,6M | PanView iQ duplex LC to duplex standard LC, OM3, fiber interconnect patch cord, plenum rated, 16mm jacketed cable,6.0m, Aqua | PC | 1 | 10 | 1 | 1 | 111.44
07498363710 | PVQXPE10LQM06.5 | PViQ,LC-LC,OM3,DPLXPC,PLEM,6.5M | PanView iQ duplex LC to duplex standard LC, OM3, fiber interconnect patch cord, plenum rated, 16mm jacketed cable,6.5m, Aqua | PC | 1 | 10 | 1 | 1 | 112.86
07498363711 | PVQXPE10LQM07.0 | PViQ,LC-LC,OM3,DPLXPC,PLEM,7M | PanView iQ duplex LC to duplex standard LC, OM3, fiber interconnect patch cord, plenum rated, 16mm jacketed cable,7.0m, Aqua | PC | 1 | 10 | 1 | 1 | 114.32
07498363712 | PVQXPE10LQM07.5 | PViQ,LC-LC,OM3,DPLXPC,PLEM,7.5M | PanView iQ duplex LC to duplex standard LC, OM3, fiber interconnect patch cord, plenum rated, 16mm jacketed cable,7.5m, Aqua | PC | 1 | 10 | 1 | 1 | 115.76
07498363713 | PVQXPE10LQM08.0 | PViQ,LC-LC,OM3,DPLXPC,PLEM,8M | PanView iQ duplex LC to duplex standard LC, OM3, fiber interconnect patch cord, plenum rated, 16mm jacketed cable,8.0m, Aqua | PC | 1 | 10 | 1 | 1 | 117.16
07498363714 | PVQXPE10LQM08.5 | PViQ,LC-LC,OM3,DPLXPC,PLEM,8.5M | PanView iQ duplex LC to duplex standard LC, OM3, fiber interconnect patch cord, plenum rated, 16mm jacketed cable,8.5m, Aqua | PC | 1 | 10 | 1 | 1 | 118.62
07498363715 | PVQXPE10LQM09.0 | PViQ,LC-LC,OM3,DPLXPC,PLEM,9M | PanView iQ duplex LC to duplex standard LC, OM3, fiber interconnect patch cord, plenum rated, 16mm jacketed cable,9.0m, Aqua | PC | 1 | 10 | 1 | 1 | 120.04
07498363716 | PVQXPE10LQM09.5 | PViQ,LC-LC,OM3,DPLXPC,PLEM,9.5M | PanView iQ duplex LC to duplex standard LC, OM3, fiber interconnect patch cord, plenum rated, 16mm jacketed cable,9.5m, Aqua | PC | 1 | 10 | 1 | 1 | 121.48
07498363717 | PVQXPE10LQM10.0 | PViQ,LC-LC,OM3,DPLXPC,PLEM,10M | PanView iQ duplex LC to duplex standard LC, OM3, fiber interconnect patch cord, plenum rated, 16mm jacketed cable,10.0m, Aqua | PC | 1 | 10 | 1 | 1 | 122.9
07498363718 | PVQZLE10LQM00.5 | PViQ,LC-LC,OM4,PC,LSZH,0.5M | PanView iQ duplex LC to duplex standard LC, OM4, fiber interconnect patch cord, LSZH rated, 16mm jacketed cable, 0.5m, Aqua | PC | 1 | 10 | 1 | 1 | 107.3
07498363719 | PVQZLE10LQM01.0 | PViQ,LC-LC,OM4,PC,LSZH,1M | PanView iQ duplex LC to duplex standard LC, OM4, fiber interconnect patch cord, LSZH rated, 16mm jacketed cable, 1.0m, Aqua | PC | 1 | 10 | 1 | 1 | 109.2
07498363720 | PVQZLE10LQM01.5 | PViQ,LC-LC,OM4,PC,LSZH,1.5M | PanView iQ duplex LC to duplex standard LC, OM4, fiber interconnect patch cord, LSZH rated, 16mm jacketed cable, 1.5m, Aqua | PC | 1 | 10 | 1 | 1 | 112.72
07498363721 | PVQZLE10LQM02.0 | PViQ,LC-LC,OM4,PC,LSZH,2M | PanView iQ duplex LC to duplex standard LC, OM4, fiber interconnect patch cord, LSZH rated, 16mm jacketed cable, 2.0m, Aqua | PC | 1 | 10 | 1 | 1 | 114.36
07498363722 | PVQZLE10LQM02.5 | PViQ,LC-LC,OM4,PC,LSZH,2.5M | PanView iQ duplex LC to duplex standard LC, OM4, fiber interconnect patch cord, LSZH rated, 16mm jacketed cable, 2.5m, Aqua | PC | 1 | 10 | 1 | 1 | 114.8
07498363723 | PVQZLE10LQM03.0 | PViQ,LC-LC,OM4,PC,LSZH,3M | PanView iQ duplex LC to duplex standard LC, OM4, fiber interconnect patch cord, LSZH rated, 16mm jacketed cable, 3.0m, Aqua | PC | 1 | 10 | 1 | 1 | 117.62
07498363724 | PVQZLE10LQM03.5 | PViQ,LC-LC,OM4,PC,LSZH,3.5M | PanView iQ duplex LC to duplex standard LC, OM4, fiber interconnect patch cord, LSZH rated, 16mm jacketed cable, 3.5m, Aqua | PC | 1 | 10 | 1 | 1 | 119.28
07498363725 | PVQZLE10LQM04.0 | PViQ,LC-LC,OM4,PC,LSZH,4M | PanView iQ duplex LC to duplex standard LC, OM4, fiber interconnect patch cord, LSZH rated, 16mm jacketed cable, 4.0m, Aqua | PC | 1 | 10 | 1 | 1 | 120.94
07498363726 | PVQZLE10LQM04.5 | PViQ,LC-LC,OM4,PC,LSZH,4.5M | PanView iQ duplex LC to duplex standard LC, OM4, fiber interconnect patch cord, LSZH rated, 16mm jacketed cable, 4.5m, Aqua | PC | 1 | 10 | 1 | 1 | 122.56
07498363727 | PVQZLE10LQM05.0 | PViQ,LC-LC,OM4,PC,LSZH,5M | PanView iQ duplex LC to duplex standard LC, OM4, fiber interconnect patch cord, LSZH rated, 16mm jacketed cable, 5.0m, Aqua | PC | 1 | 10 | 1 | 1 | 129.36
07498363728 | PVQZLE10LQM05.5 | PViQ,LC-LC,OM4,PC,LSZH,5.5M | PanView iQ duplex LC to duplex standard LC, OM4, fiber interconnect patch cord, LSZH rated, 16mm jacketed cable, 5.5m, Aqua | PC | 1 | 10 | 1 | 1 | 125.82
07498363729 | PVQZLE10LQM06.0 | PViQ,LC-LC,OM4,PC,LSZH,6M | PanView iQ duplex LC to duplex standard LC, OM4, fiber interconnect patch cord, LSZH rated, 16mm jacketed cable, 6.0m, Aqua | PC | 1 | 10 | 1 | 1 | 127.46
07498363730 | PVQZLE10LQM06.5 | PViQ,LC-LC,OM4,PC,LSZH,6.5M | PanView iQ duplex LC to duplex standard LC, OM4, fiber interconnect patch cord, LSZH rated, 16mm jacketed cable, 6.5m, Aqua | PC | 1 | 10 | 1 | 1 | 129.82
07498363731 | PVQZLE10LQM07.0 | PViQ,LC-LC,OM4,PC,LSZH,7M | PanView iQ duplex LC to duplex standard LC, OM4, fiber interconnect patch cord, LSZH rated, 16mm jacketed cable, 7.0m, Aqua | PC | 1 | 10 | 1 | 1 | 130.74
07498363732 | PVQZLE10LQM07.5 | PViQ,LC-LC,OM4,PC,LSZH,7.5M | PanView iQ duplex LC to duplex standard LC, OM4, fiber interconnect patch cord, LSZH rated, 16mm jacketed cable, 7.5m, Aqua | PC | 1 | 10 | 1 | 1 | 135.34
07498363733 | PVQZLE10LQM08.0 | PViQ,LC-LC,OM4,PC,LSZH,8M | PanView iQ duplex LC to duplex standard LC, OM4, fiber interconnect patch cord, LSZH rated, 16mm jacketed cable, 8.0m, Aqua | PC | 1 | 10 | 1 | 1 | 134.02
07498363734 | PVQZLE10LQM08.5 | PViQ,LC-LC,OM4,PC,LSZH,8.5M | PanView iQ duplex LC to duplex standard LC, OM4, fiber interconnect patch cord, LSZH rated, 16mm jacketed cable, 8.5m, Aqua | PC | 1 | 10 | 1 | 1 | 135.7
07498363735 | PVQZLE10LQM09.0 | PViQ,LC-LC,OM4,PC,LSZH,9M | PanView iQ duplex LC to duplex standard LC, OM4, fiber interconnect patch cord, LSZH rated, 16mm jacketed cable, 9.0m, Aqua | PC | 1 | 10 | 1 | 1 | 139.2
07498363736 | PVQZLE10LQM09.5 | PViQ,LC-LC,OM4,PC,LSZH,9.5M | PanView iQ duplex LC to duplex standard LC, OM4, fiber interconnect patch cord, LSZH rated, 16mm jacketed cable, 9.5m, Aqua | PC | 1 | 10 | 1 | 1 | 144.28
07498363737 | PVQZLE10LQM10.0 | PViQ,LC-LC,OM4,PC,LSZH,10M | PanView iQ duplex LC to duplex standard LC, OM4, fiber interconnect patch cord, LSZH rated, 16mm jacketed cable, 10.0m, Aqua | PC | 1 | 10 | 1 | 1 | 142.96
07498363738 | PVQZPE10LQM00.5 | PViQ,LC-LC,OM4,DPLXPC,PLEM,0.5M | PanView iQ duplex LC to duplex standard LC, OM4, fiber interconnect patch cord, plenum rated, 16mm jacketed cable,0.5m, Aqua | PC | 1 | 10 | 1 | 1 | 100.42
07498363739 | PVQZPE10LQM01.0 | PViQ,LC-LC,OM4,DPLXPC,PLEM,1M | PanView iQ duplex LC to duplex standard LC, OM4, fiber interconnect patch cord, plenum rated, 16mm jacketed cable,1.0m, Aqua | PC | 1 | 10 | 1 | 1 | 101.96
07498363740 | PVQZPE10LQM01.5 | PViQ,LC-LC,OM4,DPLX,PC,PLEM,1.5M | PanView iQ duplex LC to duplex standard LC, OM4, fiber interconnect patch cord, plenum rated, 16mm jacketed cable,1.5m, Aqua | PC | 1 | 10 | 1 | 1 | 103.46
07498363741 | PVQZPE10LQM02.0 | PViQ,LC-LC,OM4,DPLXPC,PLEM,2M | PanView iQ duplex LC to duplex standard LC, OM4, fiber interconnect patch cord, plenum rated, 16mm jacketed cable,2.0m, Aqua | PC | 1 | 10 | 1 | 1 | 104.96
07498363742 | PVQZPE10LQM02.5 | PViQ,LC-LC,OM4,DPLXPC,PLEM,2.5M | PanView iQ duplex LC to duplex standard LC, OM4, fiber interconnect patch cord, plenum rated, 16mm jacketed cable,2.5m, Aqua | PC | 1 | 10 | 1 | 1 | 106.5
07498363743 | PVQZPE10LQM03.0 | PViQ,LC-LC,OM4,DPLXPC,PLEM,3M | PanView iQ duplex LC to duplex standard LC, OM4, fiber interconnect patch cord, plenum rated, 16mm jacketed cable,3.0m, Aqua | PC | 1 | 10 | 1 | 1 | 107.98
07498363744 | PVQZPE10LQM03.5 | PViQ,LC-LC,OM4,DPLXPC,PLEM,3.5M | PanView iQ duplex LC to duplex standard LC, OM4, fiber interconnect patch cord, plenum rated, 16mm jacketed cable,3.5m, Aqua | PC | 1 | 10 | 1 | 1 | 109.5
07498363745 | PVQZPE10LQM04.0 | PViQ,LC-LC,OM4,DPLXPC,PLEM,4M | PanView iQ duplex LC to duplex standard LC, OM4, fiber interconnect patch cord, plenum rated, 16mm jacketed cable,4.0m, Aqua | PC | 1 | 10 | 1 | 1 | 111
07498363746 | PVQZPE10LQM04.5 | PViQ,LC-LC,OM4,DPLXPC,PLEM,4.5M | PanView iQ duplex LC to duplex standard LC, OM4, fiber interconnect patch cord, plenum rated, 16mm jacketed cable,4.5m, Aqua | PC | 1 | 10 | 1 | 1 | 112.5
07498363747 | PVQZPE10LQM05.0 | PViQ,LC-LC,OM4,DPLXPC,PLEM,5M | PanView iQ duplex LC to duplex standard LC, OM4, fiber interconnect patch cord, plenum rated, 16mm jacketed cable,5.0m, Aqua | PC | 1 | 10 | 1 | 1 | 114
07498363748 | PVQZPE10LQM05.5 | PViQ,LC-LC,OM4,DPLXPC,PLEM,5.5M | PanView iQ duplex LC to duplex standard LC, OM4, fiber interconnect patch cord, plenum rated, 16mm jacketed cable,5.5m, Aqua | PC | 1 | 10 | 1 | 1 | 115.5
07498363749 | PVQZPE10LQM06.0 | PViQ,LC-LC,OM4,DPLXPC,PLEM,6M | PanView iQ duplex LC to duplex standard LC, OM4, fiber interconnect patch cord, plenum rated, 16mm jacketed cable,6.0m, Aqua | PC | 1 | 10 | 1 | 1 | 117.02
07498363750 | PVQZPE10LQM06.5 | PViQ,LC-LC,OM4,DPLX,PC,PLEM,6.5M | PanView iQ duplex LC to duplex standard LC, OM4, fiber interconnect patch cord, plenum rated, 16mm jacketed cable,6.5m, Aqua | PC | 1 | 10 | 1 | 1 | 118.52
07498363751 | PVQZPE10LQM07.0 | PViQ,LC-LC,OM4,DPLXPC,PLEM,7M | PanView iQ duplex LC to duplex standard LC, OM4, fiber interconnect patch cord, plenum rated, 16mm jacketed cable,7.0m, Aqua | PC | 1 | 10 | 1 | 1 | 120.02
07498363752 | PVQZPE10LQM07.5 | PViQ,LC-LC,OM4,DPLXPC,PLEM,7.5M | PanView iQ duplex LC to duplex standard LC, OM4, fiber interconnect patch cord, plenum rated, 16mm jacketed cable,7.5m, Aqua | PC | 1 | 10 | 1 | 1 | 121.54
07498363753 | PVQZPE10LQM08.0 | PViQ,LC-LC,OM4,DPLXPC,PLEM,8M | PanView iQ duplex LC to duplex standard LC, OM4, fiber interconnect patch cord, plenum rated, 16mm jacketed cable,8.0m, Aqua | PC | 1 | 10 | 1 | 1 | 123.06
07498363754 | PVQZPE10LQM08.5 | PViQ,LC-LC,OM4,DPLXPC,PLEM,8.5M | PanView iQ duplex LC to duplex standard LC, OM4, fiber interconnect patch cord, plenum rated, 16mm jacketed cable,8.5m, Aqua | PC | 1 | 10 | 1 | 1 | 124.52
07498363755 | PVQZPE10LQM09.0 | PViQ,LC-LC,OM4,DPLXPC,PLEM,9M | PanView iQ duplex LC to duplex standard LC, OM4, fiber interconnect patch cord, plenum rated, 16mm jacketed cable,9.0m, Aqua | PC | 1 | 10 | 1 | 1 | 126.04
07498363756 | PVQZPE10LQM09.5 | PViQ,LC-LC,OM4,DPLXPC,PLEM,9.5M | PanView iQ duplex LC to duplex standard LC, OM4, fiber interconnect patch cord, plenum rated, 16mm jacketed cable,9.5m, Aqua | PC | 1 | 10 | 1 | 1 | 127.56
07498363757 | PVQZPE10LQM10.0 | PViQ,LC-LC,OM4,DPLXPC,PLEM,10M | PanView iQ duplex LC to duplex standard LC, OM4, fiber interconnect patch cord, plenum rated, 16mm jacketed cable,10.0m, Aqua | PC | 1 | 10 | 1 | 1 | 129.04
07498377631 | PVSTP6X10MBBU | Cu,PC,PanView,S/FTP,Cat6A,10G,BU,10M | Category 6A, S/FTP modular 10Gig™ Patch Cord, 10.0 m, Blue. | PC | 1 | 1 | 1 | 1 | 60.18
07498377841 | PVSTP6X10MBGR | Cu,PC,PanView,S/FTP,Cat6A,10G,GR,10M | Category 6A, S/FTP modular 10Gig™ Patch Cord, 10.0 m, Green. | PC | 1 | 1 | 1 | 1 | 60.18
07498377812 | PVSTP6X10MBRD | Cu,PC,PanView,S/FTP,Cat6A,10G,RD,10M | Category 6A, S/FTP modular 10Gig™ Patch Cord, 10.0 m, Red. | PC | 1 | 1 | 1 | 1 | 60.18
07498377782 | PVSTP6X10MBYL | Cu,PC,PanView,S/FTP,Cat6A,10G,YL,10M | Category 6A, S/FTP modular 10Gig™ Patch Cord, 10.0 m, Yellow. | PC | 1 | 1 | 1 | 1 | 60.18
07498302233 | PVSTP6X1MBBL | Cu,PC,PanView,S/FTP,Cat6A,10G,BL,1M | Category 6A, S/FTP modular 10Gig™ Patch Cord, 1.0 m, Black. | PC | 1 | 1 | 1 | 1 | 25.96
07498377535 | PVSTP6X1MBBU | Cu,PC,PanView,S/FTP,Cat6A,10G,BU,1M | Category 6A, S/FTP modular 10Gig™ Patch Cord, 1.0 m, Blue. | PC | 1 | 1 | 1 | 1 | 25.96
07498377813 | PVSTP6X1MBGR | Cu,PC,PanView,S/FTP,Cat6A,10G,GR,1M | Category 6A, S/FTP modular 10Gig™ Patch Cord, 1.0 m, Green. | PC | 1 | 1 | 1 | 1 | 25.96
07498377787 | PVSTP6X1MBRD | Cu,PC,PanView,S/FTP,Cat6A,10G,RD,1M | Category 6A, S/FTP modular 10Gig™ Patch Cord, 1.0 m, Red. | PC | 1 | 1 | 1 | 1 | 25.96
07498377724 | PVSTP6X1MBYL | Cu,PC,PanView,S/FTP,Cat6A,10G,YL,1M | Category 6A, S/FTP modular 10Gig™ Patch Cord, 1.0 m, Yellow. | PC | 1 | 1 | 1 | 1 | 25.96
07498377576 | PVSTP6X2MBBU | Cu,PC,PanView,S/FTP,Cat6A,10G,BU,2M | Category 6A, S/FTP modular 10Gig™ Patch Cord, 2.0 m, Blue. | PC | 1 | 1 | 1 | 1 | 28.62
07498377814 | PVSTP6X2MBGR | Cu,PC,PanView,S/FTP,Cat6A,10G,GR,2M | Category 6A, S/FTP modular 10Gig™ Patch Cord, 2.0 m, Green. | PC | 1 | 1 | 1 | 1 | 29.8
07498377809 | PVSTP6X2MBRD | Cu,PC,PanView,S/FTP,Cat6A,10G,RD,2M | Category 6A, S/FTP modular 10Gig™ Patch Cord, 2.0 m, Red. | PC | 1 | 1 | 1 | 1 | 29.8
07498377725 | PVSTP6X2MBYL | Cu,PC,PanView,S/FTP,Cat6A,10G,YL,2M | Category 6A, S/FTP modular 10Gig™ Patch Cord, 2.0 m, Yellow. | PC | 1 | 1 | 1 | 1 | 29.8
07498377593 | PVSTP6X3MBBU | Cu,PC,PanView,S/FTP,Cat6A,10G,BU,3M | Category 6A, S/FTP modular 10Gig™ Patch Cord, 3.0 m, Blue. | PC | 1 | 1 | 1 | 1 | 33.64
07498377815 | PVSTP6X3MBGR | Cu,PC,PanView,S/FTP,Cat6A,10G,GR,3M | Category 6A, S/FTP modular 10Gig™ Patch Cord, 3.0 m, Green. | PC | 1 | 1 | 1 | 1 | 33.64
07498377810 | PVSTP6X3MBRD | Cu,PC,PanView,S/FTP,Cat6A,10G,RD,3M | Category 6A, S/FTP modular 10Gig™ Patch Cord, 3.0 m, Red. | PC | 1 | 1 | 1 | 1 | 33.64
07498377744 | PVSTP6X3MBYL | Cu,PC,PanView,S/FTP,Cat6A,10G,YL,3M | Category 6A, S/FTP modular 10Gig™ Patch Cord, 3.0 m, Yellow. | PC | 1 | 1 | 1 | 1 | 33.64
07498377605 | PVSTP6X5MBBU | Cu,PC,PanView,S/FTP,Cat6A,10G,BU,5M | Category 6A, S/FTP modular 10Gig™ Patch Cord, 5.0 m, Blue. | PC | 1 | 1 | 1 | 1 | 41.2
07498377816 | PVSTP6X5MBGR | Cu,PC,PanView,S/FTP,Cat6A,10G,GR,5M | Category 6A, S/FTP modular 10Gig™ Patch Cord, 5.0 m, Green. | PC | 1 | 1 | 1 | 1 | 41.2
07498377811 | PVSTP6X5MBRD | Cu,PC,PanView,S/FTP,Cat6A,10G,RD,5M | Category 6A, S/FTP modular 10Gig™ Patch Cord, 5.0 m, Red. | PC | 1 | 1 | 1 | 1 | 41.2
07498377773 | PVSTP6X5MBYL | Cu,PC,PanView,S/FTP,Cat6A,10G,YL,5M | Category 6A, S/FTP modular 10Gig™ Patch Cord, 5.0 m, Yellow. | PC | 1 | 1 | 1 | 1 | 41.2
07498301001 | PVUTP6X10MBBL | Cu,PatchCord,PV,UTP,Cat6A,10G,BL,10M | Category 6A, UTP modular 10Gig™ Patch Cord, 10.0 m, Black. | PC | 1 | 1 | 1 | 1 | 61.76
07498300900 | PVUTP6X10MBBU | Cu,PatchCord,PV,UTP,Cat6A,10G,BU,10M | Category 6A, UTP modular 10Gig™ Patch Cord, 10.0 m, Blue. | PC | 1 | 1 | 1 | 1 | 61.76
07498301000 | PVUTP6X10MBGR | Cu,PatchCord,PV,UTP,Cat6A,10G,GR,10M | Category 6A, UTP modular 10Gig™ Patch Cord, 10.0 m, Green. | PC | 1 | 1 | 1 | 1 | 61.76
07498301063 | PVUTP6X10MBRD | Cu,PatchCord,PV,UTP,Cat6A,10G,RD,10M | Category 6A, UTP modular 10Gig™ Patch Cord, 10.0 m, Red. | PC | 1 | 1 | 1 | 1 | 61.76
07498301050 | PVUTP6X10MBYL | Cu,PatchCord,PV,UTP,Cat6A,10G,YL,10M | Category 6A, UTP modular 10Gig™ Patch Cord, 10.0 m, Yellow. | PC | 1 | 1 | 1 | 1 | 61.76
07498300742 | PVUTP6X1MBBL | Cu,PatchCord,PV,UTP,Cat6A,10G,BL,1M | Category 6A, UTP modular 10Gig™ Patch Cord, 1.0 m, Black. | PC | 1 | 1 | 1 | 1 | 22.9
07498300737 | PVUTP6X1MBBU | Cu,PatchCord,PV,UTP,Cat6A,10G,BU,1M | Category 6A, UTP modular 10Gig™ Patch Cord, 1.0 m, Blue. | PC | 1 | 1 | 1 | 1 | 22.9
07498300741 | PVUTP6X1MBGR | Cu,PatchCord,PV,UTP,Cat6A,10G,GR,1M | Category 6A, UTP modular 10Gig™ Patch Cord, 1.0 m, Green. | PC | 1 | 1 | 1 | 1 | 22.9
07498301023 | PVUTP6X1MBRD | Cu,PatchCord,PV,UTP,Cat6A,10G,RD,1M | Category 6A, UTP modular 10Gig™ Patch Cord, 1.0 m, Red. | PC | 1 | 1 | 1 | 1 | 22.9
07498300983 | PVUTP6X1MBYL | Cu,PatchCord,PV,UTP,Cat6A,10G,YL,1M | Category 6A, UTP modular 10Gig™ Patch Cord, 1.0 m, Yellow. | PC | 1 | 1 | 1 | 1 | 22.9
07498300825 | PVUTP6X2MBBL | Cu,PatchCord,PV,UTP,Cat6A,10G,BL,2M | Category 6A, UTP modular 10Gig™ Patch Cord, 2.0 m, Black. | PC | 1 | 1 | 1 | 1 | 26.56
07498300740 | PVUTP6X2MBBU | Cu,PatchCord,PV,UTP,Cat6A,10G,BU,2M | Category 6A, UTP modular 10Gig™ Patch Cord, 2.0 m, Blue. | PC | 1 | 1 | 1 | 1 | 26.56
07498300824 | PVUTP6X2MBGR | Cu,PatchCord,PV,UTP,Cat6A,10G,GR,2M | Category 6A, UTP modular 10Gig™ Patch Cord, 2.0 m, Green. | PC | 1 | 1 | 1 | 1 | 26.56
07498300953 | PVUTP6X2MBRD | Cu,PatchCord,PV,UTP,Cat6A,10G,RD,2M | Category 6A, UTP modular 10Gig™ Patch Cord, 2.0 m, Red. | PC | 1 | 1 | 1 | 1 | 26.56
07498300835 | PVUTP6X2MBYL | Cu,PatchCord,PV,UTP,Cat6A,10G,YL,2M | Category 6A, UTP modular 10Gig™ Patch Cord, 2.0 m, Yellow. | PC | 1 | 1 | 1 | 1 | 26.56
07498300859 | PVUTP6X3MBBL | Cu,PatchCord,PV,UTP,Cat6A,10G,BL,3M | Category 6A, UTP modular 10Gig™ Patch Cord, 3.0 m, Black. | PC | 1 | 1 | 1 | 1 | 29.52
07498300822 | PVUTP6X3MBBU | Cu,PatchCord,PV,UTP,Cat6A,10G,BU,3M | Category 6A, UTP modular 10Gig™ Patch Cord, 3.0 m, Blue. | PC | 1 | 1 | 1 | 1 | 29.52
07498300858 | PVUTP6X3MBGR | Cu,PatchCord,PV,UTP,Cat6A,10G,GR,3M | Category 6A, UTP modular 10Gig™ Patch Cord, 3.0 m, Green. | PC | 1 | 1 | 1 | 1 | 29.52
07498301049 | PVUTP6X3MBRD | Cu,PatchCord,PV,UTP,Cat6A,10G,RD,3M | Category 6A, UTP modular 10Gig™ Patch Cord, 3.0 m, Red. | PC | 1 | 1 | 1 | 1 | 29.52
07498301002 | PVUTP6X3MBYL | Cu,PatchCord,PV,UTP,Cat6A,10G,YL,3M | Category 6A, UTP modular 10Gig™ Patch Cord, 3.0 m, Yellow. | PC | 1 | 1 | 1 | 1 | 29.52
07498300964 | PVUTP6X5MBBL | Cu,PatchCord,PV,UTP,Cat6A,10G,BL,5M | Category 6A, UTP modular 10Gig™ Patch Cord, 5.0 m, Black. | PC | 1 | 1 | 1 | 1 | 37.06
07498300826 | PVUTP6X5MBBU | Cu,PatchCord,PV,UTP,Cat6A,10G,BU,5M | Category 6A, UTP modular 10Gig™ Patch Cord, 5.0 m, Blue. | PC | 1 | 1 | 1 | 1 | 37.06
07498300962 | PVUTP6X5MBGR | Cu,PatchCord,PV,UTP,Cat6A,10G,GR,5M | Category 6A, UTP modular 10Gig™ Patch Cord, 5.0 m, Green. | PC | 1 | 1 | 1 | 1 | 37.06
07498301024 | PVUTP6X5MBYL | Cu,PatchCord,PV,UTP,Cat6A,10G,YL,5M | Category 6A, UTP modular 10Gig™ Patch Cord, 5.0 m, Yellow. | PC | 1 | 1 | 1 | 1 | 37.06
07498305934 | PVUTPSPC10MBBUY | Cu,PatchCord,PV,UTP,Cat6,BU,10M | Category 6 UTP patch cord for use with modular patch panel, 10.0 m, Blue. | PC | 1 | 1 | 1 | 1 | 43.38
07498305935 | PVUTPSPC10MBGRY | Cu,PatchCord,PV,UTP,Cat6,GR,10M | Category 6 UTP modular patch cord for use with modular patch panel, 10.0 m, Green. | PC | 1 | 1 | 1 | 1 | 43.38
07498305936 | PVUTPSPC14BBUY | Cu,PatchCord,PV,UTP,Cat6,BU,14ft | Category 6 UTP patch cord for use with modular patch panel, 14.00 ft, Blue. | PC | 1 | 1 | 1 | 1 | 27.06
07498305937 | PVUTPSPC1MBBUY | Cu,PatchCord,PV,UTP,Cat6,BU,1M | Category 6 UTP patch cord for use with modular patch panel, 1.0 m, Blue. | PC | 1 | 1 | 1 | 1 | 17.68
07498305940 | PVUTPSPC2MBBUY | Cu,PatchCord,PV,UTP,Cat6,BU,2M | Category 6 UTP patch cord for use with modular patch panel, 2.0 m, Blue. | PC | 1 | 1 | 1 | 1 | 20.98
07498305942 | PVUTPSPC3BBUY | Cu,PatchCord,PV,UTP,Cat6,BU,3ft | Category 6 UTP patch cord for use with modular patch panel, 3.00 ft, Blue. | PC | 1 | 1 | 1 | 1 | 29.8
07498305943 | PVUTPSPC3MBBUY | Cu,PatchCord,PV,UTP,Cat6,BU,3M | Category 6 UTP patch cord for use with modular patch panel, 3.0 m, Blue. | PC | 1 | 1 | 1 | 1 | 23.56
07498305945 | PVUTPSPC5BBUY | Cu,PatchCord,PV,UTP,Cat6,BU,5ft | Category 6 UTP patch cord for use with modular patch panel, 5.00 ft, Blue. | PC | 1 | 1 | 1 | 1 | 19.76
07498305946 | PVUTPSPC5MBBUY | Cu,PatchCord,PV,UTP,Cat6,BU,5M | Category 6 UTP patch cord for use with modular patch panel, 5.0 m, Blue. | PC | 1 | 1 | 1 | 1 | 28.88
07498305948 | PVUTPSPC7BBUY | Cu,PatchCord,PV,UTP,Cat6,BU,7ft | Category 6 UTP patch cord for use with modular patch panel, 7.00 ft, Blue. | PC | 1 | 1 | 1 | 1 | 21.38
07498305949 | PVUTPSPC7MBBUY | Cu,PatchCord,PV,UTP,Cat6,BU,7M | Category 6 UTP patch cord for use with modular patch panel, 7.0 m, Blue. | PC | 1 | 1 | 1 | 1 | 35.16
07498305951 | PVUTPSPC9BBUY | Cu,PatchCord,PV,UTP,Cat6,BU,9ft | Category 6 UTP patch cord for use with modular patch panel, 9.00 ft, Blue. | PC | 1 | 1 | 1 | 1 | 22.9
07498345293 | PZAEFAN | ZoneCabling,FanKit,PZAEWM3,EA | Wall mount enclosure fan kit. For use with PZAEWM3 and PZAEWM6E enclosures. | KT | 1 | 1 | 1 | 1 | 234.9
07498300922 | PZAEFK-E | ZnCblng,FanKit,EuropeaN-Style,EA | Wall mount enclosure fan kit, European version. For use with PZAEWM3 and PZAEWM6E enclosures. | PC | 1 | 1 | 1 | 1 | 199.28
07498394291 | PZBR3 | PanZoneBRpost,2.8inx3.1in,BLK,EA | The PanZone® Cable Bend Radius Post reduces strain on cables when transitioning between horizontal and vertical pathways without taking up any valuable rack space. Black, 2pc + hardware, 3in deep. | PC | 1 | 10 | 1 | 1 | 20.52
07498399599 | PZBR4 | PanZoneBRpost,2.8inx4.1in,BLK,EA | The PanZone® Cable Bend Radius Post reduces strain on cables when transitioning between horizontal and vertical pathways without taking up any valuable rack space. Black, 2pc + hardware, 4in deep. | PC | 1 | 10 | 1 | 1 | 21.66
07498368261 | PZCFK | ZnCblng,FanKit,PZC12WallMntCabs,EA | Wall mount cabinet fan kit for use with PZC12W, PZC12S, PZC12P, PZWMC12W and PZWMC12P. | PC | 1 | 1 | 1 | 1 | 221.9
07498300921 | PZCFK-E | ZnCblng,FanKit,EuropeaN-Style,EA | Wall mount cabinet fan kit, European version, for use with PZC12W, PZC12S, PZC12P, PZWMC12W and PZWMC12P. | PC | 1 | 1 | 1 | 1 | 323.48
07498399603 | PZCFR | ZnCblng,WallMntFilterReplKit,EA | Wall mount cabinet fan filter replacement kit. For use with PZCFK and PZCFK-E. | PC | 1 | 10 | 1 | 1 | 47.7
07498368132 | PZCHSM2 | ZnCblng,WallMntCab,Horiz,SlackMgr,EA | Wall mount cabinet horizontal slack manager, 2RU. For use with PZC12W, PZC12S, PZC12P, PZWMC12W and PZWMC12P. | PC | 1 | 1 | 1 | 1 | 271.56
07498300907 | PZICE | ZnCblng,PassIn-CeilingEncl,EA | Premium PanZone® Passive In-Ceiling Enclosure, With hinged door gas-assist air cylinders accepts up to 8 RU of standard 19in patch panels, includes mounting brackets and integrated horizontal slack manager. | PC | 1 | 1 | 1 | 1 | 3146.96
07498300908 | PZICEA | ZnCblng,ActIn-CeilingEncl,EA | The PanZone® Active In-Ceiling Enclosure accommodates active equipment to enable a Fiber to the Zone network infrastructure topology. The thermal management design within the enclosure delivers greater heat dissipation to support high heat applications. T | PC | 1 | 1 | 1 | 1 | 3327.28
07498300923 | PZICFK-E | ZoneCabling,FanKit,PZICEAEnclosure,EA | In-ceiling enclosure fan kit power conversion for european regions. Can be used to convert passive in-ceiling active enclosure (PZICE) to an active enclosure. | PC | 1 | 1 | 1 | 1 | 648.84
07498310395 | PZICFRK | In-ceilingEncl,FilterReplKit,EA | In-ceiling enclosure air filter replacement kit, kit includes 5 pairs of filters. For use with PZICEA. | PC | 1 | 10 | 1 | 1 | 159.72
07498310384 | PZICGK | PanZone,In-CeilingEncl,EA | In-ceiling enclosure grounding kit. For use with PZICEA. | PC | 1 | 1 | 1 | 1 | 167.94
07498348508 | PZLRB2U | PanZone Overhead Rack,2RU,BLK,EA | The Panduit PanZone® Overhead Distribution Rack expands rack space above a rack or cabinet to maximize space in data centers and telecommunication rooms. The Rack can be mounted to most industry ladders or suspended from the ceiling in numerous configurat | PC | 1 | 1 | 1 | 1 | 230.72
07498322971 | PZLRB4P6 | WG Overhead Rack,6RU,BLK,EA | The Panduit Four-post Overhead Rack System allows users to shift server row switching and patching equipment up above racks and cabinets, allowing maximum equipment utilization. The equipment rail depth can also be adjusted from 18in (457mm) to 30in (762m | PC | 1 | 1 | 1 | 1 | 1000.64
07498323125 | PZLRB4P6LR | VERTDringMNGR,PZLRB4P6,6RU,LG,2pc | The Panduit Vertical D-ring Manager provides a means to manage cable from the Panduit PZLRB4P6 4 Post Overhead Rack down into a rack or cabinet. 6 RU, Black, 2pc. | PC | 1 | 1 | 1 | 1 | 228.58
07498348509 | PZLRB4U | PanZone Overhead Rack,4RU,BLK,EA | The PanZone® Overhead Distribution Rack expands rack space above a rack or cabinet to maximize space in data centers and telecommunications rooms. The overhead rack can mount to most overhead racks or cable trays, or be suspended from the ceiling in numer | PC | 1 | 1 | 1 | 1 | 256.66
07498345755 | PZLRB6U | PanZone Overhead Rack,6RU,BLK,EA | The PanZone® Overhead Distribution Rack expands rack space above a rack or cabinet to maximize space in data centers and telecommunications rooms. The overhead rack can mount to most overhead racks or cable trays, or be suspended from the ceiling in numer | PC | 1 | 1 | 1 | 1 | 310.84
61305680407 | PZLRB8U | Overhead Distribution Rack, 2 Post, 8 RU |  | PC | 1 | 1 | 1 | 1 | 354.14
07498333312 | PZRFE4U | ZnCblng,RaisedFloorEncl,4",Hi,EA | PanZone® 4RU Raised Floor Enclosure; Accepts 4 RU of standard patch panels or 2 RU of QuickNet Pre-Terminated Assemblies or Cassettes | PC | 1 | 1 | 1 | 1 | 1170.38
61305671720 | PZWMC-CL | PanZone Wall Mount Cabinet Combination L | PanZone Wall Mount Cabinet Combination Lock Kit | KT | 1 | 1 | 1 | 1 | 113.36
61305661098 | PZWMC1230P | PanZone Wall Mount Cabinet with Perforat | PanZone Wall Mount Cabinet with Perforated Front Door, 12 RU, Black, 30" Depth | PC | 1 | 1 | 1 | 1 | 952.22
61305661097 | PZWMC1230W | PanZone Wall Mount Cabinet with Windowed | The PanZone® Wall Mount Cabinet with windowed door is 30 inches deep and includes hinged doors on the front and back for complete access to networking equipment to make moves, adds, and changes easy. The removable side panels allow for access to cable rou | PC | 1 | 1 | 1 | 1 | 952.22
61305676247 | PZWMC1230WH | PanZone Wall Mount Cabinet with Windowed | The PanZone® Wall Mount Cabinet with windowed door is 30 inches deep and includes hinged doors on the front and back for complete access to networking equipment to make moves, adds, and changes easy. The removable side panels allow for access to cable rou | PC | 1 | 1 | 1 | 1 | 952.22
61305629737 | PZWMC12P | ZnCblng,WallMntCab,PFntDoor,BL,12RU,EA | The PanZone® Wall Mount Cabinet with perforated door is 25 inches deep and includes hinged doors on the front and back for complete access to networking equipment to make moves, adds, and changes easy. The removable side panels allow for access to cable r | PC | 1 | 1 | 1 | 1 | 873.32
61305631554 | PZWMC12RR | ZnCblng,RearRailsKit,BL,12RU,EA | PanZone 12RU Wall Mount Cabinet rear rail kit, 12 RU, Black. | PC | 1 | 1 | 1 | 1 | 75.82
61305676250 | PZWMC12RRWH | PanZone Wall Mount Cabinet Rear Rail Kit | PanZone Wall Mount Cabinet with Windowed Front Door, 12 RU, Black, 30" Depth, White | PC | 1 | 1 | 1 | 1 | 75.82
61305629776 | PZWMC12W | ZnCblng,WallMntCab,WFntDoor,BL,12RU,EA | The PanZone® Wall Mount Cabinet with windowed door is 25 inches deep and includes hinged doors on the front and back for complete access to networking equipment to make moves, adds, and changes easy. The removable side panels allow for access to cable rou | PC | 1 | 1 | 1 | 1 | 873.32
61305661102 | PZWMC1830P | PanZone Wall Mount Cabinet with Perforat | PanZone Wall Mount Cabinet with Perforated Front Door, 18 RU, Black, 30" Depth | PC | 1 | 1 | 1 | 1 | 1224.28
61305661101 | PZWMC1830W | PanZone Wall Mount Cabinet with Windowed | The PanZone® Wall Mount Cabinet with windowed door is 30 inches deep and includes hinged doors on the front and back for complete access to networking equipment to make moves, adds, and changes easy. The removable side panels allow for access to cable rou | PC | 1 | 1 | 1 | 1 | 1224.28
61305676248 | PZWMC1830WH | PanZone Wall Mount Cabinet with Windowed | The PanZone® Wall Mount Cabinet with windowed door is 30 inches deep and includes hinged doors on the front and back for complete access to networking equipment to make moves, adds, and changes easy. The removable side panels allow for access to cable rou | PC | 1 | 1 | 1 | 1 | 1224.28
61305661100 | PZWMC18P | PanZone Wall Mount Cabinet with Perforat | PanZone Wall Mount Cabinet with Perforated Front Door, 18 RU, Black | PC | 1 | 1 | 1 | 1 | 1145.4
61305661107 | PZWMC18RR | PanZone Wall Mount Cabinet 18 RU Rear Ra | PanZone 18RU Wall Mount Cabinet rear rail kit, 18 RU, Black | PC | 1 | 1 | 1 | 1 | 105.48
61305676251 | PZWMC18RRWH | PanZone Wall Mount Cabinet Rear Rail Kit | PanZone Wall Mount Cabinet with Windowed Front Door, 18 RU, Black, 30" Depth, White | PC | 1 | 1 | 1 | 1 | 105.48
61305661099 | PZWMC18W | PanZone Wall Mount Cabinet with Windowed | The PanZone® Wall Mount Cabinet with windowed door is 25 inches deep and includes hinged doors on the front and back for complete access to networking equipment to make moves, adds, and changes easy. The removable side panels allow for access to cable rou | PC | 1 | 1 | 1 | 1 | 1145.4
61305661106 | PZWMC2630P | PanZone Wall Mount Cabinet with Perforat | PanZone Wall Mount Cabinet with Perforated Front Door, 26 RU, Black, 30" Depth | PC | 1 | 1 | 1 | 1 | 1462.34
61305661105 | PZWMC2630W | PanZone Wall Mount Cabinet with Windowed | The PanZone® Wall Mount Cabinet with windowed door is 30 inches deep and includes hinged doors on the front and back for complete access to networking equipment to make moves, adds, and changes easy. The removable side panels allow for access to cable rou | PC | 1 | 1 | 1 | 1 | 1462.34
61305676249 | PZWMC2630WH | PanZone Wall Mount Cabinet with Windowed | The PanZone® Wall Mount Cabinet with windowed door is 30 inches deep and includes hinged doors on the front and back for complete access to networking equipment to make moves, adds, and changes easy. The removable side panels allow for access to cable rou | PC | 1 | 1 | 1 | 1 | 1462.34
61305661104 | PZWMC26P | PanZone Wall Mount Cabinet with Perforat | PanZone Wall Mount Cabinet with Perforated Front Door, 26 RU, Black | PC | 1 | 1 | 1 | 1 | 1383.44
61305661108 | PZWMC26RR | PanZone Wall Mount Cabinet 26 RU Rear Ra | PanZone 26RU Wall Mount Cabinet rear rail kit, 26 RU, Black | PC | 1 | 1 | 1 | 1 | 146.34
61305676252 | PZWMC26RRWH | PanZone Wall Mount Cabinet Rear Rail Kit | PanZone Wall Mount Cabinet with Windowed Front Door, 26 RU, Black, 30" Depth, White | PC | 1 | 1 | 1 | 1 | 146.34
61305661103 | PZWMC26W | PanZone Wall Mount Cabinet with Windowed | The PanZone® Wall Mount Cabinet with windowed door is 25 inches deep and includes hinged doors on the front and back for complete access to networking equipment to make moves, adds, and changes easy. The removable side panels allow for access to cable rou | PC | 1 | 1 | 1 | 1 | 1383.44
61305666759 | PZWMCFKHF | PanZone Wall Mount Cabinet Fan Kit, 120 | Wall Mount Cabinet High Flow Fan Kit | PC | 1 | 1 | 1 | 1 | 272.06
61305666760 | PZWMCFKHF-E | PanZone Wall Mount Cabinet , 120 CFM, Sc | Wall Mount Cabinet High Flow Fan Kit, European | PC | 1 | 1 | 1 | 1 | 385.42
07498300502 | QAPP24BL | QN,PatchPanel,Angled,24-port,1RU | The QuickNet™ Angled Patch Panel accepts QuickNet Pre-Terminated Cassettes and Patch Panel Adapters. These high-density patch panels conserve valuable rack space and, due to the angle, they facilitate proper bend radius control and minimize the need for h | PC | 1 | 1 | 1 | 1 | 111.04
61305639790 | QAPP24WH | QN Patch Panel, Angled, 24 Port, 1 RU, W | The QuickNet™ Angled Patch Panel accepts QuickNet Pre-Terminated Cassettes and Patch Panel Adapters. These high-density patch panels conserve valuable rack space and, due to the angle, they facilitate proper bend radius control and minimize the need for h | PC | 1 | 1 | 1 | 1 | 111.04
07498300504 | QAPP48HDBL | QN,PatchPanel,Angled,48port,1RU | The QuickNet™ Angled Patch Panel accepts QuickNet Pre-Terminated Cassettes and Patch Panel Adapters. These high-density patch panels conserve valuable rack space and, due to the angle, they facilitate proper bend radius control and minimize the need for h | PC | 1 | 1 | 1 | 1 | 270.64
07498301767 | QAPP48HDVNSBL | QN,PtchPnl,VERTPrintedPort,s,Angld | The QuickNet™ Angled Patch Panel accepts QuickNet Pre-Terminated Cassettes and Patch Panel Adapters. These high-density patch panels conserve valuable rack space and, due to the angle, they facilitate proper bend radius control and minimize the need for h | PC | 1 | 5 | 1 | 1 | 270.64
61305639798 | QAPP48HDVNSWH | QN Patch Panel, Vertical Numbered Ports, | The QuickNet™ Angled Patch Panel accepts QuickNet Pre-Terminated Cassettes and Patch Panel Adapters. These high-density patch panels conserve valuable rack space and, due to the angle, they facilitate proper bend radius control and minimize the need for h | PC | 1 | 1 | 1 | 1 | 270.64
61305639792 | QAPP48HDWH | QN Patch Panel, Angled, 48 Port, 1 RU, W | The QuickNet™ Angled Patch Panel accepts QuickNet Pre-Terminated Cassettes and Patch Panel Adapters. These high-density patch panels conserve valuable rack space and, due to the angle, they facilitate proper bend radius control and minimize the need for h | PC | 1 | 1 | 1 | 1 | 270.64
07498327884 | QASP24BL | QN,AllMTLPtchPnl,Angld,24-port,1RU | The QuickNet™ Angled All Metal Patch Panel accepts Shielded QuickNet Pre-Terminated Cassettes and Patch Panel Adapters with no additional grounding kit required. These high-density patch panels conserve valuable rack space and, due to the angle, they faci | PC | 1 | 1 | 1 | 1 | 127.68
61305639794 | QASP24WH | QN Patch Panel for Shielded Cassettes, A | The QuickNet™ Angled All Metal Patch Panel accepts Shielded QuickNet Pre-Terminated Cassettes and Patch Panel Adapters with no additional grounding kit required. These high-density patch panels conserve valuable rack space and, due to the angle, they faci | PC | 1 | 1 | 1 | 1 | 127.68
07498327886 | QASP48HDBL | QN,AllMTLHDPtchPnl,Angld,48Pt,1RU | The QuickNet™ Angled All Metal Patch Panel accepts Shielded QuickNet Pre-Terminated Cassettes and Patch Panel Adapters with no additional grounding kit required. These high-density patch panels conserve valuable rack space and, due to the angle, they faci | PC | 1 | 5 | 1 | 1 | 311.26
61305639796 | QASP48HDWH | QN Patch Panel for Shielded Cassettes, A | The QuickNet™ Angled All Metal Patch Panel accepts Shielded QuickNet Pre-Terminated Cassettes and Patch Panel Adapters with no additional grounding kit required. These high-density patch panels conserve valuable rack space and, due to the angle, they faci | PC | 1 | 1 | 1 | 1 | 311.26
07498379629 | QPCSDB6XB05 | QN,SwPt,Hns,Cat6,28AWG,BU,MP-PTC,5ft | QuickNet Switch Port Harness contructed of Category 6 (SD), UTP, CM/LSZH copper cable with Modular Plugs on one end and pre-terminated Cassette with Blue Jack Modules on the other end, Blue, 5 ft. | PC | 1 | 1 | 1 | 1 | 240.82
07498379634 | QPCSDB6XB07 | QN,SwPt,Hns,Cat6,28AWG,BU,MP-PTC,7ft | QuickNet Switch Port Harness contructed of Category 6 (SD), UTP, CM/LSZH copper cable with Modular Plugs on one end and pre-terminated Cassette with Blue Jack Modules on the other end, Blue, 7 ft. | PC | 1 | 1 | 1 | 1 | 248.06
07498379635 | QPCSDB6XB10 | QN,SwPt,Hns,Cat6,28AWG,BU,MP-PTC,10ft | QuickNet Switch Port Harness contructed of Category 6 (SD), UTP, CM/LSZH copper cable with Modular Plugs on one end and pre-terminated Cassette with Blue Jack Modules on the other end, Blue, 10 ft. | PC | 1 | 1 | 1 | 1 | 257.7
07498379636 | QPCSDB6XB14 | QN,SwPt,Hns,Cat6,28AWG,BU,MP-PTC,14ft | QuickNet Switch Port Harness contructed of Category 6 (SD), UTP, CM/LSZH copper cable with Modular Plugs on one end and pre-terminated Cassette with Blue Jack Modules on the other end, Blue, 14 ft. | PC | 1 | 1 | 1 | 1 | 272.14
07498379638 | QPCSDB6XB20 | QN,SwPt,Hns,Cat6,28AWG,BU,MP-PTC,20ft | QuickNet Switch Port Harness contructed of Category 6 (SD), UTP, CM/LSZH copper cable with Modular Plugs on one end and pre-terminated Cassette with Blue Jack Modules on the other end, Blue, 20 ft. | PC | 1 | 1 | 1 | 1 | 293.82
07498379594 | QPCSDBABB05 | QN,SwPt,Hns,Cat6,28AWG,BU,BPP-PTC,5ft | QuickNet Switch Port Harness contructed of Category 6 (SD), UTP, CM/LSZH copper cable with a 6-Pack, Blue Plug Pack on one end and pre-terminated Cassette with Blue Jack Modules on the other end, Blue, 5 ft. | PC | 1 | 1 | 1 | 1 | 269.74
07498379595 | QPCSDBABB07 | QN,SwPt,Hns,Cat6,28AWG,BU,BPP-PTC,7ft | QuickNet Switch Port Harness contructed of Category 6 (SD), UTP, CM/LSZH copper cable with a 6-Pack, Blue Plug Pack on one end and pre-terminated Cassette with Blue Jack Modules on the other end, Blue, 7 ft. | PC | 1 | 1 | 1 | 1 | 276.96
07498379596 | QPCSDBABB10 | QN,SwPt,Hns,Cat6,28AWG,BU,BPP-PTC,10ft | QuickNet Switch Port Harness contructed of Category 6 (SD), UTP, CM/LSZH copper cable with a 6-Pack, Blue Plug Pack on one end and pre-terminated Cassette with Blue Jack Modules on the other end, Blue, 10 ft. | PC | 1 | 1 | 1 | 1 | 286.58
07498379597 | QPCSDBABB14 | QN,SwPt,Hns,Cat6,28AWG,BU,BPP-PTC,14ft | QuickNet Switch Port Harness contructed of Category 6 (SD), UTP, CM/LSZH copper cable with a 6-Pack, Blue Plug Pack on one end and pre-terminated Cassette with Blue Jack Modules on the other end, Blue, 14 ft. | PC | 1 | 1 | 1 | 1 | 301.04
07498379598 | QPCSDBABB20 | QN,SwPt,Hns,Cat6,28AWG,BU,BPP-PTC,20ft | QuickNet Switch Port Harness contructed of Category 6 (SD), UTP, CM/LSZH copper cable with a 6-Pack, Blue Plug Pack on one end and pre-terminated Cassette with Blue Jack Modules on the other end, Blue, 20 ft. | PC | 1 | 1 | 1 | 1 | 322.72
07498379599 | QPCSDBBBB05 | QN,SwPt,Hns,Cat6,28AWG,BU,BPP-2PTC,5ft | QuickNet Switch Port Harness contructed of Category 6 (SD), UTP, CM/LSZH copper cable with a 12-Pack, Blue Plug Pack on one end and two pre-terminated Cassettes with Blue Jack Modules on the other end, Blue, 5 ft. | PC | 1 | 1 | 1 | 1 | 522.6
07498379600 | QPCSDBBBB07 | QN,SwPt,Hns,Cat6,28AWG,BU,BPP-2PTC,7ft | QuickNet Switch Port Harness contructed of Category 6 (SD), UTP, CM/LSZH copper cable with a 12-Pack, Blue Plug Pack on one end and two pre-terminated Cassettes with Blue Jack Modules on the other end, Blue, 7 ft. | PC | 1 | 1 | 1 | 1 | 537.06
07498379601 | QPCSDBBBB10 | QN,SwPt,Hns,Cat6,28AWG,BU,BPP-2PTC,10ft | QuickNet Switch Port Harness contructed of Category 6 (SD), UTP, CM/LSZH copper cable with a 12-Pack, Blue Plug Pack on one end and two pre-terminated Cassettes with Blue Jack Modules on the other end, Blue, 10 ft. | PC | 1 | 1 | 1 | 1 | 556.34
07498379602 | QPCSDBBBB14 | QN,SwPt,Hns,Cat6,28AWG,BU,BPP-2PTC,14ft | QuickNet Switch Port Harness contructed of Category 6 (SD), UTP, CM/LSZH copper cable with a 12-Pack, Blue Plug Pack on one end and two pre-terminated Cassettes with Blue Jack Modules on the other end, Blue, 14 ft. | PC | 1 | 1 | 1 | 1 | 582.82
07498379603 | QPCSDBBBB20 | QN,SwPt,Hns,Cat6,28AWG,BU,BPP-2PTC,20ft | QuickNet Switch Port Harness contructed of Category 6 (SD), UTP, CM/LSZH copper cable with a 12-Pack, Blue Plug Pack on one end and two pre-terminated Cassettes with Blue Jack Modules on the other end, Blue, 20 ft. | PC | 1 | 1 | 1 | 1 | 623.76
07498379604 | QPCSDBRSB05 | QN,SwPt,Hns,Cat6,28AWG,BU,RPP-PTC,5ft | QuickNet Switch Port Harness contructed of Category 6 (SD), UTP, CM/LSZH copper cable with a 6-Pack, Recessed Plug Pack on one end and pre-terminated Cassette with Blue Jack Modules on the other end, Blue, 5 ft. | PC | 1 | 1 | 1 | 1 | 289
07498379606 | QPCSDBRSB07 | QN,SwPt,Hns,Cat6,28AWG,BU,RPP-PTC,7ft | QuickNet Switch Port Harness contructed of Category 6 (SD), UTP, CM/LSZH copper cable with a 6-Pack, Recessed Plug Pack on one end and pre-terminated Cassette with Blue Jack Modules on the other end, Blue, 7 ft. | PC | 1 | 1 | 1 | 1 | 296.22
07498379607 | QPCSDBRSB10 | QN,SwPt,Hns,Cat6,28AWG,BU,RPP-PTC,10ft | QuickNet Switch Port Harness contructed of Category 6 (SD), UTP, CM/LSZH copper cable with a 6-Pack, Recessed Plug Pack on one end and pre-terminated Cassette with Blue Jack Modules on the other end, Blue, 10 ft. | PC | 1 | 1 | 1 | 1 | 305.84
07498379608 | QPCSDBRSB14 | QN,SwPt,Hns,Cat6,28AWG,BU,RPP-PTC,14ft | QuickNet Switch Port Harness contructed of Category 6 (SD), UTP, CM/LSZH copper cable with a 6-Pack, Recessed Plug Pack on one end and pre-terminated Cassette with Blue Jack Modules on the other end, Blue, 14 ft. | PC | 1 | 1 | 1 | 1 | 320.3
07498379610 | QPCSDBRSB20 | QN,SwPt,Hns,Cat6,28AWG,BU,RPP-PTC,20ft | QuickNet Switch Port Harness contructed of Category 6 (SD), UTP, CM/LSZH copper cable with a 6-Pack, Recessed Plug Pack on one end and pre-terminated Cassette with Blue Jack Modules on the other end, Blue, 20 ft. | PC | 1 | 1 | 1 | 1 | 339.56
07498379639 | QPCSDBWXB05 | QN,SwPt,Hns,Cat6,28AWG,BU,12MP-2PTC,5ft | QuickNet Switch Port Harness contructed of Category 6 (SD), UTP, CM/LSZH copper cable with Modular Plugs on one end and pre-terminated Cassette with Blue Jack Modules on the other end, Blue, 5 ft. | PC | 1 | 1 | 1 | 1 | 464.8
07498379643 | QPCSDBWXB07 | QN,SwPt,Hns,Cat6,28AWG,BU,12MP-2PTC,7ft | QuickNet Switch Port Harness contructed of Category 6 (SD), UTP, CM/LSZH copper cable with Modular Plugs on one end and pre-terminated Cassette with Blue Jack Modules on the other end, Blue, 7 ft. | PC | 1 | 1 | 1 | 1 | 476.86
07498379662 | QPCSDBWXB10 | QN,SwPt,Hns,Cat6,28AWG,BU,12MP-2PTC,10ft | QuickNet Switch Port Harness contructed of Category 6 (SD), UTP, CM/LSZH copper cable with Modular Plugs on one end and pre-terminated Cassette with Blue Jack Modules on the other end, Blue, 10 ft. | PC | 1 | 1 | 1 | 1 | 498.52
07498379663 | QPCSDBWXB14 | QN,SwPt,Hns,Cat6,28AWG,BU,12MP-2PTC,14ft | QuickNet Switch Port Harness contructed of Category 6 (SD), UTP, CM/LSZH copper cable with Modular Plugs on one end and pre-terminated Cassette with Blue Jack Modules on the other end, Blue, 14 ft. | PC | 1 | 1 | 1 | 1 | 525.02
07498379664 | QPCSDBWXB20 | QN,SwPt,Hns,Cat6,28AWG,BU,12MP-2PTC,20ft | QuickNet Switch Port Harness contructed of Category 6 (SD), UTP, CM/LSZH copper cable with Modular Plugs on one end and pre-terminated Cassette with Blue Jack Modules on the other end, Blue, 20 ft. | PC | 1 | 1 | 1 | 1 | 565.96
61305658077 | QPCUDB6XB05 | QN Switch Port Harness, Cat 6A 28AWG Blu |  | PC | 1 | 1 | 1 | 1 | 325.1
61305658078 | QPCUDB6XB07 | QN Switch Port Harness, Cat 6A 28AWG Blu |  | PC | 1 | 1 | 1 | 1 | 334.86
61305658079 | QPCUDB6XB10 | QN Switch Port Harness, Cat 6A 28AWG Blu |  | PC | 1 | 1 | 1 | 1 | 347.86
61305658080 | QPCUDB6XB14 | QN Switch Port Harness, Cat 6A 28AWG Blu |  | PC | 1 | 1 | 1 | 1 | 367.36
61305658081 | QPCUDB6XB20 | QN Switch Port Harness, Cat 6A 28AWG Blu |  | PC | 1 | 1 | 1 | 1 | 396.64
61305658062 | QPCUDBABB05 | QN Switch Port Harness, Cat 6A 28AWG Blu |  | PC | 1 | 1 | 1 | 1 | 364.12
61305658063 | QPCUDBABB07 | QN Switch Port Harness, Cat 6A 28AWG Blu |  | PC | 1 | 1 | 1 | 1 | 373.88
61305658064 | QPCUDBABB10 | QN Switch Port Harness, Cat 6A 28AWG Blu |  | PC | 1 | 1 | 1 | 1 | 386.88
61305658065 | QPCUDBABB14 | QN Switch Port Harness, Cat 6A 28AWG Blu |  | PC | 1 | 1 | 1 | 1 | 406.4
61305658066 | QPCUDBABB20 | QN Switch Port Harness, Cat 6A 28AWG Blu |  | PC | 1 | 1 | 1 | 1 | 435.66
61305658072 | QPCUDBBBB05 | QN Switch Port Harness, Cat 6A 28AWG Blu |  | PC | 1 | 1 | 1 | 1 | 705.5
61305658073 | QPCUDBBBB07 | QN Switch Port Harness, Cat 6A 28AWG Blu |  | PC | 1 | 1 | 1 | 1 | 725
61305658074 | QPCUDBBBB10 | QN Switch Port Harness, Cat 6A 28AWG Blu |  | PC | 1 | 1 | 1 | 1 | 751
61305658075 | QPCUDBBBB14 | QN Switch Port Harness, Cat 6A 28AWG Blu |  | PC | 1 | 1 | 1 | 1 | 786.76
61305658076 | QPCUDBBBB20 | QN Switch Port Harness, Cat 6A 28AWG Blu |  | PC | 1 | 1 | 1 | 1 | 842.02
61305658067 | QPCUDBRSB05 | QN Switch Port Harness, Cat 6A 28AWG Blu |  | PC | 1 | 1 | 1 | 1 | 390.12
61305658068 | QPCUDBRSB07 | QN Switch Port Harness, Cat 6A 28AWG Blu |  | PC | 1 | 1 | 1 | 1 | 399.88
61305658069 | QPCUDBRSB10 | QN Switch Port Harness, Cat 6A 28AWG Blu |  | PC | 1 | 1 | 1 | 1 | 412.88
61305658070 | QPCUDBRSB14 | QN Switch Port Harness, Cat 6A 28AWG Blu |  | PC | 1 | 1 | 1 | 1 | 432.4
61305658071 | QPCUDBRSB20 | QN Switch Port Harness, Cat 6A 28AWG Blu |  | PC | 1 | 1 | 1 | 1 | 458.42
61305658082 | QPCUDBWXB05 | QN Switch Port Harness, Cat 6A 28AWG Blu |  | PC | 1 | 1 | 1 | 1 | 627.46
61305658083 | QPCUDBWXB07 | QN Switch Port Harness, Cat 6A 28AWG Blu |  | PC | 1 | 1 | 1 | 1 | 643.72
61305658084 | QPCUDBWXB10 | QN Switch Port Harness, Cat 6A 28AWG Blu |  | PC | 1 | 1 | 1 | 1 | 672.98
61305658085 | QPCUDBWXB14 | QN Switch Port Harness, Cat 6A 28AWG Blu |  | PC | 1 | 1 | 1 | 1 | 708.74
61305658086 | QPCUDBWXB20 | QN Switch Port Harness, Cat 6A 28AWG Blu |  | PC | 1 | 1 | 1 | 1 | 764
07498300501 | QPP24BL | QN,PatchPanel,Flat,24-port,1RU | The QuickNet™ Patch Panel accepts QuickNet Pre-Terminated Cassettes and Patch Panel Adapters. These high-density patch panels conserve valuable rack space and mount to standard EIA 19" racks or 23" racks with optional extender brackets. The patch panel 24 | PC | 1 | 10 | 1 | 1 | 58.34
07498391967 | QPP24NNSBL | QNPtchPnl,24Pt,NoNumbering,1RU,EA | QuickNet Patch Panel, 24 Port, No Numbering, 1 RU | PC | 1 | 1 | 1 | 1 | 58.34
61305643127 | QPP24WH | QN Patch Panel, Flat, 24 Port, 1RU, Whit | The QuickNet™ Patch Panel accepts QuickNet Pre-Terminated Cassettes and Patch Panel Adapters. These high-density patch panels conserve valuable rack space and mount to standard EIA 19" racks or 23" racks with optional extender brackets. The patch panel 24 | PC | 1 | 1 | 1 | 1 | 58.34
07498300503 | QPP48HDBL | QN,PatchPanel,Flat,48port,1RU | The QuickNet™ Patch Panel accepts QuickNet Pre-Terminated Cassettes and Patch Panel Adapters. These high-density patch panels conserve valuable rack space and mount to standard EIA 19" racks or 23" racks with optional extender brackets. The patch panel 48 | PC | 1 | 10 | 1 | 1 | 157.68
07498301766 | QPP48HDVNSBL | QN,PtchPnl,VERTPrintedPort,s,Flat | The QuickNet™ Patch Panel accepts QuickNet Pre-Terminated Cassettes and Patch Panel Adapters. These high-density patch panels conserve valuable rack space and mount to standar EIA 19" or 23" racks with optional extender brackets. The patch panel features | PC | 1 | 10 | 1 | 1 | 157.68
61305639797 | QPP48HDVNSWH | QN Patch Panel, Vertical Numbered Ports, | The QuickNet™ Patch Panel accepts QuickNet Pre-Terminated Cassettes and Patch Panel Adapters. These high-density patch panels conserve valuable rack space and mount to standar EIA 19" or 23" racks with optional extender brackets. The patch panel features | PC | 1 | 1 | 1 | 1 | 157.68
61305639791 | QPP48HDWH | QN Patch Panel, Flat, 48 Port, 1RU, Whit | The QuickNet™ Patch Panel accepts QuickNet Pre-Terminated Cassettes and Patch Panel Adapters. These high-density patch panels conserve valuable rack space and mount to standard EIA 19" racks or 23" racks with optional extender brackets. The patch panel 48 | PC | 1 | 1 | 1 | 1 | 157.68
07498399604 | QPPABL | QN,PatchPanelAdapter | The QuickNet ™ Patch Panel Adapter is an optional accessory for use with QuickNet Patch Panels. The adapter accepts up to six Mini-Com® Modules for unshielded, fiber optic, and audio/visual applications. The adapter is black. | PC | 1 | 1 | 1 | 1 | 10.4
07498302330 | QPPBBL | QN Patch Panel Blank,EA | The QuickNet™ Patch Panel Blank is an optional accessory for use in QuickNet Patch Panels that promotes proper airflow and cooling throughout data centers. The adapter is black. | PC | 1 | 10 | 1 | 1 | 5.14
07498302145 | QPPLC24 | LabelKit, 24PortQNPatchPanel,EA | Label and label holder for QuickNet patch panels, includes four sets | PC | 1 | 10 | 1 | 1 | 6.04
07498308825 | QPPLD6-X | PlugPackLock-inDevice,6/12 pack,PK10 | Lock-in device prevents unauthorized removal of patch cords from 6 and 12-pack plug pack. | PC | 1 | 10 | 10 | 1 | 1.1
07498308827 | QPPLD8-X | PlugPackLock-inDevice,8pack,PK10 | Lock-in device prevents unauthorized removal of patch cords from 8-pack plug pack. Recommended quantity two per 8-pack. | PC | 1 | 10 | 10 | 1 | 1.44
07498357398 | QPPN12BL | QN,PlugPackHousing,12-pairck,BL | QuickNet Plug Pack accepts twelve Panduit RJ45 modular plugs. | PC | 1 | 10 | 1 | 1 | 41.82
07498357407 | QPPN12BU | QN,PlugPackHousing,12-pairck,Blue | QuickNet Plug Pack accepts twelve Panduit RJ45 modular plugs. | PC | 1 | 10 | 1 | 1 | 41.82
07498357409 | QPPN12RD | QN,PlugPackHousing,12-pairck,RD | QuickNet Plug Pack accepts twelve Panduit RJ45 modular plugs. | PC | 1 | 1 | 1 | 1 | 41.82
07498357411 | QPPN12WH | QN,PlugPackHousing,12-pairck,WH | QuickNet Plug Pack accepts twelve Panduit RJ45 modular plugs. | PC | 1 | 1 | 1 | 1 | 41.82
07498357286 | QPPN6BL | QN,PlugPackHousing,6pack,BL | QuickNet Plug Pack accepts six Panduit RJ45 modular plugs, Black. | PC | 1 | 10 | 1 | 1 | 20.48
07498357284 | QPPN6BU | QN,PlugPackHousing,6pack,Blue | QuickNet Plug Pack accepts six Panduit RJ45 modular plugs, Blue. | PC | 1 | 10 | 1 | 1 | 20.48
07498357300 | QPPN6RD | QN,PlugPackHousing,6pack,RD | QuickNet Plug Pack accepts six Panduit RJ45 modular plugs, Red. | PC | 1 | 1 | 1 | 1 | 20.48
07498357301 | QPPN6WH | QN,PlugPackHousing,6pack,WH | QuickNet Plug Pack accepts six Panduit RJ45 modular plugs, White. | PC | 1 | 1 | 1 | 1 | 20.48
07498357361 | QPPN8BL | QN,PlugPackHousing,8pack,BL | QuickNet Plug Pack accepts eight Panduit RJ45 modular plugs. | PC | 1 | 10 | 1 | 1 | 27.34
07498357363 | QPPN8BU | QN,PlugPackHousing,8pack,Blue | QuickNet Plug Pack accepts eight Panduit RJ45 modular plugs. | PC | 1 | 10 | 1 | 1 | 27.34
07498357388 | QPPN8RD | QN,PlugPackHousing,8pack,RD | QuickNet Plug Pack accepts eight Panduit RJ45 modular plugs. | PC | 1 | 1 | 1 | 1 | 27.34
07498357397 | QPPN8WH | QN,PlugPackHousing,8pack,WH | QuickNet Plug Pack accepts eight Panduit RJ45 modular plugs. | PC | 1 | 1 | 1 | 1 | 27.34
07498364005 | QPPNR6S | QN,RecessedPlugPackHousing,6PK,SLR | QuickNet Recessed Plug Pack accepts six Panduit RJ45 modular plugs. | PC | 1 | 10 | 1 | 1 | 33.64
61305677628 | QPPNS6BL | QuickNet Small Plug Pack accepts six Pan |  | PC | 1 | 10 | 1 | 1 | 48.9
61305677630 | QPPNS6BU | QuickNet Small Plug Pack accepts six Pan |  | PC | 1 | 10 | 1 | 1 | 48.9
61305677631 | QPPNS6RD | QuickNet Small Plug Pack accepts six Pan |  | PC | 1 | 10 | 1 | 1 | 48.9
61305677629 | QPPNS6WH | QuickNet Small Plug Pack accepts six Pan |  | PC | 1 | 10 | 1 | 1 | 48.9
07498309078 | QPPRT | Plug Pack Removal Tool,EA | Removal tool allows individual patch cords to be removed from a plug pack without disruption of other network connections. | PC | 1 | 1 | 1 | 1 | 88.92
07498378109 | QPPSDBAB03 | QN,PatchHarness,Cat6,BU,3ft | QuickNet Switch Patching Harness contructed of Category 6 (SD), UTP, CM/LSZH copper cable a 6-Pack, Blue Plug Pack on one end with Modular Plugs on the other end, Blue, 3 ft. | PC | 1 | 1 | 1 | 1 | 112.28
07498378111 | QPPSDBAB05 | QN,PlgPkAssy,6PK,Cat6,28AWG,BU,5ft | QuickNet Cable Assembly contructed of Category 6 (SD), UTP, CM/LSZH copper cable with pre-terminated TX6 PLUS UTP Jack Module Cassettes on one end and 6-pack plug pack on the other end. | PC | 1 | 1 | 1 | 1 | 116.76
07498378112 | QPPSDBAB07 | QN,PatchHarness,Cat6,BU,7ft | QuickNet Cable Assembly contructed of Category 6 (SD), UTP, CM/LSZH copper cable with pre-terminated TX6 PLUS UTP Jack Module Cassettes on one end and 6-pack plug pack on the other end. | PC | 1 | 1 | 1 | 1 | 122.36
07498378113 | QPPSDBAB10 | QN,PatchHarness,Cat6,BU,10ft | QuickNet Switch Patching Harness contructed of Category 6 (SD), UTP, CM/LSZH copper cable a 6-Pack, Blue Plug Pack on one end with Modular Plugs on the other end, Blue, 10 ft. | PC | 1 | 1 | 1 | 1 | 130.22
07498378114 | QPPSDBAB14 | QN,PlgPkAssy,6PK,Cat6,28AWG,BU,14ft | QuickNet Cable Assembly contructed of Category 6 (SD), UTP, CM/LSZH copper cable with pre-terminated TX6 PLUS UTP Jack Module Cassettes on one end and 6-pack plug pack on the other end. | PC | 1 | 1 | 1 | 1 | 139.24
07498378297 | QPPSDBBB03 | QN,PatchHarness,Cat6,12PK,BU,3ft,EA | QuickNet Cable Assembly contructed of Category 6 (SD), UTP, CM/LSZH copper cable with pre-terminated TX6 PLUS UTP Jack Module Cassettes on one end and 12-pack plug pack on the other end. | PC | 1 | 1 | 1 | 1 | 213.3
07498378300 | QPPSDBBB05 | QN,PatchHarness,Cat6,12PK,BU,5ft,EA | QuickNet Switch Patching Harness contructed of Category 6 (SD), UTP, CM/LSZH copper cable a 12-Pack, Blue Plug Pack on one end with Modular Plugs on the other end, Blue, 5 ft. | PC | 1 | 1 | 1 | 1 | 222.32
07498378301 | QPPSDBBB07 | QN,PatchHarness,Cat6,12PK,BU,7ft,EA | QuickNet Switch Patching Harness contructed of Category 6 (SD), UTP, CM/LSZH copper cable a 12-Pack, Blue Plug Pack on one end with Modular Plugs on the other end, Blue, 7 ft. | PC | 1 | 1 | 1 | 1 | 232.4
07498378302 | QPPSDBBB10 | QN,PatchHarness,Cat6,12PK,BU,10ft,EA | QuickNet Switch Patching Harness contructed of Category 6 (SD), UTP, CM/LSZH copper cable a 12-Pack, Blue Plug Pack on one end with Modular Plugs on the other end, Blue, 10 ft. | PC | 1 | 1 | 1 | 1 | 247.02
07498378303 | QPPSDBBB14 | QN,PatchHarness,Cat6,12PK,BU,14ft,EA | QuickNet Switch Patching Harness contructed of Category 6 (SD), UTP, CM/LSZH copper cable a 12-Pack, Blue Plug Pack on one end with Modular Plugs on the other end, Blue, 14 ft. | PC | 1 | 1 | 1 | 1 | 266.1
07498378274 | QPPSDBDB03 | QN,PatchHarness,Cat6,8PK,BU,3ft,EA | QuickNet Switch Patching Harness contructed of Category 6 (SD), UTP, CM/LSZH copper cable a 6-Pack, Blue Plug Pack on one end with Modular Plugs on the other end, Blue, 3 ft. | PC | 1 | 1 | 1 | 1 | 147.08
07498378282 | QPPSDBDB05 | QN,PatchHarness,Cat6,8PK,BU,5ft,EA | QuickNet Switch Patching Harness contructed of Category 6 (SD), UTP, CM/LSZH copper cable a 6-Pack, Blue Plug Pack on one end with Modular Plugs on the other end, Blue, 5 ft. | PC | 1 | 1 | 1 | 1 | 152.7
07498378288 | QPPSDBDB07 | QN,PatchHarness,Cat6,8PK,BU,7ft,EA | QuickNet Switch Patching Harness contructed of Category 6 (SD), UTP, CM/LSZH copper cable a 6-Pack, Blue Plug Pack on one end with Modular Plugs on the other end, Blue, 7 ft. | PC | 1 | 1 | 1 | 1 | 159.44
07498378294 | QPPSDBDB10 | QN,PatchHarness,Cat6,8PK,BU,10ft,EA | QuickNet Switch Patching Harness contructed of Category 6 (SD), UTP, CM/LSZH copper cable a 6-Pack, Blue Plug Pack on one end with Modular Plugs on the other end, Blue, 10 ft. | PC | 1 | 1 | 1 | 1 | 169.54
07498378295 | QPPSDBDB14 | QN,PatchHarness,Cat6,8PK,BU,14ft,EA | QuickNet Switch Patching Harness contructed of Category 6 (SD), UTP, CM/LSZH copper cable a 6-Pack, Blue Plug Pack on one end with Modular Plugs on the other end, Blue, 14 ft. | PC | 1 | 1 | 1 | 1 | 181.88
07498378304 | QPPSDBRS03 | QN,PatchHarness,Cat6,6PK,BU,3ft,EA | QuickNet Switch Patching Harness contructed of Category 6 (SD), UTP, CM/LSZH copper cable a 6-Pack, Recessed Plug Pack on one end with Modular Plugs on the other end, Blue, 3 ft. | PC | 1 | 1 | 1 | 1 | 125.76
07498378305 | QPPSDBRS05 | QN,PatchHarness,Cat6,6PK.BU,5ft,EA | QuickNet Switch Patching Harness contructed of Category 6 (SD), UTP, CM/LSZH copper cable a 6-Pack, Recessed Plug Pack on one end with Modular Plugs on the other end, Blue, 5 ft. | PC | 1 | 1 | 1 | 1 | 130.22
07498378306 | QPPSDBRS07 | QN,PatchHarness,Cat6,6PK,BU,7ft,EA | QuickNet Switch Patching Harness contructed of Category 6 (SD), UTP, CM/LSZH copper cable a 6-Pack, Recessed Plug Pack on one end with Modular Plugs on the other end, Blue, 7 ft. | PC | 1 | 1 | 1 | 1 | 135.84
07498378307 | QPPSDBRS10 | QN,PatchHarness,Cat6,6PK,BU,10ft,EA | QuickNet Switch Patching Harness contructed of Category 6 (SD), UTP, CM/LSZH copper cable a 6-Pack, Recessed Plug Pack on one end with Modular Plugs on the other end, Blue, 10 ft. | PC | 1 | 1 | 1 | 1 | 142.58
07498378309 | QPPSDBRS14 | QN,PatchHarness,Cat6,6PK,BU,14ft,EA | QuickNet Switch Patching Harness contructed of Category 6 (SD), UTP, CM/LSZH copper cable a 6-Pack, Recessed Plug Pack on one end with Modular Plugs on the other end, Blue, 14 ft. | PC | 1 | 1 | 1 | 1 | 152.7
61305658042 | QPPUDBAB03 | QN Switch Patching Harness, Cat 6A 28AWG |  | PC | 1 | 1 | 1 | 1 | 151.56
61305658043 | QPPUDBAB05 | QN Switch Patching Harness, Cat 6A 28AWG |  | PC | 1 | 1 | 1 | 1 | 157.64
61305658044 | QPPUDBAB07 | QN Switch Patching Harness, Cat 6A 28AWG |  | PC | 1 | 1 | 1 | 1 | 165.22
61305658045 | QPPUDBAB10 | QN Switch Patching Harness, Cat 6A 28AWG |  | PC | 1 | 1 | 1 | 1 | 175.82
61305658046 | QPPUDBAB14 | QN Switch Patching Harness, Cat 6A 28AWG |  | PC | 1 | 1 | 1 | 1 | 187.94
61305658057 | QPPUDBBB03 | QN Switch Patching Harness, Cat 6A 28AWG |  | PC | 1 | 1 | 1 | 1 | 288
61305658058 | QPPUDBBB05 | QN Switch Patching Harness, Cat 6A 28AWG |  | PC | 1 | 1 | 1 | 1 | 300.12
61305658059 | QPPUDBBB07 | QN Switch Patching Harness, Cat 6A 28AWG |  | PC | 1 | 1 | 1 | 1 | 313.76
61305658060 | QPPUDBBB10 | QN Switch Patching Harness, Cat 6A 28AWG |  | PC | 1 | 1 | 1 | 1 | 333.46
61305658061 | QPPUDBBB14 | QN Switch Patching Harness, Cat 6A 28AWG |  | PC | 1 | 1 | 1 | 1 | 359.24
61305658052 | QPPUDBDB03 | QN Switch Patching Harness, Cat 6A 28AWG |  | PC | 1 | 1 | 1 | 1 | 198.56
61305658053 | QPPUDBDB05 | QN Switch Patching Harness, Cat 6A 28AWG |  | PC | 1 | 1 | 1 | 1 | 206.14
61305658054 | QPPUDBDB07 | QN Switch Patching Harness, Cat 6A 28AWG |  | PC | 1 | 1 | 1 | 1 | 215.24
61305658055 | QPPUDBDB10 | QN Switch Patching Harness, Cat 6A 28AWG |  | PC | 1 | 1 | 1 | 1 | 228.88
61305658056 | QPPUDBDB14 | QN Switch Patching Harness, Cat 6A 28AWG |  | PC | 1 | 1 | 1 | 1 | 245.54
61305658047 | QPPUDBRS03 | QN Switch Patching Harness, Cat 6A 28AWG |  | PC | 1 | 1 | 1 | 1 | 169.76
61305658048 | QPPUDBRS05 | QN Switch Patching Harness, Cat 6A 28AWG |  | PC | 1 | 1 | 1 | 1 | 175.82
61305658049 | QPPUDBRS07 | QN Switch Patching Harness, Cat 6A 28AWG |  | PC | 1 | 1 | 1 | 1 | 183.42
61305658050 | QPPUDBRS10 | QN Switch Patching Harness, Cat 6A 28AWG |  | PC | 1 | 1 | 1 | 1 | 192.5
61305658051 | QPPUDBRS14 | QN Switch Patching Harness, Cat 6A 28AWG |  | PC | 1 | 1 | 1 | 1 | 206.14
07498327883 | QSP24BL | QN,MetalPatchPanel,Flat,24Pt,1RU,EA | The QuickNet™ Shielded Patch Panel accepts QuickNet Pre-terminated Cassettes and Patch Panel Adapters. These high-density patch panels conserve valuable rack space with no additional grounding kit required. The patch panel is 24 port in 1 RU and black. | PC | 1 | 10 | 1 | 1 | 67.1
61305639793 | QSP24WH | QN Patch Panel for Shielded Cassettes, F | The QuickNet™ Shielded Patch Panel accepts QuickNet Pre-terminated Cassettes and Patch Panel Adapters. These high-density patch panels conserve valuable rack space with no additional grounding kit required. The patch panel is 24 port in 1 RU and white. | PC | 1 | 1 | 1 | 1 | 67.1
07498327885 | QSP48HDBL | Metal HDens PatchPnl,Flat,48 Port,1RU,EA | The QuickNet™ Shielded Patch Panel accepts QuickNet Pre-terminated Cassettes and Patch Panel Adapters. These high-density patch panels conserve valuable rack space with no additional grounding kit required. The patch panel is 48 port in 1 RU and black. | PC | 1 | 10 | 1 | 1 | 181.32
61305639795 | QSP48HDWH | QN Patch Panel for Shielded Cassettes, F | The QuickNet™ Shielded Patch Panel accepts QuickNet Pre-terminated Cassettes and Patch Panel Adapters. These high-density patch panels conserve valuable rack space with no additional grounding kit required. The patch panel is 48 port in 1 RU and black. | PC | 1 | 1 | 1 | 1 | 181.32
07498332051 | R2P | Rack,2P,AL,45RU,3x20x84in,TMH,BLK,EA | The 2 post rack provides a reliable foundation for mounting telecommunications and data center equipment. The 84 inch tall rack accepts 19-inch wide equipment with mounting rails that have #12-24 EIA universal mounting hole spacing, and printed numbering | PC | 1 | 1 | 1 | 1 | 247.98
07498339247 | R2P26 | Rack,2P,AL,13RU,3x20x26in,TMH,BLK,EA | The Panduit Customer Display Two-post Rack System with removeable handle provides a reliable foundation for mounting telecommunication and data center equipment. The modular rack can be used to manage high performance copper and fiber patch cables using P | PC | 1 | 1 | 1 | 1 | 257.26
07498331901 | R2P48 | Rack,2P,AL,24RU,3x20x48in,TMH,BLK,EA | The Panduit Two-post Rack System provides a reliable foundation for mounting telecommunication and data center equipment. The modular rack can be used to manage high performance copper and fiber patch cables using Panduit horizontal and vertical cable man | PC | 1 | 1 | 1 | 1 | 337.32
07498331234 | R2P6S | Rack,2P,STL,45RU,6x20x84in,TMH,BLK,EA | The 2 post rack provides a reliable foundation for mounting telecommunications and data center equipment. The 84 inch tall rack accepts 19-inch wide equipment with mounting rails that have #12-24 EIA universal mounting hole spacing, and printed numbering | PC | 1 | 1 | 1 | 1 | 608.2
07498341684 | R2P6S96 | Rack,2P,STL,52RU,6x20x96in,TMH,BLK,EA | The Panduit Two-post Rack System provides a reliable foundation for mounting telecommunication and data center equipment. The modular rack can be used to manage high performance copper and fiber patch cables using Panduit horizontal and vertical cable man | PC | 1 | 1 | 1 | 1 | 823.72
07498331235 | R2P79 | Rack,2P,AL,42RU,3x20x79in,TMH,BLK,EA | The Panduit Two-post Rack System provides a reliable foundation for mounting telecommunication and data center equipment. The modular rack can be used to manage high performance copper and fiber patch cables using Panduit horizontal and vertical cable man | PC | 1 | 1 | 1 | 1 | 451.16
07498332049 | R2P96 | Rack,2P,AL,52RU,3x20x96in,TMH,BLK,EA | The Panduit Two-post Rack System provides a reliable foundation for mounting telecommunication and data center equipment. The modular rack can be used to manage high performance copper and fiber patch cables using Panduit horizontal and vertical cable man | PC | 1 | 1 | 1 | 1 | 552.12
07498307276 | R2PHK | REPLACEMENT HARDWARE KIT FOR 2 POST RACK | REPLACEMENT HARDWARE KIT FOR 2 POST RACKS (ALSO FOR ER4P, BUT NEED 2 PER) | PC | 1 | 1 | 1 | 1 | 29.7
07498340279 | R2PPDUB | CabinetPDUBracket,2post4post,Back,BLK,EA | The PDU bracket kit vertically mounts power distribution units (PDUs) to the back of 2 post racks or to the rear equipment rails of 4 post racks. The kit includes a pair of brackets that are made of steel and are black. | PC | 1 | 1 | 1 | 1 | 270.02
61305672924 | R2PPDUBWH | Power Outlet Unit (POU) Bracket for 2 an | The Panduit PDU Bracket Kit vertically mounts Power Distribution Units (PDUs) to the back of 2 post and ER4P style 4 post racks. Steel, White, 1pc. | PC | 1 | 1 | 1 | 1 | 270.02
07498332052 | R2PS | Rack,2P,STL,45RU,3x20x84in,TMH,BLK,EA | The Panduit Two-post Rack System provides a reliable foundation for mounting telecommunication and data center equipment. The modular rack can be used to manage high performance copper and fiber patch cables using Panduit horizontal and vertical cable man | PC | 1 | 1 | 1 | 1 | 349.06
07498332043 | R2PW | Rack,2P,AL,45RU,3x24x84in,TMH,BLK,EA | The Panduit Two-post Rack System provides a reliable foundation for mounting telecommunication and data center equipment. The modular rack can be used to manage high performance copper and fiber patch cables using Panduit horizontal and vertical cable man | PC | 1 | 1 | 1 | 1 | 690.44
61305639611 | R2PWH | Rack 2 Post 84" Tall, White | The Panduit Two-post Rack System provides a reliable foundation for mounting telecommunication and data center equipment. The modular rack can be used to manage high performance copper and fiber patch cables using Panduit horizontal and vertical cable man | PC | 1 | 1 | 1 | 1 | 272.8
07498308904 | R4P | Rack,4P,STL,45RU,30x23x84in,TMH,BLK,EA | The 4 post rack combines the stability of a cabinet with the accessibility of an open rack to deliver maximum flexibility. The 84 inch tall rack is 23 inches wide overall (with 19 inch standard EIA mount) and 30 inches deep, with adjustable mounting rails | PC | 1 | 1 | 1 | 1 | 1460.98
07498308907 | R4P23 | Rack,4P,STL,45RU,23x23x84in,TMH,BLK,EA | The premium Panduit Four-post Rack System combines the stability of a cabinet with the accessibility of an open rack to provide the user with maximum flexibility when designing a data-center network layout. Four steel vertical posts and adjustable front a | PC | 1 | 1 | 1 | 1 | 1387.86
07498308269 | R4P2396 | Rack,4P,STL,52RU,23x23x96in,TMH,BLK,EA | The premium Panduit Four-post Rack System combines the stability of a cabinet with the accessibility of an open rack to provide the user with maximum flexibility when designing a data-center network layout. Four steel vertical posts and adjustable front a | PC | 1 | 1 | 1 | 1 | 1526.68
07498308908 | R4P23CN | Rack,4P,STL,45RU,23x23x84in,CNMH,BLK,EA | The 4 post rack combines the stability of a cabinet with the accessibility of an open rack to deliver maximum flexibility. The 84 inch tall rack is 23 inches wide overall (with 19 inch standard EIA mount) and 23 inches deep, with adjustable mounting rails | PC | 1 | 1 | 1 | 1 | 1360.16
07498308270 | R4P23CN96 | Rack,4P,STL,52RU,23x23x96in,CNMH,BLK,EA | The premium Panduit Four-post Rack System combines the stability of a cabinet with the accessibility of an open rack to provide the user with maximum flexibility when designing a data-center network layout. Four steel vertical posts and adjustable front a | PC | 1 | 1 | 1 | 1 | 1496.18
07498308909 | R4P36 | Rack,4P,STL,45RU,36x23x84in,TMH,BLK,EA | The 4 post rack combines the stability of a cabinet with the accessibility of an open rack to deliver maximum flexibility. The 84 inch tall rack is 23 inches wide overall (with 19 inch standard EIA mount) and 36 inches deep, with adjustable mounting rails | PC | 1 | 1 | 1 | 1 | 1534.02
07498308271 | R4P3696 | Rack,4P,STL,52RU,36x23x96in,TMH,BLK,EA | The premium Panduit Four-post Rack System combines the stability of a cabinet with the accessibility of an open rack to provide the user with maximum flexibility when designing a data-center network layout. Four steel vertical posts and adjustable front a | PC | 1 | 1 | 1 | 1 | 1687.42
61305639762 | R4P3696WH | 36" Deep 4 Post Rack 8 Foot, White | The premium Panduit Four-post Rack System combines the stability of a cabinet with the accessibility of an open rack to provide the user with maximum flexibility when designing a data-center network layout. Four steel vertical posts and adjustable front a | PC | 1 | 1 | 1 | 1 | 1687.42
07498308910 | R4P36CN | Rack,4P,STL,45RU,36x23x84in,CNMH,BLK,EA | The 4 post rack combines the stability of a cabinet with the accessibility of an open rack to deliver maximum flexibility. The 84 inch tall rack is 23 inches wide overall (with 19 inch standard EIA mount) and 36 inches deep, with adjustable mounting rails | PC | 1 | 1 | 1 | 1 | 1503.34
07498308272 | R4P36CN96 | Rack,4P,STL,52RU,36x23x96in,CNMH,BLK,EA | The premium Panduit Four-post Rack System combines the stability of a cabinet with the accessibility of an open rack to provide the user with maximum flexibility when designing a data-center network layout. Four steel vertical posts and adjustable front a | PC | 1 | 1 | 1 | 1 | 1653.66
61305643125 | R4P36CN96WH | 8 FT 36” DEEP 4 POST RACK WITH CAGE NU | The premium Panduit Four-post Rack System combines the stability of a cabinet with the accessibility of an open rack to provide the user with maximum flexibility when designing a data-center network layout. Four steel vertical posts and adjustable front a | PC | 1 | 1 | 1 | 1 | 1653.66
61305634202 | R4P36CNWH | 36" Deep 4 Post Rack With Cage Nuts Whit | The premium Panduit Four-post Rack System combines the stability of a cabinet with the accessibility of an open rack to provide the user with maximum flexibility when designing a data-center network layout. Four steel vertical posts and adjustable front a | PC | 1 | 1 | 1 | 1 | 1503.34
61305634201 | R4P36WH | 36" Deep 4 Post Rack White | The premium Panduit Four-post Rack System combines the stability of a cabinet with the accessibility of an open rack to provide the user with maximum flexibility when designing a data-center network layout. Four steel vertical posts and adjustable front a | PC | 1 | 1 | 1 | 1 | 1534.02
07498308911 | R4P42 | Rack,4P,STL,45RU,42x23x84in,TMH,BLK,EA | The premium Panduit Four-post Rack System combines the stability of a cabinet with the accessibility of an open rack to provide the user with maximum flexibility when designing a data-center network layout. Four steel vertical posts and adjustable front a | PC | 1 | 1 | 1 | 1 | 1610.72
07498308273 | R4P4296 | Rack,4P,STL,52RU,42x23x96in,TMH,BLK,EA | The premium Panduit Four-post Rack System combines the stability of a cabinet with the accessibility of an open rack to provide the user with maximum flexibility when designing a data-center network layout. Four steel vertical posts and adjustable front a | PC | 1 | 1 | 1 | 1 | 1771.78
07498308912 | R4P42CN | Rack,4P,STL,45RU,42x23x84in,CNMH,BLK,EA | The 4 post rack combines the stability of a cabinet with the accessibility of an open rack to deliver maximum flexibility. The 84 inch tall rack is 23 inches wide overall (with 19 inch standard EIA mount) and 42 inches deep, with adjustable mounting rails | PC | 1 | 1 | 1 | 1 | 1578.5
07498308274 | R4P42CN96 | Rack,4P,STL,52RU,42x23x96in,CNMH,BLK,EA | The premium Panduit Four-post Rack System combines the stability of a cabinet with the accessibility of an open rack to provide the user with maximum flexibility when designing a data-center network layout. Four steel vertical posts and adjustable front a | PC | 1 | 1 | 1 | 1 | 1736.34
61305676507 | R4P42CNWH | 42" Deep 4 Post Rack With Cage Nuts, Whi | The premium Panduit Four-post Rack System combines the stability of a cabinet with the accessibility of an open rack to provide the user with maximum flexibility when designing a data-center network layout. Four steel vertical posts and adjustable front a | PC | 1 | 1 | 1 | 1 | 1578.5
61305681743 | R4P42WH | 42" Deep 4 Post Rack White | The premium Panduit Four-post Rack System combines the stability of a cabinet with the accessibility of an open rack to provide the user with maximum flexibility when designing a data-center network layout. Four steel vertical posts and adjustable front a | PC | 1 | 1 | 1 | 1 | 1610.72
07498333063 | R4P79 | Rack,4P,STL,42RU,30x23x79in,TMH,BLK,EA | The premium Panduit Four-post Rack System combines the stability of a cabinet with the accessibility of an open rack to provide the user with maximum flexibility when designing a data-center network layout. Four steel vertical posts and adjustable front a | PC | 1 | 1 | 1 | 1 | 1504.78
07498308267 | R4P96 | Rack,4P,STL,52RU,30x23x96in,TMH,BLK,EA | The premium Panduit Four-post Rack System combines the stability of a cabinet with the accessibility of an open rack to provide the user with maximum flexibility when designing a data-center network layout. Four steel vertical posts and adjustable front a | PC | 1 | 1 | 1 | 1 | 1607.04
07498308906 | R4PCN | Rack,4P,STL,45RU,30x23x84in,CNMH,BLK,EA | The 4 post rack combines the stability of a cabinet with the accessibility of an open rack to deliver maximum flexibility. The 84 inch tall rack is 23 inches wide overall (with 19 inch standard EIA mount) and 30 inches deep, with adjustable mounting rails | PC | 1 | 1 | 1 | 1 | 1431.74
07498333064 | R4PCN79 | Rack,4P,STL,42RU,30x23x79in,CNMH,BLK,EA | The premium Panduit Four-post Rack System combines the stability of a cabinet with the accessibility of an open rack to provide the user with maximum flexibility when designing a data-center network layout. Four steel vertical posts and adjustable front a | PC | 1 | 1 | 1 | 1 | 1474.68
07498308268 | R4PCN96 | Rack,4P,STL,52RU,30x23x96in,CNMH,BLK,EA | The premium Panduit Four-post Rack System combines the stability of a cabinet with the accessibility of an open rack to provide the user with maximum flexibility when designing a data-center network layout. Four steel vertical posts and adjustable front a | PC | 1 | 1 | 1 | 1 | 1574.94
61305634200 | R4PCNWH | 30 INCH DEEP 4 POST RACK WITH CAGE NUTS | The premium Panduit Four-post Rack System combines the stability of a cabinet with the accessibility of an open rack to provide the user with maximum flexibility when designing a data-center network layout. Four steel vertical posts and adjustable front a | PC | 1 | 1 | 1 | 1 | 1431.74
07498307278 | R4PHK | HARDWARE KIT FOR 4 POST RACKS, R4P | HARDWARE KIT FOR 4 POST RACKS, R4P | PC | 1 | 1 | 1 | 1 | 27
07498307201 | R4PRCN | RailSet,CageNut,7',4Post,45RU,BLK,EA | The Panduit Rail Kit contains a set of cage nut replacement equipment rails for 7' (2.1m) R4P style 4 post racks. Steel, 45 RU, Black, 2pc. | PC | 1 | 1 | 1 | 1 | 386.16
07498341012 | R4PRCN96 | RailSet,CageNut,8',4Post,52RU,BLK,EA | The Panduit Rail Kit contains a set of cage nut replacement equipment rails for 8' (2.4m) R4P style 4 post racks. Steel, 52 RU, Black, 2pc. | PC | 1 | 1 | 1 | 1 | 460.42
61305676509 | R4PRCNWH | 7 Foot 4 Post Cage Nut Rail Set, White | The Panduit Rail Kit contains a set of cage nut replacement equipment rails for 7' (2.1m) R4P style 4 post racks. Steel, 45 RU, White, 2pc. | PC | 1 | 1 | 1 | 1 | 351.04
07498308179 | R4PRT | RailSet,Threadedt,7',4Post,45RU,BLK,EA | The Panduit Rail Kit contains a set of #12-24 threaded replacement equipment rails for 7' (2.1m) R4P style 4 post racks. Steel, 45 RU, Black, 2pc. | PC | 1 | 1 | 1 | 1 | 461.84
07498341011 | R4PRT96 | RailSet,Threadedt,8',4Post,52RU,BLK,EA | The Panduit Rail Kit contains a set of #12-24 threaded replacement equipment rails for 8' (2.4m) R4P style 4 post racks. Steel, 52 RU, Black, 2pc. | PC | 1 | 1 | 1 | 1 | 475.26
61305676466 | R4PRTWH | 7 Foot 4 Post Tapped Rail Kit, White | The Panduit Rail Kit contains a set of #12-24 threaded replacement equipment rails for 7' (2.1m) R4P style 4 post racks. Steel, 45 RU, White, 2pc. | PC | 1 | 1 | 1 | 1 | 419.86
07498307222 | R4PW3696 | 4-Post Open Rack, Black, 23" wide, 52U H | 4-Post Open Rack, Black, 23" wide, 52U High, 36" deep. | PC | 1 | 1 | 1 | 1 | 2049.02
61305634056 | R4PWH | 30 INCH DEEP 4 POST RACK TAP RAILS WHITE | The premium Panduit Four-post Rack System combines the stability of a cabinet with the accessibility of an open rack to provide the user with maximum flexibility when designing a data-center network layout. Four steel vertical posts and adjustable front a | PC | 1 | 1 | 1 | 1 | 1460.98
07498353061 | RAEFXEI-X | RightEntranceEnd,LD/LDPH/LDS,EI,PK10 | Power rated right angle/entrance end fitting for use with LD3, LDPH3, LDS3, LD5, LDPH5, LDS5, LD10 and LDPH10 raceway. Use CA3 or CA5 adapters for LD3/LDPH3/LDS3 and LD5/LDPH5/LDS5 profile raceway; adapters not required for LD10 and LDPH10 raceway. | PC | 1 | 10 | 10 | 1 | 9.9
07498353064 | RAEFXIW-X | RightEntranceEnd,LD/LDPH/LDS,IW,PK10 | Power rated right angle/entrance end fitting for use with LD3, LDPH3, LDS3, LD5, LDPH5, LDS5, LD10 and LDPH10 raceway. Use CA3 or CA5 adapters for LD3/LDPH3/LDS3 and LD5/LDPH5/LDS5 profile raceway; adapters not required for LD10 and LDPH10 raceway. | PC | 1 | 10 | 10 | 1 | 9.9
07498353062 | RAEFXWH-X | RightEntranceEnd,LD/LDPH/LDS,WH,PK10 | Power rated right angle/entrance end fitting for use with LD3, LDPH3, LDS3, LD5, LDPH5, LDS5, LD10 and LDPH10 raceway. Use CA3 or CA5 adapters for LD3/LDPH3/LDS3 and LD5/LDPH5/LDS5 profile raceway; adapters not required for LD10 and LDPH10 raceway. | PC | 1 | 10 | 10 | 1 | 9.9
07498325171 | RAF10EI-X | Fitting,RightAngle,LD10,EI,PK10 | Right angle fitting for use with LD10 raceway, Electric Ivory, ABS, Length 2.5 in. | PC | 1 | 50 | 10 | 1 | 2.12
07498326270 | RAF10IG-X | Fitting,RightAngle,LD10,IG,PK10 | Right angle fitting for use with LD10 raceway, International Gray, ABS, Length 2.5 in. | PC | 1 | 50 | 10 | 1 | 2.22
07498326271 | RAF10IW-X | Fitting,RightAngle,LD10,IW,PK10 | The Right Angle Fitting is a one-piece raceway fitting designed to transition your raceway around a corner. This raceway fitting is made to be used with the LD10 raceway. It is a snap-on installation. It measures 2.5” in length. It is constructed with rig | PC | 1 | 50 | 10 | 1 | 2.12
07498358637 | RAF10WH-X | Fitting,RightAngle,LD10,WH,PK10 | Right angle fitting for use with LD10 raceway, White, ABS, Length 2.5 in. | PC | 1 | 50 | 10 | 1 | 2.12
07498325178 | RAF3EI-E | Fitting,RightAngle,LD3,EI,PK20 | Right angle fitting for use with LD3 raceway, Electric Ivory, ABS, Length 1.82 in. | PC | 1 | 100 | 20 | 1 | 1.76
07498326267 | RAF3IW-E | Fitting,RightAngle,LD3,IW,PK20 | The right angle fitting is a surface raceway fitting designed to transition your raceway around a corner while maintaining a 1 inch bend radius. It is designed to be used with LD3 raceway and features a snap-on installation. It meets TIA/EIA Standards, is | PC | 1 | 100 | 20 | 1 | 1.76
07498358798 | RAF3WH-E | Fitting,RightAngle,LD3,WH,PK20 | The right angle fitting is a surface raceway fitting designed to transition your raceway around a corner while maintaining a 1 inch bend radius. It is designed to be used with LD3 raceway and features a snap-on installation. It meets TIA/EIA Standards, is | PC | 1 | 100 | 20 | 1 | 1.76
07498325185 | RAF5EI-E | Fitting,RightAngle,LD5,EI,PK20 | Right angle fitting for use with LD5 raceway, Electric Ivory, ABS, Length 2.00 in. | PC | 1 | 100 | 20 | 1 | 1.96
07498326268 | RAF5IG-E | Fitting,RightAngle,LD5,IG,PK20 | Right angle fitting for use with LD5 raceway, International Gray, ABS, Length 2.00 in. | PC | 1 | 100 | 20 | 1 | 2.06
07498326269 | RAF5IW-E | Fitting,RightAngle,LD5,IW,PK20 | The right angle fitting is a surface raceway fitting designed to transition your raceway around a corner while maintaining a 1 inch bend radius. It is designed to be used with LD5 raceway and features a snap-on installation. It meets TIA/EIA Standards, is | PC | 1 | 100 | 20 | 1 | 1.96
07498358599 | RAF5WH-E | Fitting,RightAngle,LD5,WH,PK20 | The right angle fitting is a surface raceway fitting designed to transition your raceway around a corner while maintaining a 1 inch bend radius. It is designed to be used with LD5 raceway and features a snap-on installation. It meets TIA/EIA Standards, is | PC | 1 | 100 | 20 | 1 | 1.96
07498352569 | RAFC10EI-X | Fitting,BendRadiusRA,LD10,LowV,EI,PK10 | Right angle fitting for use with LD10 and LDPH10 raceway, Electric Ivory, ABS, Length 3.18 in. | PC | 1 | 50 | 10 | 1 | 3.08
07498352571 | RAFC10IG-X | Fitting,BendRadiusRA,LD10,LowV,IG,PK10 | Right angle fitting for use with LD10 and LDPH10 raceway, International Gray, ABS, Length 3.18 in. | PC | 1 | 50 | 10 | 1 | 3.08
07498352572 | RAFC10IW-X | Fitting,BendRadiusRA,LD10,LowV,IW,PK10 | Right angle fitting for use with LD10 and LDPH10 raceway, Off White, ABS, Length 3.18 in. | PC | 1 | 50 | 10 | 1 | 3.08
07498352570 | RAFC10WH-X | Fitting,BendRadiusRA,LD10,LowV,WH,PK10 | Right angle fitting for use with LD10 and LDPH10 raceway, White, ABS, Length 3.18 in. | PC | 1 | 50 | 10 | 1 | 3.08
07498361457 | RAFC3EI-X | Fitting,BendRadiusRA,LD3,LowV,EI,PK10 | Right angle fitting for use with LD3, LDPH3, and LDS3 raceway, Electric Ivory, ABS, Length 2.23 in. | PC | 1 | 50 | 10 | 1 | 2.64
07498361458 | RAFC3IW-X | Fitting,BendRadiusRA,LD3,LowV,IW,PK10 | Right angle fitting for use with LD3, LDPH3, and LDS3 raceway, Off White, ABS, Length 2.23 in. | PC | 1 | 50 | 10 | 1 | 2.64
07498361462 | RAFC3WH-X | Fitting,BendRadiusRA,LD3,LowV,WH,PK10 | Right angle fitting for use with LD3, LDPH3, and LDS3 raceway, White, ABS, Length 2.23 in. | PC | 1 | 50 | 10 | 1 | 2.64
07498355551 | RAFC5EI-X | Fitting,BendRadiusRA,LD5,LowV,EI,PK10 | Right angle fitting for use with LD5, LDPH5, and LDS5 raceway, Electric Ivory, ABS, Length 2.58 in. | PC | 1 | 50 | 10 | 1 | 2.84
07498355641 | RAFC5IW-X | Fitting,BendRadiusRA,LD5,LowV,IW,PK10 | Right angle fitting for use with LD5, LDPH5, and LDS5 raceway, Off White, ABS, Length 2.58 in. | PC | 1 | 50 | 10 | 1 | 2.84
07498355639 | RAFC5WH-X | Fitting,BendRadiusRA,LD5,LowV,WH,PK10 | Right angle fitting for use with LD5, LDPH5, and LDS5 raceway, White, ABS, Length 2.58 in. | PC | 1 | 50 | 10 | 1 | 2.84
07498353076 | RAFX10EI-X | Fitting,RightAngle,LD10,Power,EI,PK10 | Right angle fitting for use with LDPH10 and LD2P10 raceway, Electric Ivory, ABS, Length 3.18 in. | PC | 1 | 10 | 10 | 1 | 4.7
07498353078 | RAFX10IG-X | Fitting,RightAngle,LD10,Power,IG,PK10 | Right angle fitting for use with LDPH10 and LD2P10 raceway, International Gray, ABS, Length 3.18 in. | PC | 1 | 10 | 10 | 1 | 4.7
07498353079 | RAFX10IW-X | Fitting,RightAngle,LD10,Power,IW,PK10 | Right angle fitting for use with LDPH10 and LD2P10 raceway, Off White, ABS, Length 3.18 in. | PC | 1 | 10 | 10 | 1 | 4.7
07498353077 | RAFX10WH-X | Fitting,RightAngle,LD10,Power,WH,PK10 | Right angle fitting for use with LDPH10 and LD2P10 raceway, White, ABS, Length 3.18 in. | PC | 1 | 10 | 10 | 1 | 4.7
07498352994 | RAFX3EI-X | Fitting,RightAngle,LD3,Power,EI,PK10 | Right angle fitting for use with LDPH3 and LDS3 raceway, Electric Ivory, ABS, Length 2.23 in. | PC | 1 | 10 | 10 | 1 | 4.04
07498352997 | RAFX3IW-X | Fitting,RightAngle,LD3,Power,IW,PK10 | Right angle fitting for use with LDPH3 and LDS3 raceway, Off White, ABS, Length 2.23 in. | PC | 1 | 10 | 10 | 1 | 4.04
07498352995 | RAFX3WH-X | Fitting,RightAngle,LD3,Power,WH,PK10 | Right angle fitting for use with LDPH3 and LDS3 raceway, White, ABS, Length 2.23 in. | PC | 1 | 10 | 10 | 1 | 4.04
07498352984 | RAFX5EI-X | Fitting,RightAngle,LD5,Power,EI,PK10 | Right angle fitting for use with LDPH5 and LDS5 raceway, Electric Ivory, ABS, Length 2.58 in. | PC | 1 | 10 | 10 | 1 | 4.32
07498352987 | RAFX5IW-X | Fitting,RightAngle,LD5,Power,IW,PK10 | Right angle fitting for use with LDPH5 and LDS5 raceway, Off White, ABS, Length 2.58 in. | PC | 1 | 10 | 10 | 1 | 4.32
07498352985 | RAFX5WH-X | Fitting,RightAngle,LD5,Power,WH,PK10 | Right angle fitting for use with LDPH5 and LDS5 raceway, White, ABS, Length 2.58 in. | PC | 1 | 10 | 10 | 1 | 4.32
07498332593 | RCSTR | CasterBracketKit,4post,BLK,EA | The Caster Bracket Kit allows the user to easily move R4P-style 4 post racks around on site. Black, 1pc. | PC | 1 | 1 | 1 | 1 | 872.02
61305657964 | RFA3KIT | Raised Floor Rack Anchor Kit, for raised | The Raised Floor Rack Anchor Kit allows the user to secure a 2 post or 4 post rack or cabinet to a rasied floor (up to 36" height) with threaded rod extended to anchor at the sub-floor. Steel, Silver | PC | 1 | 1 | 1 | 1 | 224.68
07498333270 | RFAKIT | RackFloorAttachmentKit,STL,PK4 | The Rack Anchor Kit allows the user to secure a 2 post or 4 post rack or cabinet to a concrete floor. Steel, Silver, 4pc. | PC | 1 | 1 | 1 | 1 | 28.12
07498310817 | RFG10X8SMY | RaisedFloorAirSealingGrommet-10"x8",EA | The Cool Boot® Raised Floor Air Sealing Grommet is designed for hot aisle/cold aisle environments in a data center where cables pass through a cutout in the raised floor. The grommet reduces bypass airflow improving the cooling of network equipment and pr | KT | 1 | 1 | 1 | 1 | 167.26
07498310811 | RFG10X8Y | Raised Floor Air Sealing Grommet-10"x8" | The Cool Boot® Raised Floor Air Sealing Grommet is designed for hot aisle/cold aisle environments in a data center where cables pass through a cutout in the raised floor. The grommet reduces bypass airflow improving the cooling of network equipment and pr | KT | 1 | 1 | 1 | 1 | 196.8
07498310822 | RFG12X4SMY | RaisedFloorAirSealingGrommet-12"x4",EA | The Cool Boot® Raised Floor Air Sealing Grommet is designed for hot aisle/cold aisle environments in a data center where cables pass through a cutout in the raised floor. The grommet reduces bypass airflow improving the cooling of network equipment and pr | KT | 1 | 1 | 1 | 1 | 153.32
07498310821 | RFG12X4Y | Raised Floor Air Sealing Grommet-12"x4" | Overall size of 12" x 4" (304.8mm x 101.6mm) allows for 10.2" x 2.2" (259.1mm x 55.9mm) capacity. | KT | 1 | 1 | 1 | 1 | 180.4
07498310818 | RFG12X8SMY | RaisedFloorAirSealingGrommet-12"x8",EA | The Cool Boot® Raised Floor Air Sealing Grommet is designed for hot aisle/cold aisle environments in a data center where cables pass through a cutout in the raised floor. The grommet reduces bypass airflow improving the cooling of network equipment and pr | KT | 1 | 10 | 1 | 1 | 181.18
07498310813 | RFG12X8Y | Raised Floor Air Sealing Grommet-12"x8" | The Cool Boot® Raised Floor Air Sealing Grommet is designed for hot aisle/cold aisle environments in a data center where cables pass through a cutout in the raised floor. The grommet reduces bypass airflow improving the cooling of network equipment and pr | KT | 1 | 1 | 1 | 1 | 213.18
07498310824 | RFG3DSMY | RaisedFloorAirSealingGrommet-3"dia,EA | Overall size of 4.8" (121.9mm) diameter allows for 2.7" (68.6mm) diameter capacity. Color: Navy Blue | KT | 1 | 1 | 1 | 1 | 76.66
07498310823 | RFG3DY | Raised Floor Air Sealing Grommet-3" dia | Overall size of 4.8" (121.9mm) diameter allows for 2.7" (68.6mm) diameter capacity. | KT | 1 | 1 | 1 | 1 | 90.2
07498310826 | RFG5DSMY | RaisedFloorAirSealingGrommet-5"dia,EA | Overall size of 6.8" (172.7mm) diameter allows for 4.7" (119.4mm) diameter capacity. Color: Navy Blue | KT | 1 | 1 | 1 | 1 | 95.82
07498310825 | RFG5DY | Raised Floor Air Sealing Grommet-5" dia | Overall size of 6.8" (172.7mm) diameter allows for 4.7" (119.4mm) diameter capacity. | KT | 1 | 10 | 1 | 1 | 112.74
07498310810 | RFG6X8Y | Raised Floor Air Sealing Grommet-6"x8" | The Cool Boot® Raised Floor Air Sealing Grommet is designed for hot aisle/cold aisle environments in a data center where cables pass through a cutout in the raised floor. The grommet reduces bypass airflow improving the cooling of network equipment and pr | KT | 1 | 20 | 1 | 1 | 172.46
07498310815 | RFG8X8SMY | RaisedFloorAirSealingGrommet-8"x8",EA | The Cool Boot® Raised Floor Air Sealing Grommet is designed for hot aisle/cold aisle environments in a data center where cables pass through a cutout in the raised floor. The grommet reduces bypass airflow improving the cooling of network equipment and pr | KT | 1 | 10 | 1 | 1 | 153.32
07498310812 | RFG8X8Y | Raised Floor Air Sealing Grommet-8"x8" | The Cool Boot® Raised Floor Air Sealing Grommet is designed for hot aisle/cold aisle environments in a data center where cables pass through a cutout in the raised floor. The grommet reduces bypass airflow improving the cooling of network equipment and pr | KT | 1 | 1 | 1 | 1 | 180.4
07498359729 | RFX103EI-X | Fitting,Reducer,LD3/LDPH3,Power,EI,PK10 | Reducer fitting for use with LD3, LDPH3, LD10 and LDPH10 raceway. For in-line terminations, use with CFX10, Electric Ivory, ABS, Length 1.25 in. | PC | 1 | 50 | 10 | 1 | 2.78
07498359730 | RFX103IW-X | Fitting,Reducer,LD3/LDPH3,Power,IW,PK10 | Reducer fitting for use with LD3, LDPH3, LD10 and LDPH10 raceway. For in-line terminations, use with CFX10, Off White, ABS, Length 1.25 in. | PC | 1 | 50 | 10 | 1 | 2.78
07498359732 | RFX103WH-X | Fitting,Reducer,LD3/LDPH3,Power,WH,PK10 | Reducer fitting for use with LD3, LDPH3, LD10 and LDPH10 raceway. For in-line terminations, use with CFX10, White, ABS, Length 1.25 in. | PC | 1 | 50 | 10 | 1 | 2.78
07498335400 | RJBX3510EI | Junction Box,Low V,RND,EI,1-gang,EA | Single gang two-piece screw together round outlet box. Box accepts UL/CSA devices not to exceed 10lbs. (5lbs. per CSA). For use with Pan-Way® LD profile raceway. Dia. = 5.48"D x 1.14"H (139.2mm x 29.0mm). Breakouts for 3/4" or 1" diameter conduit. | PC | 1 | 5 | 1 | 1 | 17.12
07498335402 | RJBX3510IW | Junction Box,Low V,RND,IW,1-gang,EA | Single gang two-piece screw together round outlet box. Box accepts UL/CSA devices not to exceed 10lbs. (5lbs. per CSA). For use with Pan-Way® LD profile raceway. Dia. = 5.48"D x 1.14"H (139.2mm x 29.0mm). Breakouts for 3/4" or 1" diameter conduit, Interna | PC | 1 | 5 | 1 | 1 | 16.28
07498335403 | RJBX3510WH | Junction Box,Low V,RND,WH,1-gang,EA | Single gang two-piece screw together round outlet box. Box accepts UL/CSA devices not to exceed 10lbs. (5lbs. per CSA). For use with Pan-Way® LD profile raceway. Dia. = 5.48"D x 1.14"H (139.2mm x 29.0mm). Breakouts for 3/4" or 1" diameter conduit, White. | PC | 1 | 5 | 1 | 1 | 16.28
07498364029 | RSB1A | StandoffBRKT,1RU,1.6"D,BLK,EA | The Panduit Standoff Bracket mounts horizontal managers off of rack equipment rails, lining up the front of the horizontal managers with the front of the vertical managers. Steel, 1 RU, Black, 1pc. | PC | 1 | 1 | 1 | 1 | 62.82
07498364030 | RSB1B | StandoffBRKT,1RU,2.9"D,BLK,EA | The Panduit Standoff Bracket mounts horizontal managers off of rack equipment rails, lining up the front of the horizontal managers with the front of the vertical managers. Steel, 1 RU, Black, 1pc. | PC | 1 | 1 | 1 | 1 | 68.84
07498364035 | RSB1C | StandoffBRKT,1RU,5.3"D,BLK,EA | The Panduit Standoff Bracket mounts horizontal managers off of rack equipment rails, lining up the front of the horizontal managers with the front of the vertical managers. Steel, 1 RU, Black, 1pc. | PC | 1 | 1 | 1 | 1 | 75.58
07498308180 | RSHLF | DeepMountRackShelf,4Post,19"x30",BLK,EA | The Rack Shelf is an accessory that is designed to support large networking equipment. It complements the 4-Post Rack System in Data Center and Enterprise Applications. The Adjustable Support Bracket allows for the Shelf to Mount to the Equipment Rails at | PC | 1 | 1 | 1 | 1 | 285.96
07498308188 | RSHLF23 | DeepMountRackShelf,4Post,19"x24",BLK,EA | The Panduit Deep Mount 4 Post Rack Shelf uses equipment mounting flanges to support large networking equipment. For use with R4P style 4 post racks. Steel, 1 RU, Black, 1pc, 23in deep. | PC | 1 | 1 | 1 | 1 | 271.64
07498308187 | RSHLF36 | DeepMountRackShelf,4Post,19"x36",BLK,EA | The Panduit Deep Mount 4 Post Rack Shelf uses equipment mounting flanges to support large networking equipment. For use with R4P style 4 post racks. Steel, 1 RU, Black, 1pc, 36in deep. | PC | 1 | 1 | 1 | 1 | 303.12
61305645452 | RSHLF36WH | 19" X 36" Rack Shelf for 4 Post rack, Wh | The Panduit Deep Mount 4 Post Rack Shelf uses equipment mounting flanges to support large networking equipment. For use with R4P style 4 post racks. Steel, 1 RU, White, 1pc, 36in deep. | PC | 1 | 1 | 1 | 1 | 303.12
61305679332 | RSHLFWH | 19" X 30" Rack Shelf for 4 Post Rack, Wh | The Rack Shelf is an accessory that is designed to support large networking equipment. It complements the 4-Post Rack System in Data Center and Enterprise Applications. The Adjustable Support Bracket allows for the Shelf to Mount to the Equipment Rails at | PC | 1 | 1 | 1 | 1 | 285.96
07498365465 | RTPSA-C | SP688 Modular Plug Housing, 100 pack | Modular plug housing for SP688**. | PC | 1 | 100 | 100 | 1 | 1.22
07498363389 | S1224-C | MountingScrews,12-24,0.5"Dia,BLK,PK100 | The #12-24 mounting screws secure equipment and accessories to #12-24 screw rails on 2 post racks, 4 post racks, and cabinets. They are steel, black, with a 0.42 inch (10.8mm) head diameter and 0.5 inch (12.7mm) thread length. Each package includes 100 pi | C | 100 | 100 | 100 | 1 | 27.84
07498383672 | S12SPSEW | 51 RU x 1200mm Enhanced Side Panel for N | 51 RU x 1200mm Enhanced Side Panel for Net-Access S-Type Cabinet, WH | PC | 1 | 1 | 1 | 1 | 945.02
07498358707 | S1DR | D-RingKit,FullLenPOUBrackets,1RU,BL,EA | 1 RU D-ring cable retainer, 80mm (3.1 ) x 40mm (1.5), bag of 8 pcs., attaches to S2BRK6/S2BRK12. Color: Black | PC | 1 | 5 | 1 | 1 | 70.32
07498358601 | S1LR | L-RingKit,FullLenPOUBrackets,1RU,BL,EA | 1 RU L-ring cable retainer, 60mm (2.2) x 100mm (3.8), bag of 8 pcs., attaches to S2BRK6/S2BRK12. Color: Black | PC | 1 | 5 | 1 | 1 | 52.32
61305632030 | S21SPD2B | Day2SdPnl,42RU,1070mmS-typeBL,EA | 42 RU x 1070mm Day Two Side Panel for Net-Access™ S-Type Cabinet. Color: Black | PC | 1 | 1 | 1 | 1 | 668.1
61305632018 | S21SPD2W | Day2SdPnl,42RU,1070mmS-typeWH,EA | 42 RU x 1070mm Day Two Side Panel for Net-Access™ S-Type Cabinet. Color: White | PC | 1 | 1 | 1 | 1 | 668.1
07498382010 | S21SPSE | 42RU,1070mm,EnSdPnl,S-Type,Cab,BL,EA | 42 RU x 1070mm enhanced Side Panel for Net-Access™ S-Type Cabinet. Color: Black | PC | 1 | 1 | 1 | 1 | 618.72
07498382016 | S21SPSEW | 42RU,1070mm,EnSdPnl,S-Type,Cab,WH,EA | 42 RU x 1070mm enhanced Side Panel for Net-Access™ S-Type Cabinet. Color: White | PC | 1 | 1 | 1 | 1 | 649.68
61305632022 | S22SPD2B | Day2SdPnl,42RU,1200mmS-typeBL,EA | 42 RU x 1200mm Day Two Side Panel for Net-Access™ S-Type Cabinet. Color: Black | PC | 1 | 1 | 1 | 1 | 769.74
61305632026 | S22SPD2W | Day2SdPnl,42RU,1200mmS-typeWH,EA | 42 RU x 1200mm Day Two Side Panel for Net-Access™ S-Type Cabinet. Color: White | PC | 1 | 1 | 1 | 1 | 769.74
07498382013 | S22SPSE | 42RU,1200mm,EnSdPnl,S-Type,Cab,BL,EA | 42 RU x 1200mm enhanced Side Panel for Net-Access™ S-Type Cabinet. Color: Black | PC | 1 | 1 | 1 | 1 | 731.26
07498382019 | S22SPSEW | 42RU,1200mm,EnSdPnl,S-Type,Cab,WH,EA | 42 RU x 1200mm enhanced Side Panel for Net-Access™ S-Type Cabinet. Color: White | PC | 1 | 1 | 1 | 1 | 767.8
07498367096 | S2BRK12 | S-Type,CblMgmt,Brkt12",FullLen,EA | Combination PDU/cable management bracket, 305mm (12) wide full length for 42 RU through 51 RU cabinet. Color: Black | PC | 1 | 1 | 1 | 1 | 393.76
07498367095 | S2BRK6 | S-Type,CblMgmt,Brkt6",FullLenBrkt,EA | The cable management bracket is designed for use on any Net-Access™ S-Type Cabinets. It is 6 inches wide and full length. It can be used for 42 RU through 51 RU cabinets. It is black. | PC | 1 | 1 | 1 | 1 | 253.12
07498367097 | S2DR | D-RingKit,FullLenPOUBrkts,2RU,BL,EA | 2 RU D-ring cable retainer, 80mm (3.1) x 80mm (3.1), bag of 8 pcs., attaches to S2BRK6/S2BRK12. Color: Black | PC | 1 | 5 | 1 | 1 | 70.32
07498395485 | S2EOR1BA1070B1 | End of Row Seal,S-Type,1070mm,BL,EA | Net-Access™ S-Type End of Row Seal 1070mm. Color: Black | PC | 1 | 1 | 1 | 1 | 283.5
07498395486 | S2EOR1CA1200B1 | End of Row Seal,S-Type,1200mm,BL,EA | Net-Access™ S-Type End of Row Seal 1200mm. Color: Black | PC | 1 | 2 | 1 | 1 | 313
07498395490 | S2EOR1CA1200W1 | S-Type Cabinet 1200mm End of Row Seal - | Net-Access™ S-Type End of Row Seal 1200mm for server cabinets. | PC | 1 | 2 | 1 | 1 | 328.7
07498367098 | S2LR | L-RingKit,FullLenPOUBrkts,2RU,BL,EA | 2 RU L-ring cable retainer, 85mm (3.4) x 100mm (3.8), bag of 8 pcs., attaches to S2BRK6/S2BRK12. Color: Black | PC | 1 | 5 | 1 | 1 | 52.32
07498348905 | S2RP | 42RU,VertPatching,0RU,QNEqpRls,BL,EA | 42 RU vertical patching (0 RU QuickNet) equipment rails for Net-Access™ S-Type Cabinets (600mm only). Color: Black | PC | 1 | 1 | 1 | 1 | 506.26
07498324544 | S4X4BL6NM | FD,Channel,SolidWall,4x4,BL,6Ft | Used to carry the cables throughout the Fiber-Duct Routing System. Accepts cover C4BL6. Cover sold separately. | FT | 1 | 30 | 6 | 1 | 16.78
07498370268 | S4X4YL6NM | FD,Channel,SolidWall,4x4,YL,6Ft | The FiberRunner® Solid Wall Channel is used in cable routing systems to carry the cables throughout the FiberRunner® Routing System. The 4 inch x 4 inch solid wall channel is 6 feet (1.8m) in length. The hinged cover is sold separately. | FT | 1 | 60 | 6 | 1 | 16.78
61305632015 | S51SPD2B | Day2SdPnl,45RU,1070mmS-typeBL,EA | 45 RU x 1070mm Day Two Side Panel for Net-Access™ S-Type Cabinet. Color: Black | PC | 1 | 1 | 1 | 1 | 710.52
61305632019 | S51SPD2W | Day2SdPnl,45RU,1070mmS-typeWH,EA | 45 RU x 1070mm Day Two Side Panel for Net-Access™ S-Type Cabinet. Color: White | PC | 1 | 1 | 1 | 1 | 710.52
07498382011 | S51SPSE | 45RU,1070mm,EnSdPnl,S-Type,Cab,BL,EA | 45 RU x 1070mm enhanced Side Panel for Net-Access™ S-Type Cabinet. Color: Black | PC | 1 | 1 | 1 | 1 | 675
07498382017 | S51SPSEW | 45RU,1070mm,EnSdPnl,S-Type,Cab,WH,EA | 45 RU x 1070mm enhanced Side Panel for Net-Access™ S-Type Cabinet. Color: White | PC | 1 | 1 | 1 | 1 | 708.74
61305632023 | S52SPD2B | Day2SdPnl,45RU,1200mmS-typeBL,EA | 45 RU x 1200mm Day Two Side Panel for Net-Access™ S-Type Cabinet. Color: Black | PC | 1 | 1 | 1 | 1 | 828.92
61305632027 | S52SPD2W | Day2SdPnl,45RU,1200mmS-typeWH,EA | 45 RU x 1200mm Day Two Side Panel for Net-Access™ S-Type Cabinet. Color: White | PC | 1 | 1 | 1 | 1 | 828.92
07498382014 | S52SPSE | 45RU,1200mm,EnSdPnl,S-Type,Cab,BL,EA | 45 RU x 1200mm enhanced Side Panel for Net-Access™ S-Type Cabinet. Color: Black | PC | 1 | 1 | 1 | 1 | 787.48
07498382020 | S52SPSEW | 45RU,1200mm,EnSdPnl,S-Type,Cab,WH,EA | 45 RU x 1200mm enhanced Side Panel for Net-Access™ S-Type Cabinet. Color: White | PC | 1 | 1 | 1 | 1 | 826.88
07498366921 | S6212B | 42RU,CAB,S-Type,600x1070mm,DSBC,BL,EA | The Net-Access™ S-Type Server Cabinet is a 42 RU, 600mm W x 1070mm D cabinet. The front door is single-hinged and perforated. It features split perforated rear doors that open in the middle to minimize door swing footprint. The S-Type cabinet has two soli | PC | 1 | 1 | 1 | 1 | 3450
07498334629 | S6212BF | 42RU,CAB,S-Type,600x1070mm,DSCMC,BL,EA | Net-Access™ S-Type Cabinet frame with top panel. Single hinge perforated front door. Split perforated rear doors open in the middle to minimize door swing footprint. Solid side panels (2), casters, POU brackets (1 set), cage nut rails (2 sets) and vertic | PC | 1 | 1 | 1 | 1 | 3974.42
61305636290 | S6212BU | 600mmW x 42 RU x 1070mmD S-Type Universa | The Net-Access™ S-Type Cabinet is a 42 RU, 600mm W x 1070mm D cabinet. It features a single hinge perforated front door and a split perforated rear door. It includes side panels, casters and is black. | PC | 1 | 1 | 1 | 1 | 3974.42
61305636295 | S6212WU | 600mmW x 42 RU x 1070mmD S-Type Universa | The Net-Access™ S-Type Cabinet is a 42 RU, 600mm W x 1070mm D cabinet. It features a single hinge perforated front door and a split perforated rear door. It includes side panels, casters and is white. | PC | 1 | 1 | 1 | 1 | 3974.42
07498366947 | S6222B | 42RU,600x1219,S-Type,D,S,POUBk,BL,EA | Net-Access™ S-Type Cabinet frame with top panel. Single hinge perforated front door. Split perforated rear doors open in the middle to minimize door swing footprint. Solid side panels (2), casters, POU brackets (1 set), cage nut rails (2 sets). Dimension | PC | 1 | 1 | 1 | 1 | 4054.88
61305636297 | S6222BU | 600mmW x 42 RU x 1200mmD S-Type Universa | The Net-Access™ S-Type Cabinet is a 42 RU, 600mm W x 1200mm D cabinet. It features a single hinge perforated front door and a split perforated rear door. It includes side panels, casters and is black. | PC | 1 | 1 | 1 | 1 | 4579.3
61305636299 | S6222WU | 600mmW x 42 RU x 1200mmD S-Type Universa | The Net-Access™ S-Type Cabinet is a 42 RU, 600mm W x 1200mm D cabinet. It features a single hinge perforated front door and a split perforated rear door. It includes side panels, casters and is white. | PC | 1 | 1 | 1 | 1 | 4579.3
07498397263 | S62SDB | 42RU,600mm,SpltDoor,S-Type,Cab,BL,EA | Split doors for 42 RU 600mm wide cabinet. Color: Black | PC | 1 | 1 | 1 | 1 | 717.18
07498397287 | S62SDW | 42RU,600mm,SpltDoor,S-Type,Cab,WH,EA | Split doors for 42 RU 600mm wide cabinet. Color: White | PC | 1 | 1 | 1 | 1 | 753.02
07498397277 | S62SHDB | 42RU,600mm,SglHngD,S-Type,Cab,BL,EA | Single hinge perforated door for 42 RU 600mm wide cabinet. Color: Black | PC | 1 | 1 | 1 | 1 | 717.18
07498397296 | S62SHDW | 42 RU 600mm Single Hinge Doors for S-Typ | Single hinge door for 42 RU 600mm wide cabinet. | PC | 1 | 1 | 1 | 1 | 753.02
07498367155 | S640C122HCD | 24RU CAB on a Shock Pallet,w/Ramp,EA | 24ru x 600mm Wide Dynamic Load-Rated Cabinet with Full Perforated Front Door, Split Perforated Rear Door, Side Panels, and casters on a Shock Pallet, w/ Ramp | PC | 1 | 1 | 1 | 1 | 4995.2
07498366945 | S6512B | 600mmWx1067mmDx45RU SType CAB,BL,EA | Net-Access™ S-Type Cabinet frame with top panel. Single hinge perforated front door. Split perforated rear doors open in the middle to minimize door swing footprint. Solid side panels (2), casters, POU brackets (1 set), cage nut rails (2 sets). Dimension | PC | 1 | 1 | 1 | 1 | 3951.04
07498334610 | S6512BF | 45RU,600x1070,S-Type,SHPD,SP,BL,EA | Net-Access™ S-Type Cabinet - 600mm x 45RU x 1070mm, front single hinge perf door, rear split perf door, (2) side panels, rear cable management, POU Brackets, casters, black. | PC | 1 | 1 | 1 | 1 | 4475.46
61305636301 | S6512BU | 600mmW x 45 RU x 1070mmD S-Type Universa | The Net-Access™ S-Type Cabinet is a 45 RU, 600mm W x 1070mm D cabinet. It features a single hinge perforated front door and a split perforated rear door. It includes side panels, casters and is black. | PC | 1 | 1 | 1 | 1 | 4475.46
07498395758 | S6512W | 45RU,600x1070,S-Type,D,S,POUBrkt,WH,EA | Net-Access™ S-Type Cabinet frame with top panel. Single hinge perforated front door. Split perforated rear doors open in the middle to minimize door swing footprint. Solid side panels (2), casters, POU brackets (1 set), cage nut rails (2 sets). Dimension | PC | 1 | 1 | 1 | 1 | 3951.04
61305636303 | S6512WU | 600mmW x 45 RU x 1070mmD S-Type Universa | The Net-Access™ S-Type Cabinet is a 45 RU, 600mm W x 1070mm D cabinet. It features a single hinge perforated front door and a split perforated rear door. It includes side panels, casters and is white. | PC | 1 | 1 | 1 | 1 | 4475.46
07498366950 | S6522B | 45RU,600x1219,SType,D,S,Casters,BL,EA | Net-Access™ S-Type Cabinet frame with top panel. Single hinge perforated front door. Split perforated rear doors open in the middle to minimize door swing footprint. Solid side panels (2), casters, POU brackets (1 set), cage nut rails (2 sets). Dimension | PC | 1 | 1 | 1 | 1 | 4535.18
07498334609 | S6522BF | 45RU,600x1219,S-Type,D,S,CM,BL,EA | The Net-Access™ S-Type Cabinet is a 45 RU, 600mm W x 1200mm D cabinet. It features a single hinge perforated front door and a split perforated rear door. It includes vertical cable management fingers, side panels, casters and is black. | PC | 1 | 1 | 1 | 1 | 5059.58
61305636318 | S6522BU | 600mmW x 45 RU x 1200mmD S-Type Universa | The Net-Access™ S-Type Cabinet is a 45 RU, 600mm W x 1200mm D cabinet. It features a single hinge perforated front door and a split perforated rear door. It includes side panels, casters and is black. | PC | 1 | 1 | 1 | 1 | 5059.58
61305636320 | S6522WU | 600mmW x 45 RU x 1200mmD S-Type Universa | The Net-Access™ S-Type Cabinet is a 45 RU, 600mm W x 1200mm D cabinet. It features a single hinge perforated front door and a split perforated rear door. It includes side panels, casters and is white. | PC | 1 | 1 | 1 | 1 | 5059.58
07498397265 | S65SDB | 45RU,600mm,SpltDoor,S-Type,Cab,BL,EA | Split doors for 45 RU 600mm wide cabinet. Color: Black | PC | 1 | 1 | 1 | 1 | 759.36
07498397288 | S65SDW | 45RU,600mm,SpltDoor,S-Type,Cab,WH,EA | Split doors for 45 RU 600mm wide cabinet. Color: White | PC | 1 | 1 | 1 | 1 | 797.32
07498397278 | S65SHDB | 45RU,600mm,SglHngD,S-Type,Cab,BL,EA | Single hinge perforated door for 45 RU 600mm wide cabinet. Color: Black | PC | 1 | 1 | 1 | 1 | 759.36
07498397297 | S65SHDW | 45 RU 600mm Single Hinge Doors for S-Typ | Single hinge door for 45 RU 600mm wide cabinet. | PC | 1 | 1 | 1 | 1 | 797.34
61305636334 | S6812BU | 600mmW x 48 RU x 1070mmD S-Type Universa | The Net-Access™ S-Type Cabinet is a 48 RU, 600mm W x 1070mm D cabinet. It features a single hinge perforated front door and a split perforated rear door. It includes side panels, casters and is black. | PC | 1 | 1 | 1 | 1 | 4942.74
61305636336 | S6812WU | 600mmW x 48 RU x 1070mmD S-Type Universa | The Net-Access™ S-Type Cabinet is a 48 RU, 600mm W x 1070mm D cabinet. It features a single hinge perforated front door and a split perforated rear door. It includes side panels, casters and is white. | PC | 1 | 1 | 1 | 1 | 4942.74
07498366948 | S6822B | 48RU,600x1219,SType,D,S,POUBk,BL,EA | The Net-Access™ S-Type Cabinet is a 48 RU, 600mm W x 1200mm D cabinet. It features a single hinge perforated front door and a split perforated rear door. It includes side panels, casters and is black. | PC | 1 | 1 | 1 | 1 | 4937.58
61305636350 | S6822BU | 600mmW x 48 RU x 1200mmD S-Type Universa | The Net-Access™ S-Type Server Cabinet is a 48 RU, 600mm W x 1200mm D cabinet. The front door is single-hinged. It features split perforated rear doors that open in the middle to minimize door swing footprint. This S-Type cabinet has vertically split hinge | PC | 1 | 1 | 1 | 1 | 5461.98
61305636352 | S6822WU | 600mmW x 48 RU x 1200mmD S-Type Universa | The Net-Access™ S-Type Server Cabinet is a 48 RU, 600mm W x 1200mm D cabinet. The front door is single-hinged. It features split perforated rear doors that open in the middle to minimize door swing footprint. This S-Type cabinet has vertically split hinge | PC | 1 | 1 | 1 | 1 | 5461.98
07498397266 | S68SDB | 48RU,600mm,SpltDoor,S-Type,Cab,BL,EA | Split doors for 48 RU 600mm wide cabinet. Color: Black | PC | 1 | 1 | 1 | 1 | 801.56
07498397289 | S68SDW | 48RU,600mm,SpltDoor,S-Type,Cab,WH,EA | Split doors for 48 RU 600mm wide cabinet. Color: White | PC | 1 | 1 | 1 | 1 | 841.6
07498397279 | S68SHDB | 48 RU 600mm Single Hinge Doors for S-typ | Single hinge perforated door for S-Type 48 RU 600mm wide cabinet. Color: Black | PC | 1 | 1 | 1 | 1 | 801.58
07498397298 | S68SHDW | 48 RU 600mm Single Hinge Doors for S-Typ | Single hinge perforated door for S-Type 48 RU 600mm wide cabinet. Color: White | PC | 1 | 1 | 1 | 1 | 841.64
07498369301 | S6VBPN | 600mm,S-Type,Cab,VertBlankPnl,BL,EA | Vertical blanking panel for 600mm cabinets. Color: Black | PC | 1 | 1 | 1 | 1 | 604.38
07498399600 | S7122WAB | 4-Compartment S-Type Colocation Cabinet | 4-Compartment S-Type Colocation Cabinet - 700 x 1200 x 51RU Cage Nut Equipment Rails, Casters Pre-Installed, Front and Rear Cable Management, Compartments Keyed Differently, Painted White | PC | 1 | 1 | 1 | 1 | 12849.38
07498376483 | S71SHDW | 700mm x 51RU Single Hinge Doors for S-Ty | 700mm x 51RU Single Hinge Doors for S-Type Cabinet - Painted White | PC | 1 | 1 | 1 | 1 | 974.48
07498366953 | S7212B | 42RU,700x1070,S-Type,D,S,POUBk,BL,EA | Net-Access™ S-Type Cabinet frame with top panel. Single hinge perforated front door. Split perforated rear doors open in the middle to minimize door swing footprint. Solid side panels (2), casters, POU brackets (1 set), cage nut rails (2 sets). Dimension | PC | 1 | 1 | 1 | 1 | 3995.2
07498308301 | S7212BAAP-001 | S Type Cabinet, 700mmx42rux1070mm,doors, | S Type Cabinet, 700mmx42rux1070mm,doors,panels,casters,noise abatement kit | PC | 1 | 1 | 1 | 1 | 8165.18
61305636305 | S7212BU | 700mmW x 42 RU x 1070mmD S-Type Universa | The Net-Access™ S-Type Cabinet is a 42 RU, 700mm W x 1070mm D cabinet. It features a single hinge perforated front door and a split perforated rear door. It includes side panels, casters and is black. | PC | 1 | 1 | 1 | 1 | 4519.6
61305636316 | S7212WU | 700mmW x 42 RU x 1070mmD S-Type Universa | The Net-Access™ S-Type Cabinet is a 42 RU, 700mm W x 1070mm D cabinet. It features a single hinge perforated front door and a split perforated rear door. It includes side panels, casters and is white. | PC | 1 | 1 | 1 | 1 | 4519.6
61305636315 | S7219BU | 700mmW x 42 RU x 1070mmD S-Type Universa | 700mmW x 42 RU x 1070mmD S-Type Universal, Doors, No Side Panels, CM, Casters, BL | PC | 1 | 1 | 1 | 1 | 3722.58
07498366961 | S7222B | 42RU,700x1219,STypeCAB,Sides,NoPath,EA | The Net-Access™ S-Type Server Cabinet is a 42 RU, 700mm W x 1200mm D cabinet. The front door is single-hinged and perforated. It features split perforated rear doors that open in the middle to minimize door swing footprint. This S-Type cabinet has two sol | PC | 1 | 1 | 1 | 1 | 4690.94
07498308055 | S7222BDHRSP | 42RU,700x1219,S-Type,Dynamic D,S,BL | Net-Access™ S-Type Dynamic Cabinet frame with top panel. Single hinge perforated front door. Perforated rear door. Solid side panels (2). Casters, POU brackets (2 set), cage nut rails (2 sets). Dynamic Pallet (1), Dynamic Pallet Ramp (1). Dimensions: 78. | PC | 1 | 1 | 1 | 1 | 12586.04
07498310117 | S7222BDHSP | 42RU,700x1200,S-Type,D,S,2PDU,C,BL,EA | Net-Access™ S-Type Dynamic Cabinet frame with top panel. Single hinge perforated front door. Perforated rear door. Solid side panels (2). Casters, POU brackets (2 set), cage nut rails (2 sets).Dynamic Pallet (1). Dimensions: 78.3H x 27.6W x 48.0D (2026mm | PC | 1 | 1 | 1 | 1 | 11218.5
61305636322 | S7222BU | 700mmW x 42 RU x 1200mmD S-Type Universa | The Net-Access™ S-Type Cabinet is a 42 RU, 700mm W x 1200mm D cabinet. It features a single hinge perforated front door and a split perforated rear door. It includes side panels, casters and is black. | PC | 1 | 1 | 1 | 1 | 5345.18
61305636324 | S7222WU | 700mmW x 42 RU x 1200mmD S-Type Universa | The Net-Access™ S-Type Cabinet is a 42 RU, 700mm W x 1200mm D cabinet. It features a single hinge perforated front door and a split perforated rear door. It includes side panels, casters and is white. | PC | 1 | 1 | 1 | 1 | 5345.18
07498310119 | S7229BDHRSP | 42RU,700x1200,D,2PDU,C,Ramp,BL,EA | Net-Access™ S-Type Dynamic Cabinet frame with top panel. Single hinge perforated front door. Perforated rear door. No side panels. Casters, POU brackets (2 set), cage nut rails (2 sets). Dynamic Pallet (1), Dynamic Pallet Ramp (1). Dimensions: 78.3H x 27 | PC | 1 | 1 | 1 | 1 | 12576.06
07498310120 | S7229BDHSP | 42RU,700x1200,D,2PDU,C,BL,EA | Net-Access™ S-Type Dynamic Cabinet frame with top panel. Single hinge perforated front door. Perforated rear door. No side panels. Casters, POU brackets (2 set), cage nut rails (2 sets). Dynamic Pallet (1). Dimensions: 78.3H x 27.6W x 48.0D (2026mm x 700 | PC | 1 | 1 | 1 | 1 | 10684.14
07498399576 | S7229BF | 700mm x 42RU x 1200mm Deep Net-Access Ca | 700mm x 42RU x 1200mm Deep Net-Access Cabinet with single front perforated door, split perforated rear doors, and no side Panels in Black | PC | 1 | 1 | 1 | 1 | 4202.88
61305636323 | S7229BU | 700mmW x 42 RU x 1200mmD S-Type Universa | 700mmW x 42 RU x 1200mmD S-Type Universal, Doors, No Side Panels, CM, Casters, BL | PC | 1 | 1 | 1 | 1 | 4332.68
07498397271 | S72SDB | 42RU,700mm,SpltDoor,S-Type,Cab,BL,EA | Split doors for 42 RU 700mm wide cabinet. Color: Black | PC | 1 | 1 | 1 | 1 | 801.58
07498397290 | S72SDW | 42RU,700mm,SpltDoor,S-Type,Cab,WH,EA | Split doors for 42 RU 700mm wide cabinet. Color: White | PC | 1 | 1 | 1 | 1 | 841.6
07498397280 | S72SHDB | 42RU,700mm,SglHngD,S-Type,Cab,BL,EA | Single hinge perforated door for 42 RU 700mm wide cabinet. Color: Black | PC | 1 | 1 | 1 | 1 | 801.58
07498397299 | S72SHDW | 42 RU 700mm Single Hinge Doors for S-Typ | Single hinge door for 42 RU 700mm wide cabinet. | PC | 1 | 1 | 1 | 1 | 841.64
07498366959 | S7512B | 700mmWx1067mmDx45RU SType CAB,BL,EA | Net-Access™ S-Type Cabinet frame with top panel. Single hinge perforated front door. Split perforated rear doors open in the middle to minimize door swing footprint. Solid side panels (2), casters, POU brackets (1 set), cage nut rails (2 sets). Dimension | PC | 1 | 1 | 1 | 1 | 4561.14
07498358419 | S7512BAAP-001 | S Type Cabinet, 700mmx45rux1070mm,doors, | S Type Cabinet, 700mmx45rux1070mm,doors,panels,casters,noise abatement kit | PC | 1 | 1 | 1 | 1 | 8418.74
07498397945 | S7512BF | 45RU,700x1070,S-Type,D,S,CM,BL,EA | Net-Access™ S-Type Cabinet frame with top panel. Single hinge perforated front door. Split perforated rear doors open in the middle to minimize door swing footprint. Solid side panels (2), casters, POU brackets (1 set), cage nut rails (2 sets). Cable Man | PC | 1 | 1 | 1 | 1 | 5085.56
61305636330 | S7512BU | 700mmW x 45 RU x 1070mmD S-Type Universa | 700mmW x 45 RU x 1070mmD S-Type Universal, Doors, Side Panels, CM, Casters, BL | PC | 1 | 1 | 1 | 1 | 5085.56
61305636332 | S7512WU | 700mmW x 45 RU x 1070mmD S-Type Universa | The Net-Access™ S-Type Cabinet is a 45 RU, 700mm W x 1070mm D cabinet. It features a single hinge perforated front door and a split perforated rear door. It includes side panels, casters and is white. | PC | 1 | 1 | 1 | 1 | 5085.56
07498366958 | S7519B | 45RU,700x1070,S-Type,D,NoS,POUBrkt,BL,EA | Net-Access™ S-Type Cabinet frame with top panel. Single hinge perforated front door. Split perforated rear doors open in the middle to minimize door swing footprint. Casters, POU brackets (1 set), cage nut rails (2 sets). Dimensions: 85.0H x 27.6W x 42.0 | PC | 1 | 1 | 1 | 1 | 3652.5
61305636331 | S7519BU | 700mmW x 45 RU x 1070mmD S-Type Universa | 700mmW x 45 RU x 1070mmD S-Type Universal, Doors, No Side Panels, CM, Casters, BL | PC | 1 | 1 | 1 | 1 | 4176.92
07498366965 | S7522B | 45RU,700x1219,S-Type,D,S,POUBrckt,BLK,EA | Net-Access™ S-Type Cabinet frame with top panel. Single hinge perforated front door. Split perforated rear doors open in the middle to minimize door swing footprint. Solid side panels (2), casters, POU brackets (1 set), cage nut rails (2 sets). Dimension | PC | 1 | 1 | 1 | 1 | 5249.1
07498322478 | S7522BF | 45RU,700x1219,S-Type,D,S,CM,BL,EA | The Net-Access™ S-Type Cabinet is a 45 RU, 700mm W x 1200mm D cabinet. It features a single hinge perforated front door and a split perforated rear door. It includes vertical cable management fingers, side panels, casters and is black. | PC | 1 | 1 | 1 | 1 | 5773.5
61305636338 | S7522BU | 700mmW x 45 RU x 1200mmD S-Type Universa | 700mmW x 45 RU x 1200mmD S-Type Universal, Doors, Side Panels, CM, Casters, BL | PC | 1 | 1 | 1 | 1 | 5825.44
07498395948 | S7522W | 45RU,700x1219,S-Type,D,S,POUBrkt,WH,EA | Net-Access™ S-Type Cabinet frame with top panel. Single hinge perforated front door. Split perforated rear doors open in the middle to minimize door swing footprint. Solid side panels (2), casters, POU brackets (1 set), cage nut rails (2 sets). Dimension | PC | 1 | 1 | 1 | 1 | 5249.1
61305636340 | S7522WU | 700mmW x 45 RU x 1200mmD S-Type Universa | The Net-Access™ S-Type Cabinet is a 45 RU, 700mm W x 1200mm D cabinet. It features a single hinge perforated front door and a split perforated rear door. It includes side panels, casters and is white. | PC | 1 | 1 | 1 | 1 | 5825.44
07498366964 | S7529B | 45RU,600x1219,STypeCAB,NoSide,Casters,EA | Net-Access™ S-Type Cabinet frame with top panel. Single hinge perforated front door. Split perforated rear doors open in the middle to minimize door swing footprint. Casters, POU brackets (1 set), cage nut rails (2 sets). Dimensions: 85.0H x 27.6W x 48.0 | PC | 1 | 1 | 1 | 1 | 4145.76
07498397272 | S75SDB | 45RU,700mm,SpltDoor,S-Type,Cab,BL,EA | Split doors for 45 RU 700mm wide cabinet. Color: Black | PC | 1 | 1 | 1 | 1 | 843.76
07498397291 | S75SDW | 45RU,700mm,SpltDoor,S-Type,Cab,WH,EA | Split doors for 45 RU 700mm wide cabinet. Color: White | PC | 1 | 1 | 1 | 1 | 885.92
07498397281 | S75SHDB | 45RU,700mm,SglHngD,S-Type,Cab,BL,EA | Single hinge perforated door for 45 RU 700mm wide cabinet. Color: Black | PC | 1 | 1 | 1 | 1 | 843.76
07498397300 | S75SHDW | 45 RU 700mm Single Hinge Doors for S-Typ | Single hinge door for 45 RU 700mm wide cabinet. | PC | 1 | 1 | 1 | 1 | 885.92
07498366957 | S7812B | 48RU,700x1070,S-Type,D,S,PDUBrckt,BLK,EA | The Net-Access™ S-Type Cabinet is a 48 RU, 700mm W x 1070mm D cabinet. It features a single hinge perforated front door and a split perforated rear door. It includes side panels, casters and is black. | PC | 1 | 1 | 1 | 1 | 5002.48
61305636354 | S7812BU | 700mmW x 48 RU x 1070mmD S-Type Universa | 700mmW x 48 RU x 1070mmD S-Type Universal, Doors, Side Panels, CM, Casters, BL | PC | 1 | 1 | 1 | 1 | 5526.9
61305636356 | S7812WU | 700mmW x 48 RU x 1070mmD S-Type Universa | The Net-Access™ S-Type Cabinet is a 48 RU, 700mm W x 1070mm D cabinet. It features a single hinge perforated front door and a split perforated rear door. It includes side panels, casters and is white. | PC | 1 | 1 | 1 | 1 | 5526.9
07498366963 | S7822B | 48RU,700x1219,S-Type,D,S,PDUBrckt,BLK,EA | Net-Access™ S-Type Cabinet frame with top panel. Single hinge perforated front door. Split perforated rear doors open in the middle to minimize door swing footprint. Solid side panels (2), casters, POU brackets (1 set), cage nut rails (2 sets). Dimension | PC | 1 | 1 | 1 | 1 | 5677.48
61305636358 | S7822BU | 700mmW x 48 RU x 1200mmD S-Type Universa | The Net-Access™ S-Type Cabinet is a 48 RU, 700mm W x 1200mm D cabinet. It features a single hinge perforated front door and a split perforated rear door. It includes side panels, casters and is black. | PC | 1 | 1 | 1 | 1 | 6201.88
61305636361 | S7822WU | 700mmW x 48 RU x 1200mmD S-Type Universa | The Net-Access™ S-Type Cabinet is a 48 RU, 700mm W x 1200mm D cabinet. It features a single hinge perforated front door and a split perforated rear door. It includes side panels, casters and is white. | PC | 1 | 1 | 1 | 1 | 6201.88
07498397273 | S78SDB | 48RU,700mm,SpltDoor,S-Type,Cab,BL,EA | Split doors for 48 RU 700mm wide cabinet. Color: Black | PC | 1 | 1 | 1 | 1 | 885.92
07498397292 | S78SDW | 48RU,700mm,SplitDoor,S-Type,WH,EA | Split doors for 48 RU 700mm wide cabinet. Color: White | PC | 1 | 1 | 1 | 1 | 930.22
07498397283 | S78SHDB | 48 RU 700mm Single Hinge Doors for S-typ | Single hinge perforated door for S-Type 48 RU 700mm wide cabinet. Color: Black | PC | 1 | 1 | 1 | 1 | 885.92
07498397301 | S78SHDW | 48 RU 700mm Single Hinge Doors for S-Typ | Single hinge perforated door for S-Type 48 RU 700mm wide cabinet. Color: White | PC | 1 | 1 | 1 | 1 | 930.22
07498372087 | S7TCFW | On-Cabinet Front Fascia and Mounting Bra | On-Cabinet Front Fascia and Mounting Brackets | PC | 1 | 1 | 1 | 1 | 390.9
07498372140 | S7TCSBW | 700mm Wide S-Type Top of Cabinet Seismic | 700mm Wide S-Type Top of Cabinet Seismic Mounting Ganging Brackets | PC | 1 | 1 | 1 | 1 | 644.04
07498364108 | S7VBPN | 700mm,S-Type,Cab,VertBlankPnl,BL,EA | Vertical blanking panel for 700mm cabinets. Color: Black | PC | 1 | 1 | 1 | 1 | 678.94
61305662462 | S7VBPNE | Net-Access 700mm S-Type Network Cabinet | Vertical Blanking Panel for 700mm cabinets compatible with CVPTB1X4 Cool Boots, 42-51RU, Black | PC | 1 | 1 | 1 | 1 | 730.16
07498397306 | S7VPPB | 0RU,VertPtchBrkt,S-Type,700mm,BL,EA | Vertical patching bracket for 700mm wide cabinets. Color: Black | PC | 1 | 10 | 1 | 1 | 112.5
61305632016 | S81SPD2B | Day2SdPnl,48RU,1070mmS-typeBL,EA | 48 RU x 1070mm Day Two Side Panel for Net-Access™ S-Type Cabinet. Color: Black | PC | 1 | 1 | 1 | 1 | 769.74
61305632020 | S81SPD2W | Day2SdPnl,48RU,1070mmS-typeWH,EA | 48 RU x 1070mm Day Two Side Panel for Net-Access™ S-Type Cabinet. Color: White | PC | 1 | 1 | 1 | 1 | 769.74
07498382012 | S81SPSE | 48RU,1070mm,EnSdPnl,S-Type,Cab,BL,EA | 48 RU x 1070mm enhanced Side Panel for Net-Access™ S-Type Cabinet. Color: Black | PC | 1 | 1 | 1 | 1 | 731.26
07498382018 | S81SPSEW | 48RU,1070mm,EnSdPnl,S-Type,Cab,WH,EA | 48 RU x 1070mm enhanced Side Panel for Net-Access™ S-Type Cabinet. Color: White | PC | 1 | 1 | 1 | 1 | 767.8
07498366967 | S8212B | 42RU,800x1070,S-Type,D,S,POUBk,BL,EA | The Net-Access™ S-Type Cabinet is a 42 RU, 800mm W x 1070mm D cabinet. It features a single hinge perforated front door and a split perforated rear door. It includes side panels, casters and is black. | PC | 1 | 1 | 1 | 1 | 4488.46
07498300498 | S8212BF | 42RU,800x1070,S-Type,D,S,CM,BL,EA | Net-Access™ S-Type Cabinet frame with top panel. Single hinge perforated front door. Split perforated rear doors open in the middle to minimize door swing footprint. Solid side panels (2), casters, POU brackets (1 set), cage nut rails (2 sets) and vertic | PC | 1 | 1 | 1 | 1 | 5012.88
61305636326 | S8212BU | 800mmW x 42 RU x 1070mmD S-Type Universa | The Net-Access™ S-Type Server Cabinet is a 42 RU, 800mm W x 1070mm D cabinet. The front door is single-hinged. It features split perforated rear doors that open in the middle to minimize door swing footprint. This S-Type cabinet has vertically split hinge | PC | 1 | 1 | 1 | 1 | 5012.88
61305636328 | S8212WU | 800mmW x 42 RU x 1070mmD S-Type Universa | The Net-Access™ S-Type Server Cabinet is a 42 RU, 800mm W x 1070mm D cabinet. The front door is single-hinged. It features split perforated rear doors that open in the middle to minimize door swing footprint. This S-Type cabinet has vertically split hinge | PC | 1 | 1 | 1 | 1 | 5012.88
07498366978 | S8222B | 42RU,800x1219,S-Type,D,S,POUBk,BL,EA | The Net-Access™ S-Type Cabinet is a 42 RU, 800mm W x 1200mm D cabinet. It features a single hinge perforated front door and a split perforated rear door. It includes side panels, casters and is black. | PC | 1 | 1 | 1 | 1 | 5093.32
61305636342 | S8222BU | 800mmW x 42 RU x 1200mmD S-Type Universa | The Net-Access™ S-Type Server Cabinet is a 42 RU, 800mm W x 1200mm D cabinet. The front door is single-hinged. It features split perforated rear doors that open in the middle to minimize door swing footprint. This S-Type cabinet has vertically split hinge | PC | 1 | 1 | 1 | 1 | 5617.76
61305636344 | S8222WU | 800mmW x 42 RU x 1200mmD S-Type Universa | The Net-Access™ S-Type Server Cabinet is a 42 RU, 800mm W x 1200mm D cabinet. The front door is single hinged. It features split perforated rear doors that open in the middle to minimize door swing footprint. This S-Type cabinet has vertically split hinge | PC | 1 | 1 | 1 | 1 | 5617.76
07498397284 | S82SHDB | 42RU,800mm,SglHngD,S-Type,Cab,BL,EA | Single hinge perforated door for 42 RU 800mm wide cabinet. Color: Black | PC | 1 | 1 | 1 | 1 | 885.92
07498397302 | S82SHDW | 42 RU 800mm Single Hinge Doors for S-Typ | Single hinge door for 42 RU 800mm wide cabinet. | PC | 1 | 1 | 1 | 1 | 930.22
61305632024 | S82SPD2B | Day2SdPnl,48RU,1200mmS-typeBL,EA | 48 RU x 1200mm Day Two Side Panel for Net-Access™ S-Type Cabinet. Color: Black | PC | 1 | 1 | 1 | 1 | 888.14
61305632028 | S82SPD2W | Day2SdPnl,48RU,1200mmS-typeWH,EA | 48 RU x 1200mm Day Two Side Panel for Net-Access™ S-Type Cabinet. Color: White | PC | 1 | 1 | 1 | 1 | 888.14
07498382015 | S82SPSE | 48RU,1200mm,EnSdPnl,S-Type,Cab,BL,EA | 48 RU x 1200mm enhanced Side Panel for Net-Access™ S-Type Cabinet. Color: Black | PC | 1 | 1 | 1 | 1 | 843.76
07498382021 | S82SPSEW | 48RU,1200mm,EnSdPnl,S-Type,Cab,WH,EA | 48 RU x 1200mm enhanced Side Panel for Net-Access™ S-Type Cabinet. Color: White | PC | 1 | 1 | 1 | 1 | 885.92
07498366971 | S8512B | 45RU,800x1070,S-Type,D,S,POUBk,BL,EA | Net-Access™ S-Type Cabinet frame with top panel. Single hinge perforated front door. Split perforated rear doors open in the middle to minimize door swing footprint. Solid side panels (2), casters, POU brackets (1 set), cage nut rails (2 sets). Dimension | PC | 1 | 1 | 1 | 1 | 5054.42
07498367012 | S8512BF | 45RU,800x1070,S-Type,D,S,CM,BL,EA | The Net-Access™ S-Type Server Cabinet is a 45 RU, 800mm W x 1070mm D cabinet. The front door is single hinged and perforated. It features split perforated rear doors that open in the middle to minimize door swing footprint. This S-Type cabinet has two sol | PC | 1 | 1 | 1 | 1 | 5578.82
61305636346 | S8512BU | 800mmW x 45 RU x 1070mmD S-Type Universa | The Net-Access™ S-Type Server Cabinet is a 45 RU, 800mm W x 1070mm D cabinet. The front door is single hinged. It features split perforated rear doors that open in the middle to minimize door swing footprint. This S-Type cabinet has vertically split hinge | PC | 1 | 1 | 1 | 1 | 5578.82
61305636348 | S8512WU | 800mmW x 45 RU x 1070mmD S-Type Universa | The Net-Access™ S-Type Server Cabinet is a 45 RU, 800mm W x 1070mm D cabinet. The front door is single hinged. It features split perforated rear doors that open in the middle to minimize door swing footprint. This S-Type cabinet has vertically split hinge | PC | 1 | 1 | 1 | 1 | 5578.82
07498366970 | S8519B | 45RU,800x1070,S-Type,D,NoS,Cst,BL,EA | Net-Access™ S-Type Cabinet frame with top panel. Single hinge perforated front door. Split perforated rear doors open in the middle to minimize door swing footprint. Casters, POU brackets (1 set), cage nut rails (2 sets). Dimensions: 85.0H x 31.5W x 42.0 | PC | 1 | 1 | 1 | 1 | 4145.76
07498367018 | S8519BF | 45RU,800x1070,S-Type,D,NoS,CM,BL,EA | Net-Access™ S-Type Cabinet frame with top panel. Single hinge perforated front door. Split perforated rear doors open in the middle to minimize door swing footprint. Casters, POU brackets (1 set), cage nut rails (2 sets). Cable Management Fingers (1 set) | PC | 1 | 1 | 1 | 1 | 4670.18
07498366982 | S8522B | 45RU,800x1200,S-Type,D,S,POUBrkt,BL,EA | The Net-Access™ S-Type Cabinet is a 45 RU, 800mm W x 1200mm D cabinet. It features a single hinge perforated front door and a split perforated rear door. It includes side panels, casters and is black. | PC | 1 | 1 | 1 | 1 | 5664.48
07498334570 | S8522BF | 45RU,800x1219,S-Type,D,S,CM,BL,EA | The Net-Access™ S-Type Cabinet is a 45 RU, 800mm W x 1200mm D cabinet. It features a single hinge perforated front door and a split perforated rear door. It includes vertical cable management fingers, side panels, casters and is black. | PC | 1 | 1 | 1 | 1 | 6188.88
07498307057 | S8522BPPABCAN19 | S-Type Network,800mmx45rux1200mm, Split | S-Type Network,800mmx45rux1200mm, Split doors, side panels, no casters, BL | PC | 1 | 1 | 1 | 1 | 5739.54
61305636363 | S8522BU | 800mmW x 45 RU x 1200mmD S-Type Universa | The Net-Access™ S-Type Server Cabinet is a 45 RU, 800mm W x 1200mm D cabinet. The front door is single-hinged. It features split perforated rear doors that open in the middle to minimize door swing footprint. This S-Type cabinet has vertically split hinge | PC | 1 | 1 | 1 | 1 | 6188.88
61305636365 | S8522WU | 800mmW x 45 RU x 1200mmD S-Type Universa | The Net-Access™ S-Type Server Cabinet is a 45 RU, 800mm W x 1200mm D cabinet. The front door is single-hinged. It features split perforated rear doors that open in the middle to minimize door swing footprint. This S-Type cabinet has vertically split hinge | PC | 1 | 1 | 1 | 1 | 6188.88
61305636364 | S8529BU | 800mmW x 45 RU x 1200mmD S-Type Universa | 800mmW x 45 RU x 1200mmD S-Type Universal, Doors, No Side Panels, CM, Casters, BL | PC | 1 | 1 | 1 | 1 | 5085.56
07498397285 | S85SHDB | 45RU,800mm,SglHngD,S-Type,Cab,BL,EA | Single hinge perforated door for 45 RU 800mm wide cabinet. Color: Black | PC | 1 | 1 | 1 | 1 | 928.12
07498397303 | S85SHDW | 45 RU 800mm Single Hinge Doors for S-Typ | Single hinge door for 45 RU 800mm wide cabinet. | PC | 1 | 1 | 1 | 1 | 974.54
07498366969 | S8812B | 48RU,800x1070,S-Type,D,S,POUBrckt,BLK,EA | Net-Access™ S-Type Cabinet frame with top panel. Single hinge perforated front door. Split perforated rear doors open in the middle to minimize door swing footprint. Solid side panels (2), casters, POU brackets (1 set), cage nut rails (2 sets). Dimension | PC | 1 | 1 | 1 | 1 | 5560.64
07498334569 | S8812BF | 48RU,800x1070,S-Type,D,S,CM,BL,EA | Net-Access™ S-Type Cabinet frame with top panel. Single hinge perforated front door. Split perforated rear doors open in the middle to minimize door swing footprint. Solid side panels (2), casters, POU brackets (1 set), cage nut rails (2 sets). Cable man | PC | 1 | 1 | 1 | 1 | 6085.04
61305636367 | S8812BU | 800mmW x 48 RU x 1070mmD S-Type Universa | The Net-Access™ S-Type Server Cabinet is a 48 RU, 800mm W x 1070mm D cabinet. The front door is single-hinged. It features split perforated rear doors that open in the middle to minimize door swing footprint. This S-Type cabinet has vertically split hinge | PC | 1 | 1 | 1 | 1 | 6085.04
61305636369 | S8812WU | 800mmW x 48 RU x 1070mmD S-Type Universa | The Net-Access™ S-Type Server Cabinet is a 48 RU, 800mm W x 1070mm D cabinet. The front door is single-hinged. It features split perforated rear doors that open in the middle to minimize door swing footprint. This S-Type cabinet has vertically split hinge | PC | 1 | 1 | 1 | 1 | 6085.04
07498366980 | S8822B | 48RU,800x1219,S-Type,D,S,POUBk,BL,EA | Net-Access™ S-Type Cabinet frame with top panel. Single hinge perforated front door. Split perforated rear doors open in the middle to minimize door swing footprint. Solid side panels (2), casters, POU brackets (1 set), cage nut rails (2 sets). Dimension | PC | 1 | 1 | 1 | 1 | 6105.82
07498334571 | S8822BF | 48RU,800x1219,S-Type,D,S,CM,BL,EA | Net-Access™ S-Type Cabinet frame with top panel. Single hinge perforated front door. Split perforated rear doors open in the middle to minimize door swing footprint. Solid side panels (2), casters, POU brackets (1 set), cage nut rails (2 sets). Cable man | PC | 1 | 1 | 1 | 1 | 6630.24
61305636371 | S8822BU | 800mmW x 48 RU x 1200mmD S-Type Universa | The Net-Access™ S-Type Server Cabinet is a 48 RU, 800mm W x 1200mm D cabinet. The front door is single-hinged. It features split perforated rear doors that open in the middle to minimize door swing footprint. This S-Type cabinet has vertically split hinge | PC | 1 | 1 | 1 | 1 | 6630.24
07498396410 | S8822W | 48RU,800x1219,S-Type,VEDRdy,D,S,WH,EA | Net-Access™ S-Type Cabinet frame with top panel. Single hinge perforated front door. Split perforated rear doors open in the middle to minimize door swing footprint. Solid side panels (2), casters, POU brackets (1 set), cage nut rails (2 sets). Dimension | PC | 1 | 1 | 1 | 1 | 6105.82
07498397286 | S88SHDB | 48 RU 800mm Single Hinge Doors for S-Typ | Single hinge perforated door for S-Type 48 RU 800mm wide cabinet. Color: Black | PC | 1 | 1 | 1 | 1 | 970.3
07498397304 | S88SHDW | 48 RU 800mm Single Hinge Doors for S-Typ | Single hinge perforated door for S-Type 48 RU 800mm wide cabinet. Color: White | PC | 1 | 1 | 1 | 1 | 1018.8
07498364109 | S8VBPN | 800mm,S-Type,Cab,VertBlankPnl,BL,EA | Vertical blanking panel for 800mm cabinets with 38.1mm (1.5) x 127mm (5) knockouts Color: Black | PC | 1 | 1 | 1 | 1 | 695.42
61305636266 | S8VBPNE | 800mm Net-Access Enhanced Air Dam For 42 | Enhanced Vertical Blanking Panel - S-Type 800mm W Cabinets | PC | 1 | 1 | 1 | 1 | 743.04
07498302499 | SAJPBU100BL | ZnCrd,Cat6A,FTPS,PLEM,J-P,BU,100ft | Category 6A, FTP, solid, plenum, blue cable with a Mini-Com® TX6™ PLUS Shielded Jack Module to TX6™ PLUS Shielded Modular Plug, Blue, 100 ft. | PC | 1 | 5 | 1 | 1 | 309.06
07498302481 | SAJPBU10BL | ZnCrd,Cat6A,FTPS,PLEM,J-P,BU,10ft | Category 6A, FTP, solid, plenum, blue cable with a Mini-Com® TX6™ PLUS Shielded Jack Module to TX6™ PLUS Shielded Modular Plug, Blue, 10 ft. | PC | 1 | 10 | 1 | 1 | 98.6
07498302500 | SAJPBU110BL | ZnCrd,Cat6A,FTPS,PLEM,J-P,BU,110ft | Category 6A, FTP, solid, plenum, blue cable with a Mini-Com® TX6™ PLUS Shielded Jack Module to TX6™ PLUS Shielded Modular Plug, Blue, 110 ft. | PC | 1 | 5 | 1 | 1 | 332.46
07498302501 | SAJPBU120BL | ZnCrd,Cat6A,FTPS,PLEM,J-P,BU,120ft | Category 6A, FTP, solid, plenum, blue cable with a Mini-Com® TX6™ PLUS Shielded Jack Module to TX6™ PLUS Shielded Modular Plug, Blue, 120 ft. | PC | 1 | 5 | 1 | 1 | 355.84
07498302502 | SAJPBU130BL | ZnCrd,Cat6A,FTPS,PLEM,J-P,BU,130ft | Category 6A, FTP, solid, plenum, blue cable with a Mini-Com® TX6™ PLUS Shielded Jack Module to TX6™ PLUS Shielded Modular Plug, Blue, 130 ft. | PC | 1 | 5 | 1 | 1 | 379.22
07498302503 | SAJPBU140BL | ZnCrd,Cat6A,FTPS,PLEM,J-P,BU,140ft | Category 6A, FTP, solid, plenum, blue cable with a Mini-Com® TX6™ PLUS Shielded Jack Module to TX6™ PLUS Shielded Modular Plug, Blue, 140 ft. | PC | 1 | 5 | 1 | 1 | 402.6
07498302504 | SAJPBU150BL | ZnCrd,Cat6A,FTPS,PLEM,J-P,BU,150ft | Category 6A, FTP, solid, plenum, blue cable with a Mini-Com® TX6™ PLUS Shielded Jack Module to TX6™ PLUS Shielded Modular Plug, Blue, 150 ft. | PC | 1 | 5 | 1 | 1 | 426.02
07498302482 | SAJPBU15BL | ZnCrd,Cat6A,FTPS,PLEM,J-P,BU,15ft | Category 6A, FTP, solid, plenum, blue cable with a Mini-Com® TX6™ PLUS Shielded Jack Module to TX6™ PLUS Shielded Modular Plug, Blue, 15 ft. | PC | 1 | 10 | 1 | 1 | 110.3
07498302483 | SAJPBU20BL | ZnCrd,Cat6A,FTPS,PLEM,J-P,BU,20ft | Category 6A, FTP, solid, plenum, blue cable with a Mini-Com® TX6™ PLUS Shielded Jack Module to TX6™ PLUS Shielded Modular Plug, Blue, 20 ft. | PC | 1 | 10 | 1 | 1 | 122
07498302484 | SAJPBU25BL | ZnCrd,Cat6A,FTPS,PLEM,J-P,BU,25ft | Category 6A, FTP, solid, plenum, blue cable with a Mini-Com® TX6™ PLUS Shielded Jack Module to TX6™ PLUS Shielded Modular Plug, Blue, 25 ft. | PC | 1 | 10 | 1 | 1 | 133.66
07498302485 | SAJPBU30BL | ZnCrd,Cat6A,FTPS,PLEM,J-P,BU,30ft | Category 6A, FTP, solid, plenum, blue cable with a Mini-Com® TX6™ PLUS Shielded Jack Module to TX6™ PLUS Shielded Modular Plug, Blue, 30 ft. | PC | 1 | 10 | 1 | 1 | 145.38
07498302486 | SAJPBU35BL | ZnCrd,Cat6A,FTPS,PLEM,J-P,BU,35ft | Category 6A, FTP, solid, plenum, blue cable with a Mini-Com® TX6™ PLUS Shielded Jack Module to TX6™ PLUS Shielded Modular Plug, Blue, 35 ft. | PC | 1 | 3 | 1 | 1 | 157.06
07498302487 | SAJPBU40BL | ZnCrd,Cat6A,FTPS,PLEM,J-P,BU,40ft | Category 6A, FTP, solid, plenum, blue cable with a Mini-Com® TX6™ PLUS Shielded Jack Module to TX6™ PLUS Shielded Modular Plug, Blue, 40 ft. | PC | 1 | 10 | 1 | 1 | 168.78
07498302488 | SAJPBU45BL | ZnCrd,Cat6A,FTPS,PLEM,J-P,BU,45ft | Category 6A, FTP, solid, plenum, blue cable with a Mini-Com® TX6™ PLUS Shielded Jack Module to TX6™ PLUS Shielded Modular Plug, Blue, 45 ft. | PC | 1 | 10 | 1 | 1 | 180.46
07498302489 | SAJPBU50BL | ZnCrd,Cat6A,FTPS,PLEM,J-P,BU,50ft | Category 6A, FTP, solid, plenum, blue cable with a Mini-Com® TX6™ PLUS Shielded Jack Module to TX6™ PLUS Shielded Modular Plug, Blue, 50 ft. | PC | 1 | 10 | 1 | 1 | 192.12
07498302490 | SAJPBU55BL | ZnCrd,Cat6A,FTPS,PLEM,J-P,BU,55ft | Category 6A, FTP, solid, plenum, blue cable with a Mini-Com® TX6™ PLUS Shielded Jack Module to TX6™ PLUS Shielded Modular Plug, Blue, 55 ft. | PC | 1 | 10 | 1 | 1 | 203.84
07498302491 | SAJPBU60BL | ZnCrd,Cat6A,FTPS,PLEM,J-P,BU,60ft | Category 6A, FTP, solid, plenum, blue cable with a Mini-Com® TX6™ PLUS Shielded Jack Module to TX6™ PLUS Shielded Modular Plug, Blue, 60 ft. | PC | 1 | 10 | 1 | 1 | 215.52
07498302492 | SAJPBU65BL | ZnCrd,Cat6A,FTPS,PLEM,J-P,BU,65ft | Category 6A, FTP, solid, plenum, blue cable with a Mini-Com® TX6™ PLUS Shielded Jack Module to TX6™ PLUS Shielded Modular Plug, Blue, 65 ft. | PC | 1 | 10 | 1 | 1 | 227.22
07498302493 | SAJPBU70BL | ZnCrd,Cat6A,FTPS,PLEM,J-P,BU,70ft | Category 6A, FTP, solid, plenum, blue cable with a Mini-Com® TX6™ PLUS Shielded Jack Module to TX6™ PLUS Shielded Modular Plug, Blue, 70 ft. | PC | 1 | 10 | 1 | 1 | 238.9
07498302494 | SAJPBU75BL | ZnCrd,Cat6A,FTPS,PLEM,J-P,BU,75ft | Category 6A, FTP, solid, plenum, blue cable with a Mini-Com® TX6™ PLUS Shielded Jack Module to TX6™ PLUS Shielded Modular Plug, Blue, 75 ft. | PC | 1 | 10 | 1 | 1 | 250.6
07498302495 | SAJPBU80BL | ZnCrd,Cat6A,FTPS,PLEM,J-P,BU,80ft | Category 6A, FTP, solid, plenum, blue cable with a Mini-Com® TX6™ PLUS Shielded Jack Module to TX6™ PLUS Shielded Modular Plug, Blue, 80 ft. | PC | 1 | 10 | 1 | 1 | 262.3
07498302496 | SAJPBU85BL | ZnCrd,Cat6A,FTPS,PLEM,J-P,BU,85ft | Category 6A, FTP, solid, plenum, blue cable with a Mini-Com® TX6™ PLUS Shielded Jack Module to TX6™ PLUS Shielded Modular Plug, Blue, 85 ft. | PC | 1 | 10 | 1 | 1 | 274
07498302497 | SAJPBU90BL | ZnCrd,Cat6A,FTPS,PLEM,J-P,BU,90ft | Category 6A, FTP, solid, plenum, blue cable with a Mini-Com® TX6™ PLUS Shielded Jack Module to TX6™ PLUS Shielded Modular Plug, Blue, 90 ft. | PC | 1 | 10 | 1 | 1 | 285.68
07498302498 | SAJPBU95BL | ZnCrd,Cat6A,FTPS,PLEM,J-P,BU,95ft | Category 6A, FTP, solid, plenum, blue cable with a Mini-Com® TX6™ PLUS Shielded Jack Module to TX6™ PLUS Shielded Modular Plug, Blue, 95 ft. | PC | 1 | 10 | 1 | 1 | 297.38
07498302523 | SAJRBU100BL | ZnCrd,Cat6A,FTPS,Risr,J-P,BU,100ft | Category 6A, FTP, solid, riser, blue cable with a Mini-Com® TX6™ PLUS Shielded Jack Modult to TX6™ PLUS Shielded Modular Plug, Blue, 100 ft. | PC | 1 | 5 | 1 | 1 | 170.88
07498302505 | SAJRBU10BL | ZnCrd,Cat6A,FTPS,Risr,J-P,BU,10ft | Category 6A, FTP, solid, riser, blue cable with a Mini-Com® TX6™ PLUS Shielded Jack Modult to TX6™ PLUS Shielded Modular Plug, Blue, 10 ft. | PC | 1 | 10 | 1 | 1 | 82
07498302524 | SAJRBU110BL | ZnCrd,Cat6A,FTPS,Risr,J-P,BU,110ft | Category 6A, FTP, solid, riser, blue cable with a Mini-Com® TX6™ PLUS Shielded Jack Modult to TX6™ PLUS Shielded Modular Plug, Blue, 110 ft. | PC | 1 | 5 | 1 | 1 | 180.74
07498302525 | SAJRBU120BL | ZnCrd,Cat6A,FTPS,Risr,J-P,BU,120ft | Category 6A, FTP, solid, riser, blue cable with a Mini-Com® TX6™ PLUS Shielded Jack Modult to TX6™ PLUS Shielded Modular Plug, Blue, 120 ft. | PC | 1 | 5 | 1 | 1 | 190.64
07498302526 | SAJRBU130BL | ZnCrd,Cat6A,FTPS,Risr,J-P,BU,130ft | Category 6A, FTP, solid, riser, blue cable with a Mini-Com® TX6™ PLUS Shielded Jack Modult to TX6™ PLUS Shielded Modular Plug, Blue, 130 ft. | PC | 1 | 5 | 1 | 1 | 200.5
07498302527 | SAJRBU140BL | ZnCrd,Cat6A,FTPS,Risr,J-P,BU,140ft | Category 6A, FTP, solid, riser, blue cable with a Mini-Com® TX6™ PLUS Shielded Jack Modult to TX6™ PLUS Shielded Modular Plug, Blue, 140 ft. | PC | 1 | 5 | 1 | 1 | 210.38
07498302528 | SAJRBU150BL | ZnCrd,Cat6A,FTPS,Risr,J-P,BU,150ft | Category 6A, FTP, solid, riser, blue cable with a Mini-Com® TX6™ PLUS Shielded Jack Modult to TX6™ PLUS Shielded Modular Plug, Blue, 150 ft. | PC | 1 | 5 | 1 | 1 | 220.24
07498302506 | SAJRBU15BL | ZnCrd,Cat6A,FTPS,Risr,J-P,BU,15ft | Category 6A, FTP, solid, riser, blue cable with a Mini-Com® TX6™ PLUS Shielded Jack Modult to TX6™ PLUS Shielded Modular Plug, Blue, 15 ft. | PC | 1 | 10 | 1 | 1 | 86.92
07498302507 | SAJRBU20BL | ZnCrd,Cat6A,FTPS,Risr,J-P,BU,20ft | Category 6A, FTP, solid, riser, blue cable with a Mini-Com® TX6™ PLUS Shielded Jack Modult to TX6™ PLUS Shielded Modular Plug, Blue, 20 ft. | PC | 1 | 10 | 1 | 1 | 91.88
07498302508 | SAJRBU25BL | ZnCrd,Cat6A,FTPS,Risr,J-P,BU,25ft | Category 6A, FTP, solid, riser, blue cable with a Mini-Com® TX6™ PLUS Shielded Jack Modult to TX6™ PLUS Shielded Modular Plug, Blue, 25 ft. | PC | 1 | 10 | 1 | 1 | 96.82
07498302509 | SAJRBU30BL | ZnCrd,Cat6A,FTPS,Risr,J-P,BU,30ft | Category 6A, FTP, solid, riser, blue cable with a Mini-Com® TX6™ PLUS Shielded Jack Modult to TX6™ PLUS Shielded Modular Plug, Blue, 30 ft. | PC | 1 | 10 | 1 | 1 | 101.76
07498302510 | SAJRBU35BL | ZnCrd,Cat6A,FTPS,Risr,J-P,BU,35ft | Category 6A, FTP, solid, riser, blue cable with a Mini-Com® TX6™ PLUS Shielded Jack Modult to TX6™ PLUS Shielded Modular Plug, Blue, 35 ft. | PC | 1 | 10 | 1 | 1 | 106.68
07498302511 | SAJRBU40BL | ZnCrd,Cat6A,FTPS,Risr,J-P,BU,40ft | Category 6A, FTP, solid, riser, blue cable with a Mini-Com® TX6™ PLUS Shielded Jack Modult to TX6™ PLUS Shielded Modular Plug, Blue, 40 ft. | PC | 1 | 10 | 1 | 1 | 111.62
07498302512 | SAJRBU45BL | ZnCrd,Cat6A,FTPS,Risr,J-P,BU,45ft | Category 6A, FTP, solid, riser, blue cable with a Mini-Com® TX6™ PLUS Shielded Jack Modult to TX6™ PLUS Shielded Modular Plug, Blue, 45 ft. | PC | 1 | 10 | 1 | 1 | 116.56
07498302513 | SAJRBU50BL | ZnCrd,Cat6A,FTPS,Risr,J-P,BU,50ft | Category 6A, FTP, solid, riser, blue cable with a Mini-Com® TX6™ PLUS Shielded Jack Modult to TX6™ PLUS Shielded Modular Plug, Blue, 50 ft. | PC | 1 | 10 | 1 | 1 | 121.5
07498302514 | SAJRBU55BL | ZnCrd,Cat6A,FTPS,Risr,J-P,BU,55ft | Category 6A, FTP, solid, riser, blue cable with a Mini-Com® TX6™ PLUS Shielded Jack Modult to TX6™ PLUS Shielded Modular Plug, Blue, 55 ft. | PC | 1 | 10 | 1 | 1 | 126.44
07498302515 | SAJRBU60BL | ZnCrd,Cat6A,FTPS,Risr,J-P,BU,60ft | Category 6A, FTP, solid, riser, blue cable with a Mini-Com® TX6™ PLUS Shielded Jack Modult to TX6™ PLUS Shielded Modular Plug, Blue, 60 ft. | PC | 1 | 10 | 1 | 1 | 131.38
07498302516 | SAJRBU65BL | ZnCrd,Cat6A,FTPS,Risr,J-P,BU,65ft | Category 6A, FTP, solid, riser, blue cable with a Mini-Com® TX6™ PLUS Shielded Jack Modult to TX6™ PLUS Shielded Modular Plug, Blue, 65 ft. | PC | 1 | 10 | 1 | 1 | 136.32
07498302517 | SAJRBU70BL | ZnCrd,Cat6A,FTPS,Risr,J-P,BU,70ft | Category 6A, FTP, solid, riser, blue cable with a Mini-Com® TX6™ PLUS Shielded Jack Modult to TX6™ PLUS Shielded Modular Plug, Blue, 70 ft. | PC | 1 | 10 | 1 | 1 | 141.24
07498302518 | SAJRBU75BL | ZnCrd,Cat6A,FTPS,Risr,J-P,BU,75ft | Category 6A, FTP, solid, riser, blue cable with a Mini-Com® TX6™ PLUS Shielded Jack Modult to TX6™ PLUS Shielded Modular Plug, Blue, 75 ft. | PC | 1 | 10 | 1 | 1 | 146.18
07498302519 | SAJRBU80BL | ZnCrd,Cat6A,FTPS,Risr,J-P,BU,80ft | Category 6A, FTP, solid, riser, blue cable with a Mini-Com® TX6™ PLUS Shielded Jack Modult to TX6™ PLUS Shielded Modular Plug, Blue, 80 ft. | PC | 1 | 10 | 1 | 1 | 151.12
07498302520 | SAJRBU85BL | ZnCrd,Cat6A,FTPS,Risr,J-P,BU,85ft | Category 6A, FTP, solid, riser, blue cable with a Mini-Com® TX6™ PLUS Shielded Jack Modult to TX6™ PLUS Shielded Modular Plug, Blue, 85 ft. | PC | 1 | 10 | 1 | 1 | 156.06
07498302521 | SAJRBU90BL | ZnCrd,Cat6A,FTPS,Risr,J-P,BU,90ft | Category 6A, FTP, solid, riser, blue cable with a Mini-Com® TX6™ PLUS Shielded Jack Modult to TX6™ PLUS Shielded Modular Plug, Blue, 90 ft. | PC | 1 | 10 | 1 | 1 | 160.98
07498302522 | SAJRBU95BL | ZnCrd,Cat6A,FTPS,Risr,J-P,BU,95ft | Category 6A, FTP, solid, riser, blue cable with a Mini-Com® TX6™ PLUS Shielded Jack Modult to TX6™ PLUS Shielded Modular Plug, Blue, 95 ft. | PC | 1 | 10 | 1 | 1 | 165.92
61305636574 | SAKOSHPD | S-TYPE CABINET OSHPD ANCHOR KIT | OSHPD Mounting Bracket - S Type Cabinets | PC | 1 | 1 | 1 | 1 | 481.06
07498308980 | SAPLWH4M | ZnCrd,Cat6A,FTPS,LSZH,P-P,WH,4M | Category 6A, FTP, solid, LSZH, white cable with TX6A™ 10Gig™ Shielded Modular Plugs on each end. | PC | 1 | 10 | 1 | 1 | 68.88
07498302385 | SAPPBU10 | ZnCrd,Cat6A,FTPS,PLEM,P-P,BU,10ft | Category 6A, FTP, solid, plenum, blue cable with TX6A™ 10Gig™ Shielded Modular Plugs on each end, 10 ft. | PC | 1 | 10 | 1 | 1 | 81.28
07498302403 | SAPPBU100 | ZnCrd,Cat6A,FTPS,PLEM,P-P,BU,100ft | Category 6A, FTP, solid, plenum, blue cable with TX6A™ 10Gig™ Shielded Modular Plugs on each end, 100 ft. | PC | 1 | 10 | 1 | 1 | 291.76
07498302404 | SAPPBU110 | ZnCrd,Cat6A,FTPS,PLEM,P-P,BU,110ft | Category 6A, FTP, solid, plenum, blue cable with TX6A™ 10Gig™ Shielded Modular Plugs on each end, 110 ft. | PC | 1 | 5 | 1 | 1 | 315.14
07498302405 | SAPPBU120 | ZnCrd,Cat6A,FTPS,PLEM,P-P,BU,120ft | Category 6A, FTP, solid, plenum, blue cable with TX6A™ 10Gig™ Shielded Modular Plugs on each end, 120 ft. | PC | 1 | 5 | 1 | 1 | 338.52
07498302406 | SAPPBU130 | ZnCrd,Cat6A,FTPS,PLEM,P-P,BU,130ft | Category 6A, FTP, solid, plenum, blue cable with TX6A™ 10Gig™ Shielded Modular Plugs on each end, 130 ft. | PC | 1 | 5 | 1 | 1 | 361.9
07498302407 | SAPPBU140 | ZnCrd,Cat6A,FTPS,PLEM,P-P,BU,140ft | Category 6A, FTP, solid, plenum, blue cable with TX6A™ 10Gig™ Shielded Modular Plugs on each end, 140 ft. | PC | 1 | 5 | 1 | 1 | 385.3
07498302386 | SAPPBU15 | ZnCrd,Cat6A,FTPS,PLEM,P-P,BU,15ft | Category 6A, FTP, solid, plenum, blue cable with TX6A™ 10Gig™ Shielded Modular Plugs on each end, 15 ft. | PC | 1 | 10 | 1 | 1 | 92.96
07498302408 | SAPPBU150 | ZnCrd,Cat6A,FTPS,PLEM,P-P,BU,150ft | Category 6A, FTP, solid, plenum, blue cable with TX6A™ 10Gig™ Shielded Modular Plugs on each end, 150 ft. | PC | 1 | 5 | 1 | 1 | 408.68
07498302387 | SAPPBU20 | ZnCrd,Cat6A,FTPS,PLEM,P-P,BU,20ft | Category 6A, FTP, solid, plenum, blue cable with TX6A™ 10Gig™ Shielded Modular Plugs on each end, 20 ft. | PC | 1 | 10 | 1 | 1 | 104.66
07498302388 | SAPPBU25 | ZnCrd,Cat6A,FTPS,PLEM,P-P,BU,25ft | Category 6A, FTP, solid, plenum, blue cable with TX6A™ 10Gig™ Shielded Modular Plugs on each end, 25 ft. | PC | 1 | 10 | 1 | 1 | 116.36
07498302389 | SAPPBU30 | ZnCrd,Cat6A,FTPS,PLEM,P-P,BU,30ft | Category 6A, FTP, solid, plenum, blue cable with TX6A™ 10Gig™ Shielded Modular Plugs on each end, 30 ft. | PC | 1 | 10 | 1 | 1 | 128.04
07498302390 | SAPPBU35 | ZnCrd,Cat6A,FTPS,PLEM,P-P,BU,35ft | Category 6A, FTP, solid, plenum, blue cable with TX6A™ 10Gig™ Shielded Modular Plugs on each end, 35 ft. | PC | 1 | 10 | 1 | 1 | 139.76
07498302391 | SAPPBU40 | ZnCrd,Cat6A,FTPS,PLEM,P-P,BU,40ft | Category 6A, FTP, solid, plenum, blue cable with TX6A™ 10Gig™ Shielded Modular Plugs on each end, 40 ft. | PC | 1 | 10 | 1 | 1 | 151.42
07498302392 | SAPPBU45 | ZnCrd,Cat6A,FTPS,PLEM,P-P,BU,45ft | Category 6A, FTP, solid, plenum, blue cable with TX6A™ 10Gig™ Shielded Modular Plugs on each end, 45 ft. | PC | 1 | 10 | 1 | 1 | 163.14
07498302393 | SAPPBU50 | ZnCrd,Cat6A,FTPS,PLEM,P-P,BU,50ft | Category 6A, FTP, solid, plenum, blue cable with TX6A™ 10Gig™ Shielded Modular Plugs on each end, 50 ft. | PC | 1 | 10 | 1 | 1 | 174.82
07498302394 | SAPPBU55 | ZnCrd,Cat6A,FTPS,PLEM,P-P,BU,55ft | Category 6A, FTP, solid, plenum, blue cable with TX6A™ 10Gig™ Shielded Modular Plugs on each end, 55 ft. | PC | 1 | 10 | 1 | 1 | 186.52
07498302395 | SAPPBU60 | ZnCrd,Cat6A,FTPS,PLEM,P-P,BU,60ft | Category 6A, FTP, solid, plenum, blue cable with TX6A™ 10Gig™ Shielded Modular Plugs on each end, 60 ft. | PC | 1 | 10 | 1 | 1 | 198.2
07498302396 | SAPPBU65 | ZnCrd,Cat6A,FTPS,PLEM,P-P,BU,65ft | Category 6A, FTP, solid, plenum, blue cable with TX6A™ 10Gig™ Shielded Modular Plugs on each end, 65 ft. | PC | 1 | 10 | 1 | 1 | 209.9
07498302397 | SAPPBU70 | ZnCrd,Cat6A,FTPS,PLEM,P-P,BU,70ft | Category 6A, FTP, solid, plenum, blue cable with TX6A™ 10Gig™ Shielded Modular Plugs on each end, 70 ft. | PC | 1 | 10 | 1 | 1 | 221.6
07498302398 | SAPPBU75 | ZnCrd,Cat6A,FTPS,PLEM,P-P,BU,75ft | Category 6A, FTP, solid, plenum, blue cable with TX6A™ 10Gig™ Shielded Modular Plugs on each end, 75 ft. | PC | 1 | 10 | 1 | 1 | 233.3
07498302399 | SAPPBU80 | ZnCrd,Cat6A,FTPS,PLEM,P-P,BU,80ft | Category 6A, FTP, solid, plenum, blue cable with TX6A™ 10Gig™ Shielded Modular Plugs on each end, 80 ft. | PC | 1 | 10 | 1 | 1 | 244.96
07498302400 | SAPPBU85 | ZnCrd,Cat6A,FTPS,PLEM,P-P,BU,85ft | Category 6A, FTP, solid, plenum, blue cable with TX6A™ 10Gig™ Shielded Modular Plugs on each end, 85 ft. | PC | 1 | 10 | 1 | 1 | 256.68
07498302401 | SAPPBU90 | ZnCrd,Cat6A,FTPS,PLEM,P-P,BU,90ft | Category 6A, FTP, solid, plenum, blue cable with TX6A™ 10Gig™ Shielded Modular Plugs on each end, 90 ft. | PC | 1 | 10 | 1 | 1 | 268.36
07498302402 | SAPPBU95 | ZnCrd,Cat6A,FTPS,PLEM,P-P,BU,95ft | Category 6A, FTP, solid, plenum, blue cable with TX6A™ 10Gig™ Shielded Modular Plugs on each end, 95 ft. | PC | 1 | 10 | 1 | 1 | 280.06
07498302409 | SAPRBU10 | ZnCrd,Cat6A,FTPS,Risr,P-P,BU,10ft | Category 6A, FTP, solid, riser, blue cable with TX6™ PLUS Shielded Modular Plugs on each end, Blue, 10 ft. | PC | 1 | 10 | 1 | 1 | 64.6
07498302427 | SAPRBU100 | ZnCrd,Cat6A,FTPS,Risr,P-P,BU,100ft | Category 6A, FTP, solid, riser, blue cable with TX6™ PLUS Shielded Modular Plugs on each end, Blue, 100 ft. | PC | 1 | 5 | 1 | 1 | 152.96
07498302428 | SAPRBU110 | ZnCrd,Cat6A,FTPS,Risr,P-P,BU,110ft | Category 6A, FTP, solid, riser, blue cable with TX6™ PLUS Shielded Modular Plugs on each end, Blue, 110 ft. | PC | 1 | 5 | 1 | 1 | 162.78
07498302429 | SAPRBU120 | ZnCrd,Cat6A,FTPS,Risr,P-P,BU,120ft | Category 6A, FTP, solid, riser, blue cable with TX6™ PLUS Shielded Modular Plugs on each end, Blue, 120 ft. | PC | 1 | 5 | 1 | 1 | 172.6
07498302430 | SAPRBU130 | ZnCrd,Cat6A,FTPS,Risr,P-P,BU,130ft | Category 6A, FTP, solid, riser, blue cable with TX6™ PLUS Shielded Modular Plugs on each end, Blue, 130 ft. | PC | 1 | 5 | 1 | 1 | 182.42
07498302431 | SAPRBU140 | ZnCrd,Cat6A,FTPS,Risr,P-P,BU,140ft | Category 6A, FTP, solid, riser, blue cable with TX6™ PLUS Shielded Modular Plugs on each end. | PC | 1 | 5 | 1 | 1 | 192.24
07498302410 | SAPRBU15 | ZnCrd,Cat6A,FTPS,Risr,P-P,BU,15ft | Category 6A, FTP, solid, riser, blue cable with TX6™ PLUS Shielded Modular Plugs on each end, Blue, 15 ft. | PC | 1 | 10 | 1 | 1 | 69.54
07498302432 | SAPRBU150 | ZnCrd,Cat6A,FTPS,Risr,P-P,BU,150ft | Category 6A, FTP, solid, riser, blue cable with TX6™ PLUS Shielded Modular Plugs on each end. | PC | 1 | 5 | 1 | 1 | 202.04
07498302411 | SAPRBU20 | ZnCrd,Cat6A,FTPS,Risr,P-P,BU,20ft | Category 6A, FTP, solid, riser, blue cable with TX6™ PLUS Shielded Modular Plugs on each end, Blue, 20 ft. | PC | 1 | 10 | 1 | 1 | 74.42
07498302412 | SAPRBU25 | ZnCrd,Cat6A,FTPS,Risr,P-P,BU,25ft | Category 6A, FTP, solid, riser, blue cable with TX6™ PLUS Shielded Modular Plugs on each end, Blue, 25 ft. | PC | 1 | 10 | 1 | 1 | 79.36
07498302413 | SAPRBU30 | ZnCrd,Cat6A,FTPS,Risr,P-P,BU,30ft | Category 6A, FTP, solid, riser, blue cable with TX6™ PLUS Shielded Modular Plugs on each end, Blue, 30 ft. | PC | 1 | 10 | 1 | 1 | 84.24
07498302414 | SAPRBU35 | ZnCrd,Cat6A,FTPS,Risr,P-P,BU,35ft | Category 6A, FTP, solid, riser, blue cable with TX6™ PLUS Shielded Modular Plugs on each end, Blue, 35 ft. | PC | 1 | 10 | 1 | 1 | 89.14
07498302415 | SAPRBU40 | ZnCrd,Cat6A,FTPS,Risr,P-P,BU,40ft | Category 6A, FTP, solid, riser, blue cable with TX6™ PLUS Shielded Modular Plugs on each end, Blue, 40 ft. | PC | 1 | 10 | 1 | 1 | 94.06
07498302416 | SAPRBU45 | ZnCrd,Cat6A,FTPS,Risr,P-P,BU,45ft | Category 6A, FTP, solid, riser, blue cable with TX6™ PLUS Shielded Modular Plugs on each end, Blue, 45 ft. | PC | 1 | 10 | 1 | 1 | 98.96
07498302417 | SAPRBU50 | ZnCrd,Cat6A,FTPS,Risr,P-P,BU,50ft | Category 6A, FTP, solid, riser, blue cable with TX6™ PLUS Shielded Modular Plugs on each end, Blue, 50 ft. | PC | 1 | 10 | 1 | 1 | 103.88
07498302418 | SAPRBU55 | ZnCrd,Cat6A,FTPS,Risr,P-P,BU,55ft | Category 6A, FTP, solid, riser, blue cable with TX6™ PLUS Shielded Modular Plugs on each end, Blue, 55 ft. | PC | 1 | 10 | 1 | 1 | 108.78
07498302419 | SAPRBU60 | ZnCrd,Cat6A,FTPS,Risr,P-P,BU,60ft | Category 6A, FTP, solid, riser, blue cable with TX6™ PLUS Shielded Modular Plugs on each end, Blue, 60 ft. | PC | 1 | 10 | 1 | 1 | 113.7
07498302420 | SAPRBU65 | ZnCrd,Cat6A,FTPS,Risr,P-P,BU,65ft | Category 6A, FTP, solid, riser, blue cable with TX6™ PLUS Shielded Modular Plugs on each end, Blue, 65 ft. | PC | 1 | 10 | 1 | 1 | 118.6
07498302421 | SAPRBU70 | ZnCrd,Cat6A,FTPS,Risr,P-P,BU,70ft | Category 6A, FTP, solid, riser, blue cable with TX6™ PLUS Shielded Modular Plugs on each end, Blue, 70 ft. | PC | 1 | 10 | 1 | 1 | 123.48
07498302422 | SAPRBU75 | ZnCrd,Cat6A,FTPS,Risr,P-P,BU,75ft | Category 6A, FTP, solid, riser, blue cable with TX6™ PLUS Shielded Modular Plugs on each end, Blue, 75 ft. | PC | 1 | 10 | 1 | 1 | 128.44
07498302423 | SAPRBU80 | ZnCrd,Cat6A,FTPS,Risr,P-P,BU,80ft | Category 6A, FTP, solid, riser, blue cable with TX6™ PLUS Shielded Modular Plugs on each end, Blue, 80 ft. | PC | 1 | 10 | 1 | 1 | 133.32
07498302424 | SAPRBU85 | ZnCrd,Cat6A,FTPS,Risr,P-P,BU,85ft | Category 6A, FTP, solid, riser, blue cable with TX6™ PLUS Shielded Modular Plugs on each end, Blue, 85 ft. | PC | 1 | 10 | 1 | 1 | 138.26
07498302425 | SAPRBU90 | ZnCrd,Cat6A,FTPS,Risr,P-P,BU,90ft | Category 6A, FTP, solid, riser, blue cable with TX6™ PLUS Shielded Modular Plugs on each end, Blue, 90 ft. | PC | 1 | 10 | 1 | 1 | 143.14
07498302426 | SAPRBU95 | ZnCrd,Cat6A,FTPS,Risr,P-P,BU,95ft | Category 6A, FTP, solid, riser, blue cable with TX6™ PLUS Shielded Modular Plugs on each end, Blue, 95 ft. | PC | 1 | 10 | 1 | 1 | 148.08
61305617337 | SCREWM6-C | MountingScrews,M6,0.4"Dia,BLK,PK100 | M6 Panduit Mounting Screws secure M6 equipment rails on 2 post racks, 4 post racks and cabinets. Steel, Black, 0.4 Head Diameter (10mm), 100pc. | C | 100 | 100 | 100 | 1 | 35.8
07498367116 | SCSTR4 | S-Type,Cabinet,Casters,Server,BL,EA | Caster kit. 2 fixed casters for front of cabinet, 2 swivel casters for rear of cabinet, and 16 screws. Casters add 24mm (1) to height of cabinet. Color: Black | PC | 1 | 1 | 1 | 1 | 561.6
61305665109 | SDLOCK-002 | Net-Access Cabinet Door Lock, Unique Key | Swing handle lock for single hinged and split doors with different key than supplied on standard cabinets | PC | 1 | 10 | 1 | 1 | 192.84
61305664965 | SDLOCK-003 | Net-Access Cabinet Door Lock, Unique Key | Swing handle lock for single hinged and split doors with different key than supplied on standard cabinets | PC | 1 | 10 | 1 | 1 | 192.84
61305664966 | SDLOCK-004 | Net-Access Cabinet Door Lock, Unique Key | Swing handle lock for single hinged and split doors with different key than supplied on standard cabinets | PC | 1 | 10 | 1 | 1 | 192.84
61305664967 | SDLOCK-005 | Net-Access Cabinet Door Lock, Unique Key | Swing handle lock for single hinged and split doors with different key than supplied on standard cabinets | PC | 1 | 10 | 1 | 1 | 192.84
61305664968 | SDLOCK-006 | Net-Access Cabinet Door Lock, Unique Key | Swing handle lock for single hinged and split doors with different key than supplied on standard cabinets | PC | 1 | 10 | 1 | 1 | 192.84
61305664969 | SDLOCK-007 | Net-Access Cabinet Door Lock, Unique Key | Swing handle lock for single hinged and split doors with different key than supplied on standard cabinets | PC | 1 | 10 | 1 | 1 | 192.84
61305664970 | SDLOCK-008 | Net-Access Cabinet Door Lock, Unique Key | Swing handle lock for single hinged and split doors with different key than supplied on standard cabinets | PC | 1 | 10 | 1 | 1 | 192.84
61305664971 | SDLOCK-009 | Net-Access Cabinet Door Lock, Unique Key | Swing handle lock for single hinged and split doors with different key than supplied on standard cabinets | PC | 1 | 10 | 1 | 1 | 192.84
61305664972 | SDLOCK-010 | Net-Access Cabinet Door Lock, Unique Key | Swing handle lock for single hinged and split doors with different key than supplied on standard cabinets | PC | 1 | 10 | 1 | 1 | 192.84
61305664973 | SDLOCK-011 | Net-Access Cabinet Door Lock, Unique Key | Swing handle lock for single hinged and split doors with different key than supplied on standard cabinets | PC | 1 | 10 | 1 | 1 | 192.84
61305664974 | SDLOCK-012 | Net-Access Cabinet Door Lock, Unique Key | Swing handle lock for single hinged and split doors with different key than supplied on standard cabinets | PC | 1 | 10 | 1 | 1 | 192.84
61305664975 | SDLOCK-013 | Net-Access Cabinet Door Lock, Unique Key | Swing handle lock for single hinged and split doors with different key than supplied on standard cabinets | PC | 1 | 10 | 1 | 1 | 192.84
61305664976 | SDLOCK-014 | Net-Access Cabinet Door Lock, Unique Key | Swing handle lock for single hinged and split doors with different key than supplied on standard cabinets | PC | 1 | 10 | 1 | 1 | 192.84
61305664977 | SDLOCK-015 | Net-Access Cabinet Door Lock, Unique Key | Swing handle lock for single hinged and split doors with different key than supplied on standard cabinets | PC | 1 | 10 | 1 | 1 | 192.84
61305664978 | SDLOCK-016 | Net-Access Cabinet Door Lock, Unique Key | Swing handle lock for single hinged and split doors with different key than supplied on standard cabinets | PC | 1 | 10 | 1 | 1 | 192.84
61305664979 | SDLOCK-017 | Net-Access Cabinet Door Lock, Unique Key | Swing handle lock for single hinged and split doors with different key than supplied on standard cabinets | PC | 1 | 10 | 1 | 1 | 192.84
61305664980 | SDLOCK-018 | Net-Access Cabinet Door Lock, Unique Key | Swing handle lock for single hinged and split doors with different key than supplied on standard cabinets | PC | 1 | 10 | 1 | 1 | 192.84
61305664981 | SDLOCK-019 | Net-Access Cabinet Door Lock, Unique Key | Swing handle lock for single hinged and split doors with different key than supplied on standard cabinets | PC | 1 | 10 | 1 | 1 | 192.84
61305664982 | SDLOCK-020 | Net-Access Cabinet Door Lock, Unique Key | Swing handle lock for single hinged and split doors with different key than supplied on standard cabinets | PC | 1 | 10 | 1 | 1 | 192.84
61305664983 | SDLOCK-021 | Net-Access Cabinet Door Lock, Unique Key | Swing handle lock for single hinged and split doors with different key than supplied on standard cabinets | PC | 1 | 10 | 1 | 1 | 192.84
61305664984 | SDLOCK-022 | Net-Access Cabinet Door Lock, Unique Key | Swing handle lock for single hinged and split doors with different key than supplied on standard cabinets | PC | 1 | 10 | 1 | 1 | 192.84
61305664985 | SDLOCK-023 | Net-Access Cabinet Door Lock, Unique Key | Swing handle lock for single hinged and split doors with different key than supplied on standard cabinets | PC | 1 | 10 | 1 | 1 | 192.84
61305664987 | SDLOCK-024 | Net-Access Cabinet Door Lock, Unique Key | Swing handle lock for single hinged and split doors with different key than supplied on standard cabinets | PC | 1 | 10 | 1 | 1 | 192.84
61305664986 | SDLOCK-025 | Net-Access Cabinet Door Lock, Unique Key | Swing handle lock for single hinged and split doors with different key than supplied on standard cabinets | PC | 1 | 10 | 1 | 1 | 192.84
07498353093 | SGPT | 28/30 AWG Modular PlugTerm.Tool,EA | 28/30 AWG modular plug termination tool. | PC | 1 | 10 | 1 | 1 | 7.62
61305673720 | SKMKEY | SmartKeeper Master Key | The SmartKeeper Master Key is used to access or unlock the line of SmartKeeper blockout devices. One key for multiple devices such as RJ45, USBA or USBC. | PC | 1 | 1 | 1 | 1 | 122.24
61305673718 | SKRJ45RD-X | SmartKeeper RJ45 blockout device, red | The SmartKeeper RJ45 blockout device will block RJ45 openings to limit or prevent unauthorized access. It can also protect the port from dust and debris or from damage by a foreign object. It can only be removed with SmartKeeper Master Key. The device is | PC | 1 | 10 | 10 | 1 | 7.8
61305673717 | SKUSBA-V | SmartKeeper USB type A block out device | The SmartKeeper USB Type A blockout device will protect USBA openings to limit or prevent unauthorized access by adding a physical layer. It can also protect the port from dust and debris or from damage by a foreign object. It can only be removed with Sma | PC | 1 | 5 | 5 | 1 | 8.2
61305673719 | SKUSBC | SmartKeeper USB type C block out device | The SmartKeeper USB Type C blockout device will protect USBC openings to limit or prevent unauthorized access by adding a physical layer. It can also protect the port from dust and debris or from damage by a foreign object. It can only be removed with Sma | PC | 1 | 1 | 1 | 1 | 44.96
07498310137 | SMB-KIT | Server Cabinet Floor Mounting Bracket Ki | Server Cabinet Floor Mounting Bracket Kit | PC | 1 | 1 | 1 | 1 | 223.54
07498341069 | SN1070CREC | IntglCab,TopCblRoutEndCap,1070mm,BL,EA | End of row cap kit for integral cabinet top cable routing system. Includes brackets and screws for 1070mm deep cabinet. Color: Black | PC | 1 | 1 | 1 | 1 | 351.44
07498396111 | SN1070CRECW | End Cap for 1070mm CabRunner WHITE | End Cap for 1070mm CabRunner WHITE | PC | 1 | 1 | 1 | 1 | 369.02
61305623493 | SN11F | 51 RU Cabinet Finger Kit, Short | Finger Kit, 100mm (3.9) depth that attaches to posts on51 RU cabinets. Color: Black | PC | 1 | 5 | 1 | 1 | 551.22
07498341094 | SN1200CREC | IntglCab,TopCblRoutEndCap,1219mm,BL,EA | End of row cap kit for integral cabinet top cable routing system. Includes brackets and screws for 1200mm deep cabinet. Color: Black | PC | 1 | 1 | 1 | 1 | 384.88
07498396112 | SN1200CRECW | End Cap for 1200mm CabRunner WHITE | End Cap for 1200mm CabRunner WHITE | PC | 1 | 1 | 1 | 1 | 404.8
07498341100 | SN1200VCREC | IntglCab,TopCblRoutEndCap,1219mm,V,BL,EA | End of row cap kit for integral cabinet top cable routing system. Includes brackets and screws for 1200mm deep VED cabinet. Color: Black | PC | 1 | 1 | 1 | 1 | 368.16
07498396119 | SN1200VCRECW | End Cap for 1200mm VED CabRunner WHITE | End Cap for 1200mm VED CabRunner WHITE | PC | 1 | 5 | 1 | 1 | 386.58
07498367102 | SN15F | 42and45RU,FingKit,1070mm,BL,EA | The cable management finger kit is designed to be used in any 42 RU or 45 RU, S-Type or N-Type cabinet. It is 14.1" H x 4.9" W x 4.9" D and is black. | PC | 1 | 5 | 1 | 1 | 551.22
61305602551 | SN18F | 48RU,Cable Management Finger Kit,EA | Finger Kit, 100mm (3.9) depth that attaches to posts on 48 RU cabinets. Color: Black | PC | 1 | 5 | 1 | 1 | 551.22
61305623617 | SN1RC | Type S and N 51 RU Rear Cage Nut Equipme | N Style and S Style cabinets. (42, 45, 48, or 51) RU cage nut equipment rails for Net-Access™ N-Type and S-Type Cabinets, sold in pairs. Use the RU per the correct part number. SN2RC (42ru), SN5RC (45ru), SN8RC (48RU) and SN1RC (51ru) | PC | 1 | 1 | 1 | 1 | 604.7
07498367103 | SN25F | 42and45RU,FingKit,1200mm,BL,EA | The cable management finger kit is designed to be used in any 42 RU or 45 RU, S-Type or N-Type cabinet. It is 14.1" H by 6.8" W by 6.8" D and is black. | PC | 1 | 5 | 1 | 1 | 551.22
61305602577 | SN28F | 48 RU Cable Management Finger Kit ,EA | Finger Kit, 150mm (5.9) depth that attaches to posts on 48 RU cabinets. Color: Black | PC | 1 | 5 | 1 | 1 | 551.22
07498387863 | SN2RC | TypeSandN42RU,CgNutEqpMtgRls,EA | N Style and S Style cabinets. (42, 45, 48, or 51) RU cage nut equipment rails for Net-Access™ N-Type and S-Type Cabinets, sold in pairs. Use the RU per the correct part number. SN2RC (42ru), SN5RC (45ru), SN8RC (48RU) and SN1RC (51ru) | PC | 1 | 1 | 1 | 1 | 464.08
07498387864 | SN5RC | TypeSandN45RU,CgNutEqpMtgRls,EA | N Style and S Style cabinets. (42, 45, 48, or 51) RU cage nut equipment rails for Net-Access™ N-Type and S-Type Cabinets, sold in pairs. Use the RU per the correct part number. SN2RC (42ru), SN5RC (45ru), SN8RC (48RU) and SN1RC (51ru) | PC | 1 | 1 | 1 | 1 | 506.26
07498364177 | SN7TCDW | DividerWall,600mm,700mm,S-Type,BL,EA | Divider wall with screws for integral cabinet top cable routing system to enhance cable management. For 600mm and 700 mm wide cabinets. Color: Black | PC | 1 | 1 | 1 | 1 | 104.92
07498321907 | SN7TCDWW | Integral Cabinet Top Cable Routing Syste | Integral Cabinet Top Cable Routing System Divider Wall for 700mm W N and S-Type Cabinets, WH | PC | 1 | 1 | 1 | 1 | 110.2
61305630889 | SN7VCM | Vertical Cable Management bracket; for N | Vertical Cable Management Bracket, S-Type 700mm Wide Cabinets | PC | 1 | 1 | 1 | 1 | 473.24
07498337704 | SN82SDB | 42RU,800mm,SpltDoor,N-Type,BL,EA | Split doors for 42 RU 800mm wide cabinet. Color: Black | PC | 1 | 1 | 1 | 1 | 885.86
07498337707 | SN82SDW | 42 RU 800mm Split Doors for N-Type or S- | 42 RU 800mm Wide Net-Access™ N-Type or S-Type Cabinet Split Door. | PC | 1 | 1 | 1 | 1 | 885.86
07498337705 | SN85SDB | 45RU,800mm,SpltDoor,N-Type,BL,EA | Split doors for 45 RU 800mm wide cabinet. Color: Black | PC | 1 | 1 | 1 | 1 | 924.08
07498337708 | SN85SDW | 45RU,800mm,SpltDoor,N-Type,WH,EA | Split doors for 45 RU 800mm wide cabinet. Color: White | PC | 1 | 1 | 1 | 1 | 974.52
07498380875 | SN85SSHDB | 45RU,800mm,SRearDoor,NandS-Type,BL,EA | Solid rear door for 45 RU 800mm wide S-Type Cabinet. Color: Black | PC | 1 | 1 | 1 | 1 | 928.12
07498337706 | SN88SDB | 48RU,800mm,SpltDoor,N-Type,BL,EA | Split doors for 48 RU 800mm wide cabinet. Color: Black | PC | 1 | 1 | 1 | 1 | 962.22
07498337709 | SN88SDW | 48RU,800mm,SpltDoor,N-Type,WH,EA | Split doors for 48 RU 800mm wide cabinet. Color: White | PC | 1 | 1 | 1 | 1 | 1018.78
07498360961 | SN88SSHDB | 48RU,800mm,SglHngSRearDoor,S-Type,BL,EA | Solid rear door for 48 RU 800mm wide S-Type Cabinet. Color: Black | PC | 1 | 1 | 1 | 1 | 970.3
61305631950 | SN8FBB | FRONT TO BACK CABLE MANAGER, BLACK ,EA | Front to Back Cable Management Bracket, 800mm W Cabinets. | PC | 1 | 1 | 1 | 1 | 162.26
61305631951 | SN8FBBW | FRONT TO BACK CABLE MANAGER - white |  | PC | 1 | 1 | 1 | 1 | 162.26
07498387865 | SN8RC | TypeSandN,48RU,CgNutEqpMtgRls,EA | N Style and S Style cabinets.(42, 45, 48, or 51) RU cage nut equipment rails for Net-Access™ N-Type and S-Type Cabinets, sold in pairs. Use the RU per the correct part number. SN2RC (42ru), SN5RC (45ru), SN8RC (48RU) and SN1RC (51ru) | PC | 1 | 1 | 1 | 1 | 548.42
07498364176 | SN8TCDW | DividerWall,800mm,NandSCabinets,BL,EA | Divider wall with screws for integral cabinet top cable routing system to enhance cable management. For 800mm wide cabinet. Color: Black | PC | 1 | 5 | 1 | 1 | 134.3
07498321905 | SN8TCDWW | Integral Cabinet Top Cable Routing Syste | Integral Cabinet Top Cable Routing System Divider Wall for 800mm W N and S-Type Cabinets, WH | PC | 1 | 1 | 1 | 1 | 141.02
61305630890 | SN8VCM | Vertical Cable Management bracket; for N | The vertical cable management bracket is designed for use with any 42 RU through 51 RU cabinet and any S-Type or N-Type cabinet. This cable management bracket is 12.4" W x 5.7 D with adjustable width. It is black. | PC | 1 | 1 | 1 | 1 | 500.3
61305631917 | SN8VCMW | Vertical Cable Management bracket; for N |  | PC | 1 | 1 | 1 | 1 | 500.3
07498397305 | SN8VPPB | 0RU,VertPtchBrkt,SandN-Type,800mm,BL,EA | Vertical patching bracket for 800mm wide cabinets. Color: Black | PC | 1 | 5 | 1 | 1 | 112.5
07498307402 | SNTH81B | SandN-Style,800x1070,TopHat,Black,EA | Cabinet Top Cable Routing System for a 800mm W x 1070mm Net-Access S-Type and N-Type Cabinet. Protects, routes and manages large quantities of cable into and out of any cabinet. Color: Black. | PC | 1 | 1 | 1 | 1 | 815.62
07498307411 | SNTH81W | SandN-Style,800x1070,TopHat,White,EA | Cabinet Top Cable Routing System for a 800mm W x 1070mm Net-Access S-Type and N-Type Cabinet. Protects, routes and manages large quantities of cable into and out of any cabinet. Color: White. | PC | 1 | 1 | 1 | 1 | 856.4
07498307403 | SNTH82B | SandN-Style,800x1200,TopHat,Black,EA | Cabinet Top Cable Routing System for a 800mm W x 1200mm Net-Access S-Type and N-Type Cabinet. Protects, routes and manages large quantities of cable into and out of any cabinet. Color: Black. | PC | 1 | 1 | 1 | 1 | 832.5
07498307412 | SNTH82W | SandN-Style,800x1200,TopHat,White,EA | Cabinet Top Cable Routing System for a 800mm W x 1200mm Net-Access S-Type and N-Type Cabinet. Protects, routes and manages large quantities of cable into and out of any cabinet. Color: White. | PC | 1 | 1 | 1 | 1 | 874.12
61305679488 | SP-1LSA22BL | Shielded Single Pair Ethernet plug 2 wir | The Single Pair Ethernet Shielded Connector provides simple field-termination to 18 AWG 1-pair shielded copper cable that is compliant with ANSI/TIA-568.5 (draft) SP1 and IEC 61156-13 and -14 (draft) standards. The plug complies with IEC 63171-1 “Type 1” | PC | 1 | 10 | 10 | 1 | 10.92
61305680069 | SP-SFCS1BL-CEG | SP-SFCS1BL-CEG | The SPE Shielded Copper Cable has 18/7 AWG stranded tinned copper conductors with foamed polyethylene (PE) insulation. The conductors are twisted in a pair and include two fillers. The pair is surrounded by an aluminum/polyester foil shield, a tinned copp | RL | 1 | 30 | 1 | 1 | 1764
61305680070 | SP-SFCS1BU-CEG | SP-SFCS1BU-CEG | The SPE Shielded Copper Cable has 18/7 AWG stranded tinned copper conductors with foamed polyethylene (PE) insulation. The conductors are twisted in a pair and include two fillers. The pair is surrounded by an aluminum/polyester foil shield, a tinned copp | RL | 1 | 30 | 1 | 1 | 1764
61305680071 | SP-SFCS1GR-CEG | SP-SFCS1GR-CEG | The SPE Shielded Copper Cable has 18/7 AWG stranded tinned copper conductors with foamed polyethylene (PE) insulation. The conductors are twisted in a pair and include two fillers. The pair is surrounded by an aluminum/polyester foil shield, a tinned copp | RL | 1 | 30 | 1 | 1 | 1764
61305680068 | SP-SFCS1IG-CEG | SP-SFCS1IG-CEG | The SPE Shielded Copper Cable has 18/7 AWG stranded tinned copper conductors with foamed polyethylene (PE) insulation. The conductors are twisted in a pair and include two fillers. The pair is surrounded by an aluminum/polyester foil shield, a tinned copp | RL | 1 | 6 | 1 | 1 | 1764
61305680072 | SP-SFCS1OR-CEG | SP-SFCS1OR-CEG | The SPE Shielded Copper Cable has 18/7 AWG stranded tinned copper conductors with foamed polyethylene (PE) insulation. The conductors are twisted in a pair and include two fillers. The pair is surrounded by an aluminum/polyester foil shield, a tinned copp | RL | 1 | 30 | 1 | 1 | 1764
61305680073 | SP-SFCS1RD-CEG | SP-SFCS1RD-CEG | The SPE Shielded Copper Cable has 18/7 AWG stranded tinned copper conductors with foamed polyethylene (PE) insulation. The conductors are twisted in a pair and include two fillers. The pair is surrounded by an aluminum/polyester foil shield, a tinned copp | RL | 1 | 30 | 1 | 1 | 1764
61305680074 | SP-SFCS1VL-CEG | SP-SFCS1VL-CEG | The SPE Shielded Copper Cable has 18/7 AWG stranded tinned copper conductors with foamed polyethylene (PE) insulation. The conductors are twisted in a pair and include two fillers. The pair is surrounded by an aluminum/polyester foil shield, a tinned copp | RL | 1 | 30 | 1 | 1 | 1764
61305680075 | SP-SFCS1WH-CEG | SP-SFCS1WH-CEG | The SPE Shielded Copper Cable has 18/7 AWG stranded tinned copper conductors with foamed polyethylene (PE) insulation. The conductors are twisted in a pair and include two fillers. The pair is surrounded by an aluminum/polyester foil shield, a tinned copp | RL | 1 | 30 | 1 | 1 | 1764
61305680076 | SP-SFCS1YL-CEG | SP-SFCS1YL-CEG | The SPE Shielded Copper Cable has 18/7 AWG stranded tinned copper conductors with foamed polyethylene (PE) insulation. The conductors are twisted in a pair and include two fillers. The pair is surrounded by an aluminum/polyester foil shield, a tinned copp | RL | 1 | 30 | 1 | 1 | 1764
07498361563 | SP628-C | 28AWG,Cat6,UTPMdlrPlg,PK100 | The Cat 6 UTP modular plug terminates 4-pair, 28 AWG, 100 ohm, solid or stranded, unshielded twisted pair cable with maximum conductor insulation diameter of 0.027 inches (0.69mm). The modular plug has a robust construction that is rated to 2500 mating cy | PC | 1 | 100 | 100 | 1 | 3.76
07498363804 | SP630-C | 30AWG,Cat6,UTPMdlrPlg,PK100 | 8-position, 8-wire modular plug, for use with 30 AWG, Category 6, UTP copper cable,100 pk. | PC | 1 | 100 | 100 | 1 | 3.62
07498391416 | SP688-C | 24AWG,Cat6,UTPMdlrPlg,PK100 | The Cat 6 UTP modular plug terminates 4-pair, 23-24 AWG, 100 ohm, solid or stranded unshielded twisted pair patch cable with maximum conductor insulation diameter of 0.042 inches (1.07mm) and maximum jacket diameter of 0.250 inches (6.35mm). The modular p | PC | 1 | 100 | 100 | 1 | 2.36
07498398010 | SP6X88-C | 23AWG,ModulePlug,TX6A,CUCbl,PK100 | The Cat 6A UTP modular plug terminates 4-pair, 23-24 AWG, 100 ohm, solid unshielded twisted pair patch cable with maximum conductor insulation diameter of 0.048 inches (1.22mm) and maximum jacket diameter of 0.315 inches (8.00mm). The modular plug has a r | PC | 1 | 100 | 100 | 1 | 4.5
07498398040 | SP6X88P-C | 24AWG,ModulePlug,Cat6A,PCble,PK100 | The Cat 6A UTP modular plug terminates 4-pair, 24 AWG, 100 ohm, solid or stranded, unshielded twisted pair patch cable with maximum conductor insulation diameter of 0.042 inches (1.07mm) and maximum jacket diameter of 0.300 inches (7.62mm). The modular p | PC | 1 | 100 | 100 | 1 | 4.5
07498398041 | SP6X88SD-C | 26AWG,ModulePlug,TX6A-SD,PK100 | The Cat 6A UTP modular plug terminates 4-pair, 26 AWG, 100 ohm, solid or stranded unshielded twisted pair patch cable with maximum conductor insulation diameter of 0.034 inches (0.86mm) and maximum jacket diameter of 0.25 inches (6.35mm). The modular plu | PC | 1 | 100 | 100 | 1 | 4.5
07498397307 | SPDUBRK | POUBrackets,S-Style,Cabinet,BL,EA | The PDU Mounting Brackets are designed for use with the Net-Access™ S-Type cabinets. They are sold in pairs and are black. | PC | 1 | 5 | 1 | 1 | 168.76
61305639610 | SPS626-C | 26 AWG, Category 5e/6, Shielded Modular |  | PC | 1 | 100 | 100 | 1 | 3.96
07498334445 | SPS688-C | 23-24AWG,Cat6,ShldMdlrPlg,PK100 | The Cat 6 UTP modular plug terminates 4-pair, 24-26 AWG, 100 ohm, solid or stranded shielded twisted pair cable with maximum conductor insulation diameter of 0.040 inches (1.02mm) and maximum jacket diameter of 0.250 inches (6.35mm). The modular plug has | PC | 1 | 100 | 100 | 1 | 3.14
61305617054 | SPS6X28-C | 28 AWG, Category 6/6A, Shielded Modular | 28 AWG shielded modular plug, for use with Panduit Category 6/6A shielded copper cable. 100 pack. | PC | 1 | 100 | 100 | 1 | 4.46
61305600139 | SPS6X88-C | Shielded,Cat6A,PlgPkg,PK100 | The Cat 6A shielded modular plug terminates 4-pair, 23-24 AWG, 100 ohm, solid or stranded shielded twisted pair cable with maximum conductor insulation diameter of 0.047 inches (1.19mm) and maximum jacket diameter of 0.300 inches (7.62mm). The modular plu | PC | 1 | 100 | 100 | 1 | 4.78
61305637825 | SPSPNL | PARTIAL DEPTH SIDE PANEL - BLACK | Partial Side Panel - S-Type Cabinet, BL. Can be used in 42-51 RU Cabinets. | PC | 1 | 1 | 1 | 1 | 416.02
07498305964 | SRB19BLY | StrainReliefBar,Extended2" | StrainReliefBar,Extended 2" | PC | 1 | 10 | 1 | 1 | 27.42
07498312588 | SRB19D5BL | StrainReliefBar,Extended5" | StrainReliefBar,Extended 5" | PC | 1 | 10 | 1 | 1 | 47.96
07498312589 | SRB19D7BL | StrainReliefBar,Extended7" | Strain relief bar, inward mounting, black | PC | 1 | 10 | 1 | 1 | 61.94
07498339947 | SRB19MDBL | StrainReliefBar,7"Multi-Depth | Strain relief bar, multi-depth, black | PC | 1 | 10 | 1 | 1 | 61.94
07498322284 | SRBBRKT | StrainReliefBarBracket | Quick release bracket kit, black | PC | 1 | 10 | 1 | 1 | 24.74
07498379160 | SRBBRWC-KIT | StrainReliefBarKtw/ADJClips | Strain relief bar kit includes a strain relief bar, SRBWCY and quick release brackets, SRBBRKT, to facilitate easy moves, adds, and changes. | KT | 1 | 10 | 1 | 1 | 84.92
07498305965 | SRBM19BLY | StrainReliefBarwithHookandLoopTies | Strain relief bar includes 6 Tak-Ty® Hook & Loop Cable Ties, can support and manage up to 72 cables. | PC | 1 | 10 | 1 | 1 | 53.4
07498301703 | SRBPBL | PivotingStrainReliefBar | PivotingStrainReliefBar | PC | 1 | 10 | 1 | 1 | 52.32
07498369300 | SRBPPQBRKT | PtchPnl,StrainReliefBar,QuickRelBrack | Patch Panel Strain Relief Bar with Quick Release Bracket mounts directly to patch panels. Includes cable ties. | PC | 1 | 10 | 1 | 1 | 59.36
07498305966 | SRBS19BL-XY | StrainReliefBar,Straight,PK10 | Strain relief bar, straight; to support and manage cable. | PC | 1 | 10 | 10 | 1 | 14.7
07498305967 | SRBWCY | StrainReliefBarwithAdjustableClips | Strain relief bar with integrated adjustable clips; to support and manage up to 24 cables. | PC | 1 | 10 | 1 | 1 | 61.94
07498384083 | SRM19CM3 | RackMount CantlvdShelf,AL,3RU,EA | The Panduit Rack Mount Cantilevered Shelf mounts test gear, computer equipment and small networking devices on any EIA 19in (483mm) 2 post rack or 23in (584mm) 2 post rack with PEB1 or PEB2 extender brackets. The two-piece shelf mounts to the front and ba | PC | 1 | 1 | 1 | 1 | 230.72
07498384084 | SRM19CMV3 | RackMount CantlvdShelf,Vent,AL,3RU,EA | The Panduit Rack Mount Cantilevered Shelf mounts test gear, computer equipment and small networking devices on any EIA 19in (483mm) 2 post rack or 23in (584mm) 2 post rack with PEB1 or PEB2 extender brackets. The two-piece shelf mounts to the front and ba | PC | 1 | 1 | 1 | 1 | 334.52
07498383844 | SRM19FM1 | RackMount FrontShelf,STL,1RU,EA | The 2 post rack mount shelf mounts test gear, computer equipment, and small networking devices on 3 inch (76mm) or 6 inch (152mm) channel 2 post racks. The one-piece steel shelf mounts to the front of EIA racks. It is 1 RU with a 45 pound load capacity, a | PC | 1 | 1 | 1 | 1 | 91.62
07498383845 | SRM19FM2 | RackMount FrontShelf,STL,2RU,EA | The 2 post rack mount shelf mounts test gear, computer equipment, and small networking devices on 3 inch (76mm) or 6 inch (152mm) channel 2 post racks. The one-piece steel shelf mounts to the front of EIA racks. It is 2 RU with a 66 pound load capacity, a | PC | 1 | 1 | 1 | 1 | 187.96
07498345423 | SRM19X18A1 | RackMount ADJShelf,STL,1RU,18in,EA | The Panduit Rack Mount Adjustable Shelf mounts test gear, computer equipment and small networking devices on 3in (76mm) or 6in (152mm) channel racks. The one-piece shelf mounts to the front and back of 2 post EIA racks. Steel, 1 RU, 250 lb load capacity, | PC | 1 | 1 | 1 | 1 | 427.64
07498345424 | SRM19X25A1 | RackMount ADJShelf,STL,1RU,25in,EA | The Panduit Rack Mount Adjustable Shelf mounts test gear, computer equipment and small networking devices on 3in (76mm) or 6in (152mm) channel racks. The one-piece shelf mounts to the front and back of 2 post EIA racks. Steel, 1 RU, 250 lb load capacity, | PC | 1 | 1 | 1 | 1 | 519.12
07498376068 | SRT | CuttingTool,LD,EA | Used to cut all LD profile raceway. Leaves a clean burr-free finish on raceway. Can also be used to cut plastic conduit. | PC | 1 | 10 | 1 | 1 | 169.96
07498307387 | STH61B | S-Style,600x1070,TopHat,Black,EA | Cabinet Top Cable Routing System for a 600mm W x 1070mm Net-Access S-Type Cabinet. Protects, routes and manages large quantities of cable into and out of any cabinet. Color: Black. | PC | 1 | 1 | 1 | 1 | 787.48
07498307394 | STH71B | S-Style,700x1070,TopHat,Black,EA | Cabinet Top Cable Routing System for a 700mm W x 1070mm Net-Access S-Type Cabinet. Protects, routes and manages large quantities of cable into and out of any cabinet. Color: Black. | PC | 1 | 1 | 1 | 1 | 801.58
07498307399 | STH71W | S-Style,700x1070,TopHat,White,EA | Cabinet Top Cable Routing System for a 700mm W x 1070mm Net-Access S-Type Cabinet. Protects, routes and manages large quantities of cable into and out of any cabinet. Color: White. | PC | 1 | 1 | 1 | 1 | 841.64
07498307395 | STH72B | S-Style,700x1200,TopHat,Black,EA | Cabinet Top Cable Routing System for a 700mm W x 1200mm Net-Access S-Type Cabinet. Protects, routes and manages large quantities of cable into and out of any cabinet. Color: Black. | PC | 1 | 1 | 1 | 1 | 818.4
07498306572 | STH72W | S-Style,700mm,Wx1200mm,DTopHatWH,EA | Cabinet Top Cable Routing System for a 700mm W x 1200mm Net-Access S-Type Cabinet. Protects, routes and manages large quantities of cable into and out of any cabinet. Color: White. | PC | 1 | 1 | 1 | 1 | 859.24
07498300301 | STP28X0.2MBL | Cat6A,28AWG,SHLDPC,CM/LSZH,BL,0.2M | The TX6A-28™ Cat 6A Shielded Patch Cord is constructed of 28 AWG, shielded, twisted pair, solid, CM/LSZH cable with enhanced performance modular plugs. The use of 28 AWG cable ensures that this patch cord has a small diameter, making it easy to install an | PC | 1 | 10 | 1 | 1 | 19.96
07498300260 | STP28X0.2MBU | Cat6A,28AWG,SHLDPC,CM/LSZH,BU,0.2M | The TX6A-28™ Cat 6A Shielded Patch Cord is constructed of 28 AWG, shielded, twisted pair, solid, CM/LSZH cable with enhanced performance modular plugs. The use of 28 AWG cable ensures that this patch cord has a small diameter, making it easy to install an | PC | 1 | 10 | 1 | 1 | 19.96
07498300303 | STP28X0.2MGR | Cat6A,28AWG,SHLDPC,CM/LSZH,GR,0.2M | The TX6A-28™ Cat 6A Shielded Patch Cord is constructed of 28 AWG, shielded, twisted pair, solid, CM/LSZH cable with enhanced performance modular plugs. The use of 28 AWG cable ensures that this patch cord has a small diameter, making it easy to install an | PC | 1 | 10 | 1 | 1 | 19.96
07498300302 | STP28X0.2MIG | Cat6A,28AWG,SHLDPC,CM/LSZH,IG,0.2M | The TX6A-28™ Cat 6A Shielded Patch Cord is constructed of 28 AWG, shielded, twisted pair, solid, CM/LSZH cable with enhanced performance modular plugs. The use of 28 AWG cable ensures that this patch cord has a small diameter, making it easy to install an | PC | 1 | 10 | 1 | 1 | 19.96
07498300304 | STP28X0.2MOR | Cat6A,28AWG,SHLDPC,CM/LSZH,OR,0.2M | Category 6A Performance, 28AWG, F/UTP Patch Cord, CM/LSZH, Orange, 0.2m. | PC | 1 | 10 | 1 | 1 | 19.96
07498300305 | STP28X0.2MRD | Cat6A,28AWG,SHLDPC,CM/LSZH,RD,0.2M | The TX6A-28™ Cat 6A Shielded Patch Cord is constructed of 28 AWG, shielded, twisted pair, solid, CM/LSZH cable with enhanced performance modular plugs. The use of 28 AWG cable ensures that this patch cord has a small diameter, making it easy to install an | PC | 1 | 10 | 1 | 1 | 19.96
07498300306 | STP28X0.2MVL | Cat6A,28AWG,SHLDPC,CM/LSZH,VL,0.2M | Category 6A Performance, 28AWG, F/UTP Patch Cord, CM/LSZH, Violet, 0.2m. | PC | 1 | 10 | 1 | 1 | 19.96
07498300307 | STP28X0.2MYL | Cat6A,28AWG,SHLDPC,CM/LSZH,YL,0.2M | The TX6A-28™ Cat 6A Shielded Patch Cord is constructed of 28 AWG, shielded, twisted pair, solid, CM/LSZH cable with enhanced performance modular plugs. The use of 28 AWG cable ensures that this patch cord has a small diameter, making it easy to install an | PC | 1 | 10 | 1 | 1 | 19.96
07498300310 | STP28X0.5MBL | Cat6A,28AWG,SHLDPC,CM/LSZH,BL,0.5M | The TX6A-28™ Cat 6A Shielded Patch Cord is constructed of 28 AWG, shielded, twisted pair, solid, CM/LSZH cable with enhanced performance modular plugs. The use of 28 AWG cable ensures that this patch cord has a small diameter, making it easy to install an | PC | 1 | 10 | 1 | 1 | 21.18
61305601261 | STP28X0.5MBL-Q | Cat6A,28AWG,SHLDPC,CM/LSZH,BL,0.5M,PK25 | Copper Patch Cord, Category 6A Performance, 28AWG, F/UTP, CM/LSZH, Black, 0.5m, 25 pc. | PC | 1 | 25 | 25 | 1 | 21.18
07498300261 | STP28X0.5MBU | Cat6A,28AWG,SHLDPC,CM/LSZH,BU,0.5M | The TX6A-28™ Cat 6A Shielded Patch Cord is constructed of 28 AWG, shielded, twisted pair, solid, CM/LSZH cable with enhanced performance modular plugs. The use of 28 AWG cable ensures that this patch cord has a small diameter, making it easy to install an | PC | 1 | 10 | 1 | 1 | 21.18
61305601301 | STP28X0.5MBU-Q | Cat6A,28AWG,SHLDPC,CM/LSZH,BU,0.5M,PK25 | Copper Patch Cord, Category 6A Performance, 28AWG, F/UTP, CM/LSZH, Blue, 0.5m, 25 pc. | PC | 1 | 25 | 25 | 1 | 21.18
07498300314 | STP28X0.5MGR | Cat6A,28AWG,SHLDPC,CM/LSZH,GR,0.5M | The TX6A-28™ Cat 6A Shielded Patch Cord is constructed of 28 AWG, shielded, twisted pair, solid, CM/LSZH cable with enhanced performance modular plugs. The use of 28 AWG cable ensures that this patch cord has a small diameter, making it easy to install an | PC | 1 | 10 | 1 | 1 | 21.18
61305601302 | STP28X0.5MGR-Q | Cat6A,28AWG,SHLDPC,CM/LSZH,GR,0.5M,PK25 | Copper Patch Cord, Category 6A Performance, 28AWG, F/UTP, CM/LSZH, Green, 0.5m, 25 pc. | PC | 1 | 25 | 25 | 1 | 21.18
07498300313 | STP28X0.5MIG | Cat6A,28AWG,SHLDPC,CM/LSZH,IG,0.5M | The TX6A-28™ Cat 6A Shielded Patch Cord is constructed of 28 AWG, shielded, twisted pair, solid, CM/LSZH cable with enhanced performance modular plugs. The use of 28 AWG cable ensures that this patch cord has a small diameter, making it easy to install an | PC | 1 | 10 | 1 | 1 | 21.18
61305601303 | STP28X0.5MIG-Q | Cat6A,28AWG,SHLDPC,CM/LSZH,IG,0.5M,PK25 | Copper Patch Cord, Category 6A Performance, 28AWG, F/UTP, CM/LSZH, International Gray, 0.5m, 25 pc. | PC | 1 | 25 | 25 | 1 | 21.18
07498300315 | STP28X0.5MOR | Cat6A,28AWG,SHLDPC,CM/LSZH,OR,0.5M | Category 6A Performance, 28AWG, F/UTP Patch Cord, CM/LSZH, Orange, 0.5m. | PC | 1 | 10 | 1 | 1 | 21.18
61305601304 | STP28X0.5MOR-Q | Cat6A,28AWG,SHLDPC,CM/LSZH,OR,0.5M,PK25 | Copper Patch Cord, Category 6A Performance, 28AWG, F/UTP, CM/LSZH, Orange, 0.5m, 25 pc. | PC | 1 | 25 | 25 | 1 | 21.18
07498300316 | STP28X0.5MRD | Cat6A,28AWG,SHLDPC,CM/LSZH,RD,0.5M | The TX6A-28™ Cat 6A Shielded Patch Cord is constructed of 28 AWG, shielded, twisted pair, solid, CM/LSZH cable with enhanced performance modular plugs. The use of 28 AWG cable ensures that this patch cord has a small diameter, making it easy to install an | PC | 1 | 10 | 1 | 1 | 21.18
61305601305 | STP28X0.5MRD-Q | Cat6A,28AWG,SHLDPC,CM/LSZH,RD,0.5M,PK25 | Copper Patch Cord, Category 6A Performance, 28AWG, F/UTP, CM/LSZH, Red, 0.5m, 25 pc. | PC | 1 | 25 | 25 | 1 | 21.18
07498300312 | STP28X0.5MVL | Cat6A,28AWG,SHLDPC,CM/LSZH,VL,0.5M | Category 6A Performance, 28AWG, F/UTP Patch Cord, CM/LSZH, Violet, 0.5m. | PC | 1 | 10 | 1 | 1 | 21.18
61305601306 | STP28X0.5MVL-Q | Cat6A,28AWG,SHLDPC,CM/LSZH,VL,0.5M,PK25 | Copper Patch Cord, Category 6A Performance, 28AWG, F/UTP, CM/LSZH, Violet, 0.5m, 25 pc. | PC | 1 | 25 | 25 | 1 | 21.18
07498300311 | STP28X0.5MYL | Cat6A,28AWG,SHLDPC,CM/LSZH,YL,0.5M | The TX6A-28™ Cat 6A Shielded Patch Cord is constructed of 28 AWG, shielded, twisted pair, solid, CM/LSZH cable with enhanced performance modular plugs. The use of 28 AWG cable ensures that this patch cord has a small diameter, making it easy to install an | PC | 1 | 10 | 1 | 1 | 21.18
61305601307 | STP28X0.5MYL-Q | Cat6A,28AWG,SHLDPC,CM/LSZH,YL,0.5M,PK25 | Copper Patch Cord, Category 6A Performance, 28AWG, F/UTP, CM/LSZH, Yellow, 0.5m, 25 pc. | PC | 1 | 25 | 25 | 1 | 21.18
07498300327 | STP28X1.5MBL | Cat6A,28AWG,SHLDPC,CM/LSZH,BL,1.5M | The TX6A-28™ Cat 6A Shielded Patch Cord is constructed of 28 AWG, shielded, twisted pair, solid, CM/LSZH cable with enhanced performance modular plugs. The use of 28 AWG cable ensures that this patch cord has a small diameter, making it easy to install an | PC | 1 | 10 | 1 | 1 | 25.18
61305601297 | STP28X1.5MBL-Q | Cat6A,28AWG,SHLDPC,CM/LSZH,BL,1.5M,PK25 | Copper Patch Cord, Category 6A Performance, 28AWG, F/UTP, CM/LSZH, Black, 1.5m, 25 pc. | PC | 1 | 25 | 25 | 1 | 25.18
07498300264 | STP28X1.5MBU | Cat6A,28AWG,SHLDPC,CM/LSZH,BU,1.5M | The TX6A-28™ Cat 6A Shielded Patch Cord is constructed of 28 AWG, shielded, twisted pair, solid, CM/LSZH cable with enhanced performance modular plugs. The use of 28 AWG cable ensures that this patch cord has a small diameter, making it easy to install an | PC | 1 | 10 | 1 | 1 | 25.18
61305601315 | STP28X1.5MBU-Q | Cat6A,28AWG,SHLDPC,CM/LSZH,BU,1.5M,PK25 | Copper Patch Cord, Category 6A Performance, 28AWG, F/UTP, CM/LSZH, Blue, 1.5m, 25 pc. | PC | 1 | 25 | 25 | 1 | 25.18
07498300332 | STP28X1.5MGR | Cat6A,28AWG,SHLDPC,CM/LSZH,GR,1.5M | The TX6A-28™ Cat 6A Shielded Patch Cord is constructed of 28 AWG, shielded, twisted pair, solid, CM/LSZH cable with enhanced performance modular plugs. The use of 28 AWG cable ensures that this patch cord has a small diameter, making it easy to install an | PC | 1 | 10 | 1 | 1 | 25.18
61305601316 | STP28X1.5MGR-Q | Cat6A,28AWG,SHLDPC,CM/LSZH,GR,1.5M,PK25 | Copper Patch Cord, Category 6A Performance, 28AWG, F/UTP, CM/LSZH, Green, 1.5m, 25 pc. | PC | 1 | 25 | 25 | 1 | 25.18
07498300352 | STP28X1.5MIG | Cat6A,28AWG,SHLDPC,CM/LSZH,IG,1.5M | The TX6A-28™ Cat 6A Shielded Patch Cord is constructed of 28 AWG, shielded, twisted pair, solid, CM/LSZH cable with enhanced performance modular plugs. The use of 28 AWG cable ensures that this patch cord has a small diameter, making it easy to install an | PC | 1 | 10 | 1 | 1 | 25.18
61305601317 | STP28X1.5MIG-Q | Cat6A,28AWG,SHLDPC,CM/LSZH,IG,1.5M,PK25 | Copper Patch Cord, Category 6A Performance, 28AWG, F/UTP, CM/LSZH, International Gray, 1.5m, 25 pc. | PC | 1 | 25 | 25 | 1 | 25.18
07498300334 | STP28X1.5MOR | Cat6A,28AWG,SHLDPC,CM/LSZH,OR,1.5M | Category 6A Performance, 28AWG, F/UTP Patch Cord, CM/LSZH, Orange, 1.5m. | PC | 1 | 10 | 1 | 1 | 25.18
61305601318 | STP28X1.5MOR-Q | Cat6A,28AWG,SHLDPC,CM/LSZH,OR,1.5M,PK25 | Copper Patch Cord, Category 6A Performance, 28AWG, F/UTP, CM/LSZH, Orange, 1.5m, 25 pc. | PC | 1 | 25 | 25 | 1 | 25.18
07498300333 | STP28X1.5MRD | Cat6A,28AWG,SHLDPC,CM/LSZH,RD,1.5M | The TX6A-28™ Cat 6A Shielded Patch Cord is constructed of 28 AWG, shielded, twisted pair, solid, CM/LSZH cable with enhanced performance modular plugs. The use of 28 AWG cable ensures that this patch cord has a small diameter, making it easy to install an | PC | 1 | 10 | 1 | 1 | 25.18
61305601319 | STP28X1.5MRD-Q | Cat6A,28AWG,SHLDPC,CM/LSZH,RD,1.5M,PK25 | Copper Patch Cord, Category 6A Performance, 28AWG, F/UTP, CM/LSZH, Red, 1.5m, 25 pc. | PC | 1 | 25 | 25 | 1 | 25.18
07498300328 | STP28X1.5MVL | Cat6A,28AWG,SHLDPC,CM/LSZH,VL,1.5M | Category 6A Performance, 28AWG, F/UTP Patch Cord, CM/LSZH, Violet, 1.5m. | PC | 1 | 10 | 1 | 1 | 25.18
61305601320 | STP28X1.5MVL-Q | Cat6A,28AWG,SHLDPC,CM/LSZH,VL,1.5M,PK25 | Copper Patch Cord, Category 6A Performance, 28AWG, F/UTP, CM/LSZH, Violet, 1.5m, 25 pc. | PC | 1 | 25 | 25 | 1 | 25.18
07498300329 | STP28X1.5MYL | Cat6A,28AWG,SHLDPC,CM/LSZH,YL,1.5M | The TX6A-28™ Cat 6A Shielded Patch Cord is constructed of 28 AWG, shielded, twisted pair, solid, CM/LSZH cable with enhanced performance modular plugs. The use of 28 AWG cable ensures that this patch cord has a small diameter, making it easy to install an | PC | 1 | 10 | 1 | 1 | 25.18
61305601321 | STP28X1.5MYL-Q | Cat6A,28AWG,SHLDPC,CM/LSZH,YL,1.5M,PK25 | Copper Patch Cord, Category 6A Performance, 28AWG, F/UTP, CM/LSZH, Yellow, 1.5m, 25 pc. | PC | 1 | 25 | 25 | 1 | 25.18
07498302178 | STP28X10MBL | Cat6A,28AWG,SHLDPC,CM/LSZH,BL,10M | The TX6A-28™ Cat 6A Shielded Patch Cord is constructed of 28 AWG, shielded, twisted pair, solid, CM/LSZH cable with enhanced performance modular plugs. The use of 28 AWG cable ensures that this patch cord has a small diameter, making it easy to install an | PC | 1 | 10 | 1 | 1 | 59.6
07498300284 | STP28X10MBU | Cat6A,28AWG,SHLDPC,CM/LSZH,BU,10M | The TX6A-28™ Cat 6A Shielded Patch Cord is constructed of 28 AWG, shielded, twisted pair, solid, CM/LSZH cable with enhanced performance modular plugs. The use of 28 AWG cable ensures that this patch cord has a small diameter, making it easy to install an | PC | 1 | 10 | 1 | 1 | 59.6
07498302182 | STP28X10MGR | Cat6A,28AWG,SHLDPC,CM/LSZH,GR,10M | The TX6A-28™ Cat 6A Shielded Patch Cord is constructed of 28 AWG, shielded, twisted pair, solid, CM/LSZH cable with enhanced performance modular plugs. The use of 28 AWG cable ensures that this patch cord has a small diameter, making it easy to install an | PC | 1 | 10 | 1 | 1 | 59.6
07498302185 | STP28X10MIG | Cat6A,28AWG,SHLDPC,CM/LSZH,IG,10M | The TX6A-28™ Cat 6A Shielded Patch Cord is constructed of 28 AWG, shielded, twisted pair, solid, CM/LSZH cable with enhanced performance modular plugs. The use of 28 AWG cable ensures that this patch cord has a small diameter, making it easy to install an | PC | 1 | 10 | 1 | 1 | 59.6
07498302183 | STP28X10MOR | Cat6A,28AWG,SHLDPC,CM/LSZH,OR,10M | Category 6A Performance, 28AWG, F/UTP Patch Cord, CM/LSZH, Orange, 10m. | PC | 1 | 10 | 1 | 1 | 59.6
07498302184 | STP28X10MRD | Cat6A,28AWG,SHLDPC,CM/LSZH,RD,10M | The TX6A-28™ Cat 6A Shielded Patch Cord is constructed of 28 AWG, shielded, twisted pair, solid, CM/LSZH cable with enhanced performance modular plugs. The use of 28 AWG cable ensures that this patch cord has a small diameter, making it easy to install an | PC | 1 | 10 | 1 | 1 | 59.6
07498302179 | STP28X10MVL | Cat6A,28AWG,SHLDPC,CM/LSZH,VL,10M | Category 6A Performance, 28AWG, F/UTP Patch Cord, CM/LSZH, Violet, 10m. | PC | 1 | 10 | 1 | 1 | 59.6
07498302181 | STP28X10MYL | Cat6A,28AWG,SHLDPC,CM/LSZH,YL,10M | The TX6A-28™ Cat 6A Shielded Patch Cord is constructed of 28 AWG, shielded, twisted pair, solid, CM/LSZH cable with enhanced performance modular plugs. The use of 28 AWG cable ensures that this patch cord has a small diameter, making it easy to install an | PC | 1 | 10 | 1 | 1 | 59.6
07498302191 | STP28X11MBL | Cat6A,28AWG,SHLDPC,CM/LSZH,BL,11M | Category 6A Performance, 28AWG, F/UTP Patch Cord, CM/LSZH, Black, 11m. | PC | 1 | 10 | 1 | 1 | 63.6
07498300285 | STP28X11MBU | Cat6A,28AWG,SHLDPC,CM/LSZH,BU,11M | Category 6A Performance, 28AWG, F/UTP Patch Cord, CM/LSZH, Blue, 11m. | PC | 1 | 10 | 1 | 1 | 63.6
07498302195 | STP28X11MGR | Cat6A,28AWG,SHLDPC,CM/LSZH,GR,11M | Category 6A Performance, 28AWG, F/UTP Patch Cord, CM/LSZH, Green, 11m. | PC | 1 | 10 | 1 | 1 | 63.6
07498302212 | STP28X11MIG | Cat6A,28AWG,SHLDPC,CM/LSZH,IG,11M | Category 6A Performance, 28AWG, F/UTP Patch Cord, CM/LSZH, International Gray, 11m. | PC | 1 | 10 | 1 | 1 | 63.6
07498302196 | STP28X11MOR | Cat6A,28AWG,SHLDPC,CM/LSZH,OR,11M | Category 6A Performance, 28AWG, F/UTP Patch Cord, CM/LSZH, Orange, 11m. | PC | 1 | 10 | 1 | 1 | 63.6
07498302200 | STP28X11MRD | Cat6A,28AWG,SHLDPC,CM/LSZH,RD,11M | Category 6A Performance, 28AWG, F/UTP Patch Cord, CM/LSZH, Red, 11m. | PC | 1 | 10 | 1 | 1 | 63.6
07498302192 | STP28X11MVL | Cat6A,28AWG,SHLDPC,CM/LSZH,VL,11M | Category 6A Performance, 28AWG, F/UTP Patch Cord, CM/LSZH, Violet, 11m. | PC | 1 | 10 | 1 | 1 | 63.6
07498302194 | STP28X11MYL | Cat6A,28AWG,SHLDPC,CM/LSZH,YL,11M | Category 6A Performance, 28AWG, F/UTP Patch Cord, CM/LSZH, Yellow, 11m. | PC | 1 | 10 | 1 | 1 | 63.6
07498302293 | STP28X12MBL | Cat6A,28AWG,SHLDPC,CM/LSZH,BL,12M | Category 6A Performance, 28AWG, F/UTP Patch Cord, CM/LSZH, Black, 12m. | PC | 1 | 10 | 1 | 1 | 67.66
07498300286 | STP28X12MBU | Cat6A,28AWG,SHLDPC,CM/LSZH,BU,12M | Category 6A Performance, 28AWG, F/UTP Patch Cord, CM/LSZH, Blue, 12m. | PC | 1 | 10 | 1 | 1 | 67.66
07498302299 | STP28X12MGR | Cat6A,28AWG,SHLDPC,CM/LSZH,GR,12M | Category 6A Performance, 28AWG, F/UTP Patch Cord, CM/LSZH, Green, 12m. | PC | 1 | 10 | 1 | 1 | 67.66
07498302347 | STP28X12MIG | Cat6A,28AWG,SHLDPC,CM/LSZH,IG,12M | Category 6A Performance, 28AWG, F/UTP Patch Cord, CM/LSZH, International Gray, 12m. | PC | 1 | 10 | 1 | 1 | 67.66
07498302345 | STP28X12MOR | Cat6A,28AWG,SHLDPC,CM/LSZH,OR,12M | Category 6A Performance, 28AWG, F/UTP Patch Cord, CM/LSZH, Orange, 12m. | PC | 1 | 10 | 1 | 1 | 67.66
07498302346 | STP28X12MRD | Cat6A,28AWG,SHLDPC,CM/LSZH,RD,12M | Category 6A Performance, 28AWG, F/UTP Patch Cord, CM/LSZH, Red, 12m. | PC | 1 | 10 | 1 | 1 | 67.66
07498302294 | STP28X12MVL | Cat6A,28AWG,SHLDPC,CM/LSZH,VL,12M | Category 6A Performance, 28AWG, F/UTP Patch Cord, CM/LSZH, Violet, 12m. | PC | 1 | 10 | 1 | 1 | 67.66
07498302298 | STP28X12MYL | Cat6A,28AWG,SHLDPC,CM/LSZH,YL,12M | Category 6A Performance, 28AWG, F/UTP Patch Cord, CM/LSZH, Yellow, 12m. | PC | 1 | 10 | 1 | 1 | 67.66
07498302348 | STP28X13MBL | Cat6A,28AWG,SHLDPC,CM/LSZH,BL,13M | Category 6A Performance, 28AWG, F/UTP Patch Cord, CM/LSZH, Black, 13m. | PC | 1 | 10 | 1 | 1 | 71.68
07498300287 | STP28X13MBU | Cat6A,28AWG,SHLDPC,CM/LSZH,BU,13M | Category 6A Performance, 28AWG, F/UTP Patch Cord, CM/LSZH, Blue, 13m. | PC | 1 | 10 | 1 | 1 | 71.68
07498302351 | STP28X13MGR | Cat6A,28AWG,SHLDPC,CM/LSZH,GR,13M | Category 6A Performance, 28AWG, F/UTP Patch Cord, CM/LSZH, Green, 13m. | PC | 1 | 10 | 1 | 1 | 71.68
07498302739 | STP28X13MIG | Cat6A,28AWG,SHLDPC,CM/LSZH,IG,13M | Category 6A Performance, 28AWG, F/UTP Patch Cord, CM/LSZH, International Gray, 13m. | PC | 1 | 10 | 1 | 1 | 71.68
07498302357 | STP28X13MOR | Cat6A,28AWG,SHLDPC,CM/LSZH,OR,13M | Category 6A Performance, 28AWG, F/UTP Patch Cord, CM/LSZH, Orange, 13m. | PC | 1 | 10 | 1 | 1 | 71.68
07498302716 | STP28X13MRD | Cat6A,28AWG,SHLDPC,CM/LSZH,RD,13M | Category 6A Performance, 28AWG, F/UTP Patch Cord, CM/LSZH, Red, 13m. | PC | 1 | 10 | 1 | 1 | 71.68
07498302349 | STP28X13MVL | Cat6A,28AWG,SHLDPC,CM/LSZH,VL,13M | Category 6A Performance, 28AWG, F/UTP Patch Cord, CM/LSZH, Violet, 13m. | PC | 1 | 10 | 1 | 1 | 71.68
07498302350 | STP28X13MYL | Cat6A,28AWG,SHLDPC,CM/LSZH,YL,13M | Category 6A Performance, 28AWG, F/UTP Patch Cord, CM/LSZH, Yellow, 13m. | PC | 1 | 10 | 1 | 1 | 71.68
07498302741 | STP28X14MBL | Cat6A,28AWG,SHLDPC,CM/LSZH,BL,14M | Category 6A Performance, 28AWG, F/UTP Patch Cord, CM/LSZH, Black, 14m. | PC | 1 | 10 | 1 | 1 | 75.74
07498300288 | STP28X14MBU | Cat6A,28AWG,SHLDPC,CM/LSZH,BU,14M | Category 6A Performance, 28AWG, F/UTP Patch Cord, CM/LSZH, Blue, 14m. | PC | 1 | 10 | 1 | 1 | 75.74
07498302744 | STP28X14MGR | Cat6A,28AWG,SHLDPC,CM/LSZH,GR,14M | Category 6A Performance, 28AWG, F/UTP Patch Cord, CM/LSZH, Green, 14m. | PC | 1 | 10 | 1 | 1 | 75.74
07498302755 | STP28X14MIG | Cat6A,28AWG,SHLDPC,CM/LSZH,IG,14M | Category 6A Performance, 28AWG, F/UTP Patch Cord, CM/LSZH, International Gray, 14m. | PC | 1 | 10 | 1 | 1 | 75.74
07498302745 | STP28X14MOR | Cat6A,28AWG,SHLDPC,CM/LSZH,OR,14M | Category 6A Performance, 28AWG, F/UTP Patch Cord, CM/LSZH, Orange, 14m. | PC | 1 | 10 | 1 | 1 | 75.74
07498302747 | STP28X14MRD | Cat6A,28AWG,SHLDPC,CM/LSZH,RD,14M | Category 6A Performance, 28AWG, F/UTP Patch Cord, CM/LSZH, Red, 14m. | PC | 1 | 10 | 1 | 1 | 75.74
07498302742 | STP28X14MVL | Cat6A,28AWG,SHLDPC,CM/LSZH,VL,14M | Category 6A Performance, 28AWG, F/UTP Patch Cord, CM/LSZH, Violet, 14m. | PC | 1 | 10 | 1 | 1 | 75.74
07498302743 | STP28X14MYL | Cat6A,28AWG,SHLDPC,CM/LSZH,YL,14M | Category 6A Performance, 28AWG, F/UTP Patch Cord, CM/LSZH, Yellow, 14m. | PC | 1 | 10 | 1 | 1 | 75.74
07498302760 | STP28X15MBL | Cat6A,28AWG,SHLDPC,CM/LSZH,BL,15M | Category 6A Performance, 28AWG, F/UTP Patch Cord, CM/LSZH, Black, 15m. | PC | 1 | 10 | 1 | 1 | 79.8
07498300289 | STP28X15MBU | Cat6A,28AWG,SHLDPC,CM/LSZH,BU,15M | Category 6A Performance, 28AWG, F/UTP Patch Cord, CM/LSZH, Blue, 15m. | PC | 1 | 10 | 1 | 1 | 79.8
07498302766 | STP28X15MGR | Cat6A,28AWG,SHLDPC,CM/LSZH,GR,15M | Category 6A Performance, 28AWG, F/UTP Patch Cord, CM/LSZH, Green, 15m. | PC | 1 | 10 | 1 | 1 | 79.8
07498302771 | STP28X15MIG | Cat6A,28AWG,SHLDPC,CM/LSZH,IG,15M | Category 6A Performance, 28AWG, F/UTP Patch Cord, CM/LSZH, International Gray, 15m. | PC | 1 | 10 | 1 | 1 | 79.8
07498302767 | STP28X15MOR | Cat6A,28AWG,SHLDPC,CM/LSZH,OR,15M | Category 6A Performance, 28AWG, F/UTP Patch Cord, CM/LSZH, Orange, 15m. | PC | 1 | 10 | 1 | 1 | 79.8
07498302768 | STP28X15MRD | Cat6A,28AWG,SHLDPC,CM/LSZH,RD,15M | Category 6A Performance, 28AWG, F/UTP Patch Cord, CM/LSZH, Red, 15m. | PC | 1 | 10 | 1 | 1 | 79.8
07498302761 | STP28X15MVL | Cat6A,28AWG,SHLDPC,CM/LSZH,VL,15M | Category 6A Performance, 28AWG, F/UTP Patch Cord, CM/LSZH, Violet, 15m. | PC | 1 | 10 | 1 | 1 | 79.8
07498302762 | STP28X15MYL | Cat6A,28AWG,SHLDPC,CM/LSZH,YL,15M | Category 6A Performance, 28AWG, F/UTP Patch Cord, CM/LSZH, Yellow, 15m. | PC | 1 | 10 | 1 | 1 | 79.8
07498302774 | STP28X16MBL | Cat6A,28AWG,SHLDPC,CM/LSZH,BL,16M | Category 6A Performance, 28AWG, F/UTP Patch Cord, CM/LSZH, Black, 16m. | PC | 1 | 10 | 1 | 1 | 83.82
07498300290 | STP28X16MBU | Cat6A,28AWG,SHLDPC,CM/LSZH,BU,16M | Category 6A Performance, 28AWG, F/UTP Patch Cord, CM/LSZH, Blue, 16m. | PC | 1 | 10 | 1 | 1 | 83.82
07498302780 | STP28X16MGR | Cat6A,28AWG,SHLDPC,CM/LSZH,GR,16M | Category 6A Performance, 28AWG, F/UTP Patch Cord, CM/LSZH, Green, 16m. | PC | 1 | 10 | 1 | 1 | 83.82
07498302785 | STP28X16MIG | Cat6A,28AWG,SHLDPC,CM/LSZH,IG,16M | Category 6A Performance, 28AWG, F/UTP Patch Cord, CM/LSZH, International Gray, 16m. | PC | 1 | 10 | 1 | 1 | 83.82
07498302781 | STP28X16MOR | Cat6A,28AWG,SHLDPC,CM/LSZH,OR,16M | Category 6A Performance, 28AWG, F/UTP Patch Cord, CM/LSZH, Orange, 16m. | PC | 1 | 10 | 1 | 1 | 83.82
07498302782 | STP28X16MRD | Cat6A,28AWG,SHLDPC,CM/LSZH,RD,16M | Category 6A Performance, 28AWG, F/UTP Patch Cord, CM/LSZH, Red, 16m. | PC | 1 | 10 | 1 | 1 | 83.82
07498302775 | STP28X16MVL | Cat6A,28AWG,SHLDPC,CM/LSZH,VL,16M | Category 6A Performance, 28AWG, F/UTP Patch Cord, CM/LSZH, Violet, 16m. | PC | 1 | 10 | 1 | 1 | 83.82
07498302779 | STP28X16MYL | Cat6A,28AWG,SHLDPC,CM/LSZH,YL,16M | Category 6A Performance, 28AWG, F/UTP Patch Cord, CM/LSZH, Yellow, 16m. | PC | 1 | 10 | 1 | 1 | 83.82
07498302790 | STP28X17MBL | Cat6A,28AWG,SHLDPC,CM/LSZH,BL,17M | Category 6A Performance, 28AWG, F/UTP Patch Cord, CM/LSZH, Black, 17m. | PC | 1 | 10 | 1 | 1 | 87.86
07498300291 | STP28X17MBU | Cat6A,28AWG,SHLDPC,CM/LSZH,BU,17M | Category 6A Performance, 28AWG, F/UTP Patch Cord, CM/LSZH, Blue, 17m. | PC | 1 | 10 | 1 | 1 | 87.86
07498302795 | STP28X17MGR | Cat6A,28AWG,SHLDPC,CM/LSZH,GR,17M | Category 6A Performance, 28AWG, F/UTP Patch Cord, CM/LSZH, Green, 17m. | PC | 1 | 10 | 1 | 1 | 87.86
07498302800 | STP28X17MIG | Cat6A,28AWG,SHLDPC,CM/LSZH,IG,17M | Category 6A Performance, 28AWG, F/UTP Patch Cord, CM/LSZH, International Gray, 17m. | PC | 1 | 10 | 1 | 1 | 87.86
07498302797 | STP28X17MOR | Cat6A,28AWG,SHLDPC,CM/LSZH,OR,17M | Category 6A Performance, 28AWG, F/UTP Patch Cord, CM/LSZH, Orange, 17m. | PC | 1 | 10 | 1 | 1 | 87.86
07498302798 | STP28X17MRD | Cat6A,28AWG,SHLDPC,CM/LSZH,RD,17M | Category 6A Performance, 28AWG, F/UTP Patch Cord, CM/LSZH, Red, 17m. | PC | 1 | 10 | 1 | 1 | 87.86
07498302793 | STP28X17MVL | Cat6A,28AWG,SHLDPC,CM/LSZH,VL,17M | Category 6A Performance, 28AWG, F/UTP Patch Cord, CM/LSZH, Violet, 17m. | PC | 1 | 10 | 1 | 1 | 87.86
07498302792 | STP28X17MYL | Cat6A,28AWG,SHLDPC,CM/LSZH,YL,17M | Category 6A Performance, 28AWG, F/UTP Patch Cord, CM/LSZH, Yellow, 17m. | PC | 1 | 10 | 1 | 1 | 87.86
07498302804 | STP28X18MBL | Cat6A,28AWG,SHLDPC,CM/LSZH,BL,18M | Category 6A Performance, 28AWG, F/UTP Patch Cord, CM/LSZH, Black, 18m. | PC | 1 | 10 | 1 | 1 | 91.92
07498300292 | STP28X18MBU | Cat6A,28AWG,SHLDPC,CM/LSZH,BU,18M | Category 6A Performance, 28AWG, F/UTP Patch Cord, CM/LSZH, Blue, 18m. | PC | 1 | 10 | 1 | 1 | 91.92
07498302814 | STP28X18MGR | Cat6A,28AWG,SHLDPC,CM/LSZH,GR,18M | Category 6A Performance, 28AWG, F/UTP Patch Cord, CM/LSZH, Green, 18m. | PC | 1 | 10 | 1 | 1 | 91.92
07498302821 | STP28X18MIG | Cat6A,28AWG,SHLDPC,CM/LSZH,IG,18M | Category 6A Performance, 28AWG, F/UTP Patch Cord, CM/LSZH, International Gray, 18m. | PC | 1 | 10 | 1 | 1 | 91.92
07498302815 | STP28X18MOR | Cat6A,28AWG,SHLDPC,CM/LSZH,OR,18M | Category 6A Performance, 28AWG, F/UTP Patch Cord, CM/LSZH, Orange, 18m. | PC | 1 | 10 | 1 | 1 | 91.92
07498302819 | STP28X18MRD | Cat6A,28AWG,SHLDPC,CM/LSZH,RD,18M | Category 6A Performance, 28AWG, F/UTP Patch Cord, CM/LSZH, Red, 18m. | PC | 1 | 10 | 1 | 1 | 91.92
07498302805 | STP28X18MVL | Cat6A,28AWG,SHLDPC,CM/LSZH,VL,18M | Category 6A Performance, 28AWG, F/UTP Patch Cord, CM/LSZH, Violet, 18m. | PC | 1 | 10 | 1 | 1 | 91.92
07498302813 | STP28X18MYL | Cat6A,28AWG,SHLDPC,CM/LSZH,YL,18M | Category 6A Performance, 28AWG, F/UTP Patch Cord, CM/LSZH, Yellow, 18m. | PC | 1 | 10 | 1 | 1 | 91.92
07498302823 | STP28X19MBL | Cat6A,28AWG,SHLDPC,CM/LSZH,BL,19M | Category 6A Performance, 28AWG, F/UTP Patch Cord, CM/LSZH, Black, 19m. | PC | 1 | 10 | 1 | 1 | 95.96
07498300293 | STP28X19MBU | Cat6A,28AWG,SHLDPC,CM/LSZH,BU,19M | Category 6A Performance, 28AWG, F/UTP Patch Cord, CM/LSZH, Blue, 19m. | PC | 1 | 10 | 1 | 1 | 95.96
07498302883 | STP28X19MGR | Cat6A,28AWG,SHLDPC,CM/LSZH,GR,19M | Category 6A Performance, 28AWG, F/UTP Patch Cord, CM/LSZH, Green, 19m. | PC | 1 | 10 | 1 | 1 | 95.96
07498302886 | STP28X19MIG | Cat6A,28AWG,SHLDPC,CM/LSZH,IG,19M | Category 6A Performance, 28AWG, F/UTP Patch Cord, CM/LSZH, International Gray, 19m. | PC | 1 | 10 | 1 | 1 | 95.96
07498302884 | STP28X19MOR | Cat6A,28AWG,SHLDPC,CM/LSZH,OR,19M | Category 6A Performance, 28AWG, F/UTP Patch Cord, CM/LSZH, Orange, 19m. | PC | 1 | 10 | 1 | 1 | 95.96
07498302885 | STP28X19MRD | Cat6A,28AWG,SHLDPC,CM/LSZH,RD,19M | Category 6A Performance, 28AWG, F/UTP Patch Cord, CM/LSZH, Red, 19m. | PC | 1 | 10 | 1 | 1 | 95.96
07498302836 | STP28X19MVL | Cat6A,28AWG,SHLDPC,CM/LSZH,VL,19M | Category 6A Performance, 28AWG, F/UTP Patch Cord, CM/LSZH, Violet, 19m. | PC | 1 | 10 | 1 | 1 | 95.96
07498302887 | STP28X19MYL | Cat6A,28AWG,SHLDPC,CM/LSZH,YL,19M | Category 6A Performance, 28AWG, F/UTP Patch Cord, CM/LSZH, Yellow, 19m. | PC | 1 | 10 | 1 | 1 | 95.96
07498300317 | STP28X1MBL | Cat6A,28AWG,SHLDPC,CM/LSZH,BL,1M | The TX6A-28™ Cat 6A Shielded Patch Cord is constructed of 28 AWG, shielded, twisted pair, solid, CM/LSZH cable with enhanced performance modular plugs. The use of 28 AWG cable ensures that this patch cord has a small diameter, making it easy to install an | PC | 1 | 10 | 1 | 1 | 23.2
61305601296 | STP28X1MBL-Q | Cat6A,28AWG,SHLDPC,CM/LSZH,BL,1M,PK25 | Copper Patch Cord, Category 6A Performance, 28AWG, F/UTP, CM/LSZH, Black, 1m, 25 pc. | PC | 1 | 25 | 25 | 1 | 23.2
07498300262 | STP28X1MBU | Cat6A,28AWG,SHLDPC,CM/LSZH,BU,1M | The TX6A-28™ Cat 6A Shielded Patch Cord is constructed of 28 AWG, shielded, twisted pair, solid, CM/LSZH cable with enhanced performance modular plugs. The use of 28 AWG cable ensures that this patch cord has a small diameter, making it easy to install an | PC | 1 | 10 | 1 | 1 | 23.2
61305601308 | STP28X1MBU-Q | Cat6A,28AWG,SHLDPC,CM/LSZH,BU,1M,PK25 | Copper Patch Cord, Category 6A Performance, 28AWG, F/UTP, CM/LSZH, Blue, 1m, 25 pc. | PC | 1 | 25 | 25 | 1 | 23.2
07498300320 | STP28X1MGR | Cat6A,28AWG,SHLDPC,CM/LSZH,GR,1M | The TX6A-28™ Cat 6A Shielded Patch Cord is constructed of 28 AWG, shielded, twisted pair, solid, CM/LSZH cable with enhanced performance modular plugs. The use of 28 AWG cable ensures that this patch cord has a small diameter, making it easy to install an | PC | 1 | 10 | 1 | 1 | 23.2
61305601309 | STP28X1MGR-Q | Cat6A,28AWG,SHLDPC,CM/LSZH,GR,1M,PK25 | Copper Patch Cord, Category 6A Performance, 28AWG, F/UTP, CM/LSZH, Green, 1m, 25 pc. | PC | 1 | 25 | 25 | 1 | 23.2
07498300326 | STP28X1MIG | Cat6A,28AWG,SHLDPC,CM/LSZH,IG,1M | The TX6A-28™ Cat 6A Shielded Patch Cord is constructed of 28 AWG, shielded, twisted pair, solid, CM/LSZH cable with enhanced performance modular plugs. The use of 28 AWG cable ensures that this patch cord has a small diameter, making it easy to install an | PC | 1 | 10 | 1 | 1 | 23.2
61305601312 | STP28X1MIG-Q | Cat6A,28AWG,SHLDPC,CM/LSZH,IG,1M,PK25 | Copper Patch Cord, Category 6A Performance, 28AWG, F/UTP, CM/LSZH, International Gray, 1m, 25 pc. | PC | 1 | 25 | 25 | 1 | 23.2
07498300321 | STP28X1MOR | Cat6A,28AWG,SHLDPC,CM/LSZH,OR,1M | Category 6A Performance, 28AWG, F/UTP Patch Cord, CM/LSZH, Orange, 1m. | PC | 1 | 10 | 1 | 1 | 23.2
61305601310 | STP28X1MOR-Q | Cat6A,28AWG,SHLDPC,CM/LSZH,OR,1M,PK25 | Copper Patch Cord, Category 6A Performance, 28AWG, F/UTP, CM/LSZH, Orange, 1m, 25 pc. | PC | 1 | 25 | 25 | 1 | 23.2
07498300324 | STP28X1MRD | Cat6A,28AWG,SHLDPC,CM/LSZH,RD,1M | The TX6A-28™ Cat 6A Shielded Patch Cord is constructed of 28 AWG, shielded, twisted pair, solid, CM/LSZH cable with enhanced performance modular plugs. The use of 28 AWG cable ensures that this patch cord has a small diameter, making it easy to install an | PC | 1 | 10 | 1 | 1 | 23.2
61305601311 | STP28X1MRD-Q | Cat6A,28AWG,SHLDPC,CM/LSZH,RD,1M,PK25 | Copper Patch Cord, Category 6A Performance, 28AWG, F/UTP, CM/LSZH, Red, 1m, 25 pc. | PC | 1 | 25 | 25 | 1 | 23.2
07498300319 | STP28X1MVL | Cat6A,28AWG,SHLDPC,CM/LSZH,VL,1M | Category 6A Performance, 28AWG, F/UTP Patch Cord, CM/LSZH, Violet, 1m. | PC | 1 | 10 | 1 | 1 | 23.2
61305601313 | STP28X1MVL-Q | Cat6A,28AWG,SHLDPC,CM/LSZH,VL,1M,PK25 | Copper Patch Cord, Category 6A Performance, 28AWG, F/UTP, CM/LSZH, Violet, 1m, 25 pc. | PC | 1 | 25 | 25 | 1 | 23.2
07498300318 | STP28X1MYL | Cat6A,28AWG,SHLDPC,CM/LSZH,YL,1M | The TX6A-28™ Cat 6A Shielded Patch Cord is constructed of 28 AWG, shielded, twisted pair, solid, CM/LSZH cable with enhanced performance modular plugs. The use of 28 AWG cable ensures that this patch cord has a small diameter, making it easy to install an | PC | 1 | 10 | 1 | 1 | 23.2
61305601314 | STP28X1MYL-Q | Cat6A,28AWG,SHLDPC,CM/LSZH,YL,1M,PK25 | Copper Patch Cord, Category 6A Performance, 28AWG, F/UTP, CM/LSZH, Yellow, 1m, 25 pc. | PC | 1 | 25 | 25 | 1 | 23.2
07498300360 | STP28X2.5MBL | Cat6A,28AWG,SHLDPC,CM/LSZH,BL,2.5M | The TX6A-28™ Cat 6A Shielded Patch Cord is constructed of 28 AWG, shielded, twisted pair, solid, CM/LSZH cable with enhanced performance modular plugs. The use of 28 AWG cable ensures that this patch cord has a small diameter, making it easy to install an | PC | 1 | 10 | 1 | 1 | 29.24
61305601403 | STP28X2.5MBL-Q | Cat6A,28AWG,SHLDPC,CM/LSZH,BL,2.5M,PK25 | Copper Patch Cord, Category 6A Performance, 28AWG, F/UTP, CM/LSZH, Black, 2.5m, 25 pc. | PC | 1 | 25 | 25 | 1 | 29.24
07498300266 | STP28X2.5MBU | Cat6A,28AWG,SHLDPC,CM/LSZH,BU,2.5M | The TX6A-28™ Cat 6A Shielded Patch Cord is constructed of 28 AWG, shielded, twisted pair, solid, CM/LSZH cable with enhanced performance modular plugs. The use of 28 AWG cable ensures that this patch cord has a small diameter, making it easy to install an | PC | 1 | 10 | 1 | 1 | 29.24
61305601404 | STP28X2.5MBU-Q | Cat6A,28AWG,SHLDPC,CM/LSZH,BU,2.5M,PK25 | Copper Patch Cord, Category 6A Performance, 28AWG, F/UTP, CM/LSZH, Blue, 2.5m, 25 pc. | PC | 1 | 25 | 25 | 1 | 29.24
07498300683 | STP28X2.5MGR | Cat6A,28AWG,SHLDPC,CM/LSZH,GR,2.5M | The TX6A-28™ Cat 6A Shielded Patch Cord is constructed of 28 AWG, shielded, twisted pair, solid, CM/LSZH cable with enhanced performance modular plugs. The use of 28 AWG cable ensures that this patch cord has a small diameter, making it easy to install an | PC | 1 | 10 | 1 | 1 | 29.24
61305601405 | STP28X2.5MGR-Q | Cat6A,28AWG,SHLDPC,CM/LSZH,GR,2.5M,PK25 | Copper Patch Cord, Category 6A Performance, 28AWG, F/UTP, CM/LSZH, Green, 2.5m, 25 pc. | PC | 1 | 25 | 25 | 1 | 29.24
07498300686 | STP28X2.5MIG | Cat6A,28AWG,SHLDPC,CM/LSZH,IG,2.5M | The TX6A-28™ Cat 6A Shielded Patch Cord is constructed of 28 AWG, shielded, twisted pair, solid, CM/LSZH cable with enhanced performance modular plugs. The use of 28 AWG cable ensures that this patch cord has a small diameter, making it easy to install an | PC | 1 | 10 | 1 | 1 | 29.24
61305601406 | STP28X2.5MIG-Q | Cat6A,28AWG,SHLDPC,CM/LSZH,IG,2.5M,PK25 | Copper Patch Cord, Category 6A Performance, 28AWG, F/UTP, CM/LSZH, International Gray, 2.5m, 25 pc. | PC | 1 | 25 | 25 | 1 | 29.24
07498300684 | STP28X2.5MOR | Cat6A,28AWG,SHLDPC,CM/LSZH,OR,2.5M | Category 6A Performance, 28AWG, F/UTP Patch Cord, CM/LSZH, Orange, 2.5m. | PC | 1 | 10 | 1 | 1 | 29.24
61305601407 | STP28X2.5MOR-Q | Cat6A,28AWG,SHLDPC,CM/LSZH,OR,2.5M,PK25 | Copper Patch Cord, Category 6A Performance, 28AWG, F/UTP, CM/LSZH, Orange, 2.5m, 25 pc. | PC | 1 | 25 | 25 | 1 | 29.24
07498300685 | STP28X2.5MRD | Cat6A,28AWG,SHLDPC,CM/LSZH,RD,2.5M | The TX6A-28™ Cat 6A Shielded Patch Cord is constructed of 28 AWG, shielded, twisted pair, solid, CM/LSZH cable with enhanced performance modular plugs. The use of 28 AWG cable ensures that this patch cord has a small diameter, making it easy to install an | PC | 1 | 10 | 1 | 1 | 29.24
61305601408 | STP28X2.5MRD-Q | Cat6A,28AWG,SHLDPC,CM/LSZH,RD,2.5M,PK25 | Copper Patch Cord, Category 6A Performance, 28AWG, F/UTP, CM/LSZH, Red, 2.5m, 25 pc. | PC | 1 | 25 | 25 | 1 | 29.24
07498300361 | STP28X2.5MVL | Cat6A,28AWG,SHLDPC,CM/LSZH,VL,2.5M | Category 6A Performance, 28AWG, F/UTP Patch Cord, CM/LSZH, Violet, 2.5m. | PC | 1 | 10 | 1 | 1 | 29.24
61305601409 | STP28X2.5MVL-Q | Cat6A,28AWG,SHLDPC,CM/LSZH,VL,2.5M,PK25 | Copper Patch Cord, Category 6A Performance, 28AWG, F/UTP, CM/LSZH, Violet, 2.5m, 25 pc. | PC | 1 | 25 | 25 | 1 | 29.24
07498300362 | STP28X2.5MYL | Cat6A,28AWG,SHLDPC,CM/LSZH,YL,2.5M | The TX6A-28™ Cat 6A Shielded Patch Cord is constructed of 28 AWG, shielded, twisted pair, solid, CM/LSZH cable with enhanced performance modular plugs. The use of 28 AWG cable ensures that this patch cord has a small diameter, making it easy to install an | PC | 1 | 10 | 1 | 1 | 29.24
61305601410 | STP28X2.5MYL-Q | Cat6A,28AWG,SHLDPC,CM/LSZH,YL,2.5M,PK25 | Copper Patch Cord, Category 6A Performance, 28AWG, F/UTP, CM/LSZH, Yellow, 2.5m, 25 pc. | PC | 1 | 25 | 25 | 1 | 29.24
07498302888 | STP28X20MBL | Cat6A,28AWG,SHLDPC,CM/LSZH,BL,20M | Category 6A Performance, 28AWG, F/UTP Patch Cord, CM/LSZH, Black, 20m. | PC | 1 | 10 | 1 | 1 | 100.02
07498300294 | STP28X20MBU | Cat6A,28AWG,SHLDPC,CM/LSZH,BU,20M | Category 6A Performance, 28AWG, F/UTP Patch Cord, CM/LSZH, Blue, 20m. | PC | 1 | 10 | 1 | 1 | 100.02
07498302891 | STP28X20MGR | Cat6A,28AWG,SHLDPC,CM/LSZH,GR,20M | Category 6A Performance, 28AWG, F/UTP Patch Cord, CM/LSZH, Green, 20m. | PC | 1 | 10 | 1 | 1 | 100.02
07498302894 | STP28X20MIG | Cat6A,28AWG,SHLDPC,CM/LSZH,IG,20M | Category 6A Performance, 28AWG, F/UTP Patch Cord, CM/LSZH, International Gray, 20m. | PC | 1 | 10 | 1 | 1 | 100.02
07498302892 | STP28X20MOR | Cat6A,28AWG,SHLDPC,CM/LSZH,OR,20M | Category 6A Performance, 28AWG, F/UTP Patch Cord, CM/LSZH, Orange, 20m. | PC | 1 | 10 | 1 | 1 | 100.02
07498302893 | STP28X20MRD | Cat6A,28AWG,SHLDPC,CM/LSZH,RD,20M | Category 6A Performance, 28AWG, F/UTP Patch Cord, CM/LSZH, Red, 20m. | PC | 1 | 10 | 1 | 1 | 100.02
07498302889 | STP28X20MVL | Cat6A,28AWG,SHLDPC,CM/LSZH,VL,20M | Category 6A Performance, 28AWG, F/UTP Patch Cord, CM/LSZH, Violet, 20m. | PC | 1 | 10 | 1 | 1 | 100.02
07498302890 | STP28X20MYL | Cat6A,28AWG,SHLDPC,CM/LSZH,YL,20M | Category 6A Performance, 28AWG, F/UTP Patch Cord, CM/LSZH, Yellow, 20m. | PC | 1 | 10 | 1 | 1 | 100.02
07498302898 | STP28X25MBL | Cat6A,28AWG,SHLDPC,CM/LSZH,BL,25M | Category 6A Performance, 28AWG, F/UTP Patch Cord, CM/LSZH, Black, 25m. | PC | 1 | 10 | 1 | 1 | 120.22
07498300297 | STP28X25MBU | Cat6A,28AWG,SHLDPC,CM/LSZH,BU,25M | Category 6A Performance, 28AWG, F/UTP Patch Cord, CM/LSZH, Blue, 25m. | PC | 1 | 10 | 1 | 1 | 120.22
07498302901 | STP28X25MGR | Cat6A,28AWG,SHLDPC,CM/LSZH,GR,25M | Category 6A Performance, 28AWG, F/UTP Patch Cord, CM/LSZH, Green, 25m. | PC | 1 | 10 | 1 | 1 | 120.22
07498302904 | STP28X25MIG | Cat6A,28AWG,SHLDPC,CM/LSZH,IG,25M | Category 6A Performance, 28AWG, F/UTP Patch Cord, CM/LSZH, International Gray, 25m. | PC | 1 | 10 | 1 | 1 | 120.22
07498302902 | STP28X25MOR | Cat6A,28AWG,SHLDPC,CM/LSZH,OR,25M | Category 6A Performance, 28AWG, F/UTP Patch Cord, CM/LSZH, Orange, 25m. | PC | 1 | 10 | 1 | 1 | 120.22
07498302903 | STP28X25MRD | Cat6A,28AWG,SHLDPC,CM/LSZH,RD,25M | Category 6A Performance, 28AWG, F/UTP Patch Cord, CM/LSZH, Red, 25m. | PC | 1 | 10 | 1 | 1 | 120.22
07498302899 | STP28X25MVL | Cat6A,28AWG,SHLDPC,CM/LSZH,VL,25M | Category 6A Performance, 28AWG, F/UTP Patch Cord, CM/LSZH, Violet, 25m. | PC | 1 | 10 | 1 | 1 | 120.22
07498302900 | STP28X25MYL | Cat6A,28AWG,SHLDPC,CM/LSZH,YL,25M | Category 6A Performance, 28AWG, F/UTP Patch Cord, CM/LSZH, Yellow, 25m. | PC | 1 | 10 | 1 | 1 | 120.22
07498300353 | STP28X2MBL | Cat6A,28AWG,SHLDPC,CM/LSZH,BL,2M | The TX6A-28™ Cat 6A Shielded Patch Cord is constructed of 28 AWG, shielded, twisted pair, solid, CM/LSZH cable with enhanced performance modular plugs. The use of 28 AWG cable ensures that this patch cord has a small diameter, making it easy to install an | PC | 1 | 10 | 1 | 1 | 27.22
61305601298 | STP28X2MBL-Q | Cat6A,28AWG,SHLDPC,CM/LSZH,BL,2M,PK25 | Copper Patch Cord, Category 6A Performance, 28AWG, F/UTP, CM/LSZH, Black, 2m, 25 pc. | PC | 1 | 25 | 25 | 1 | 27.22
07498300265 | STP28X2MBU | Cat6A,28AWG,SHLDPC,CM/LSZH,BU,2M | The TX6A-28™ Cat 6A Shielded Patch Cord is constructed of 28 AWG, shielded, twisted pair, solid, CM/LSZH cable with enhanced performance modular plugs. The use of 28 AWG cable ensures that this patch cord has a small diameter, making it easy to install an | PC | 1 | 10 | 1 | 1 | 27.22
61305601322 | STP28X2MBU-Q | Cat6A,28AWG,SHLDPC,CM/LSZH,BU,2M,PK25 | Copper Patch Cord, Category 6A Performance, 28AWG, F/UTP, CM/LSZH, Blue, 2m, 25 pc. | PC | 1 | 25 | 25 | 1 | 27.22
07498300356 | STP28X2MGR | Cat6A,28AWG,SHLDPC,CM/LSZH,GR,2M | The TX6A-28™ Cat 6A Shielded Patch Cord is constructed of 28 AWG, shielded, twisted pair, solid, CM/LSZH cable with enhanced performance modular plugs. The use of 28 AWG cable ensures that this patch cord has a small diameter, making it easy to install an | PC | 1 | 10 | 1 | 1 | 27.22
61305601323 | STP28X2MGR-Q | Cat6A,28AWG,SHLDPC,CM/LSZH,GR,2M,PK25 | Copper Patch Cord, Category 6A Performance, 28AWG, F/UTP, CM/LSZH, Green, 2m, 25 pc. | PC | 1 | 25 | 25 | 1 | 27.22
07498300359 | STP28X2MIG | Cat6A,28AWG,SHLDPC,CM/LSZH,IG,2M | The TX6A-28™ Cat 6A Shielded Patch Cord is constructed of 28 AWG, shielded, twisted pair, solid, CM/LSZH cable with enhanced performance modular plugs. The use of 28 AWG cable ensures that this patch cord has a small diameter, making it easy to install an | PC | 1 | 10 | 1 | 1 | 27.22
61305601326 | STP28X2MIG-Q | Cat6A,28AWG,SHLDPC,CM/LSZH,IG,2M,PK25 | Copper Patch Cord, Category 6A Performance, 28AWG, F/UTP, CM/LSZH, International Gray, 2m, 25 pc. | PC | 1 | 25 | 25 | 1 | 27.22
07498300357 | STP28X2MOR | Cat6A,28AWG,SHLDPC,CM/LSZH,OR,2M | Category 6A Performance, 28AWG, F/UTP Patch Cord, CM/LSZH, Orange, 2m. | PC | 1 | 10 | 1 | 1 | 27.22
61305601324 | STP28X2MOR-Q | Cat6A,28AWG,SHLDPC,CM/LSZH,OR,2M,PK25 | Copper Patch Cord, Category 6A Performance, 28AWG, F/UTP, CM/LSZH, Orange, 2m, 25 pc. | PC | 1 | 25 | 25 | 1 | 27.22
07498300358 | STP28X2MRD | Cat6A,28AWG,SHLDPC,CM/LSZH,RD,2M | The TX6A-28™ Cat 6A Shielded Patch Cord is constructed of 28 AWG, shielded, twisted pair, solid, CM/LSZH cable with enhanced performance modular plugs. The use of 28 AWG cable ensures that this patch cord has a small diameter, making it easy to install an | PC | 1 | 10 | 1 | 1 | 27.22
61305601325 | STP28X2MRD-Q | Cat6A,28AWG,SHLDPC,CM/LSZH,RD,2M,PK25 | Copper Patch Cord, Category 6A Performance, 28AWG, F/UTP, CM/LSZH, Red, 2m, 25 pc. | PC | 1 | 25 | 25 | 1 | 27.22
07498300354 | STP28X2MVL | Cat6A,28AWG,SHLDPC,CM/LSZH,VL,2M | Category 6A Performance, 28AWG, F/UTP Patch Cord, CM/LSZH, Violet, 2m. | PC | 1 | 10 | 1 | 1 | 27.22
61305601327 | STP28X2MVL-Q | Cat6A,28AWG,SHLDPC,CM/LSZH,VL,2M,PK25 | Copper Patch Cord, Category 6A Performance, 28AWG, F/UTP, CM/LSZH, Violet, 2m, 25 pc. | PC | 1 | 25 | 25 | 1 | 27.22
07498300355 | STP28X2MYL | Cat6A,28AWG,SHLDPC,CM/LSZH,YL,2M | The TX6A-28™ Cat 6A Shielded Patch Cord is constructed of 28 AWG, shielded, twisted pair, solid, CM/LSZH cable with enhanced performance modular plugs. The use of 28 AWG cable ensures that this patch cord has a small diameter, making it easy to install an | PC | 1 | 10 | 1 | 1 | 27.22
61305601328 | STP28X2MYL-Q | Cat6A,28AWG,SHLDPC,CM/LSZH,YL,2M,PK25 | Copper Patch Cord, Category 6A Performance, 28AWG, F/UTP, CM/LSZH, Yellow, 2m, 25 pc. | PC | 1 | 25 | 25 | 1 | 27.22
07498301414 | STP28X3.5MBL | Cat6A,28AWG,SHLDPC,CM/LSZH,BL,3.5M | Category 6A Performance, 28AWG, F/UTP Patch Cord, CM/LSZH, Black, 3.5m. | PC | 1 | 10 | 1 | 1 | 33.3
61305601418 | STP28X3.5MBL-Q | Cat6A,28AWG,SHLDPC,CM/LSZH,BL,3.5M,PK25 | Copper Patch Cord, Category 6A Performance, 28AWG, F/UTP, CM/LSZH, Black, 3.5m, 25 pc. | PC | 1 | 25 | 25 | 1 | 33.3
07498300268 | STP28X3.5MBU | Cat6A,28AWG,SHLDPC,CM/LSZH,BU,3.5M | Category 6A Performance, 28AWG, F/UTP Patch Cord, CM/LSZH, Blue, 3.5m. | PC | 1 | 10 | 1 | 1 | 33.3
61305601421 | STP28X3.5MBU-Q | Cat6A,28AWG,SHLDPC,CM/LSZH,BU,3.5M,PK25 | Copper Patch Cord, Category 6A Performance, 28AWG, F/UTP, CM/LSZH, Blue, 3.5m, 25 pc. | PC | 1 | 25 | 25 | 1 | 33.3
07498301417 | STP28X3.5MGR | Cat6A,28AWG,SHLDPC,CM/LSZH,GR,3.5M | Category 6A Performance, 28AWG, F/UTP Patch Cord, CM/LSZH, Green, 3.5m. | PC | 1 | 10 | 1 | 1 | 33.3
61305601422 | STP28X3.5MGR-Q | Cat6A,28AWG,SHLDPC,CM/LSZH,GR,3.5M,PK25 | Copper Patch Cord, Category 6A Performance, 28AWG, F/UTP, CM/LSZH, Green, 3.5m, 25 pc. | PC | 1 | 25 | 25 | 1 | 33.3
07498301526 | STP28X3.5MIG | Cat6A,28AWG,SHLDPC,CM/LSZH,IG,3.5M | Category 6A Performance, 28AWG, F/UTP Patch Cord, CM/LSZH, International Gray, 3.5m. | PC | 1 | 10 | 1 | 1 | 33.3
61305601423 | STP28X3.5MIG-Q | Cat6A,28AWG,SHLDPC,CM/LSZH,IG,3.5M,PK25 | Copper Patch Cord, Category 6A Performance, 28AWG, F/UTP, CM/LSZH, International Gray, 3.5m, 25 pc. | PC | 1 | 25 | 25 | 1 | 33.3
07498301578 | STP28X3.5MOR | Cat6A,28AWG,SHLDPC,CM/LSZH,OR,3.5M | Category 6A Performance, 28AWG, F/UTP Patch Cord, CM/LSZH, Orange, 3.5m. | PC | 1 | 10 | 1 | 1 | 33.3
61305601424 | STP28X3.5MOR-Q | Cat6A,28AWG,SHLDPC,CM/LSZH,OR,3.5M,PK25 | Copper Patch Cord, Category 6A Performance, 28AWG, F/UTP, CM/LSZH, Orange, 3.5m, 25 pc. | PC | 1 | 25 | 25 | 1 | 33.3
07498301575 | STP28X3.5MRD | Cat6A,28AWG,SHLDPC,CM/LSZH,RD,3.5M | Category 6A Performance, 28AWG, F/UTP Patch Cord, CM/LSZH, Red, 3.5m. | PC | 1 | 10 | 1 | 1 | 33.3
61305601425 | STP28X3.5MRD-Q | Cat6A,28AWG,SHLDPC,CM/LSZH,RD,3.5M,PK25 | Copper Patch Cord, Category 6A Performance, 28AWG, F/UTP, CM/LSZH, Red, 3.5m, 25 pc. | PC | 1 | 25 | 25 | 1 | 33.3
07498301416 | STP28X3.5MVL | Cat6A,28AWG,SHLDPC,CM/LSZH,VL,3.5M | Category 6A Performance, 28AWG, F/UTP Patch Cord, CM/LSZH, Violet, 3.5m. | PC | 1 | 10 | 1 | 1 | 33.3
61305601426 | STP28X3.5MVL-Q | Cat6A,28AWG,SHLDPC,CM/LSZH,VL,3.5M,PK25 | Copper Patch Cord, Category 6A Performance, 28AWG, F/UTP, CM/LSZH, Violet, 3.5m, 25 pc. | PC | 1 | 25 | 25 | 1 | 33.3
07498301415 | STP28X3.5MYL | Cat6A,28AWG,SHLDPC,CM/LSZH,YL,3.5M | Category 6A Performance, 28AWG, F/UTP Patch Cord, CM/LSZH, Yellow, 3.5m. | PC | 1 | 10 | 1 | 1 | 33.3
61305601427 | STP28X3.5MYL-Q | Cat6A,28AWG,SHLDPC,CM/LSZH,YL,3.5M,PK25 | Copper Patch Cord, Category 6A Performance, 28AWG, F/UTP, CM/LSZH, Yellow, 3.5m, 25 pc. | PC | 1 | 25 | 25 | 1 | 33.3
07498302905 | STP28X30MBL | Cat6A,28AWG,SHLDPC,CM/LSZH,BL,30M | Category 6A Performance, 28AWG, F/UTP Patch Cord, CM/LSZH, Black, 30m. | PC | 1 | 10 | 1 | 1 | 140.46
07498300298 | STP28X30MBU | Cat6A,28AWG,SHLDPC,CM/LSZH,BU,30M | Category 6A Performance, 28AWG, F/UTP Patch Cord, CM/LSZH, Blue, 30m. | PC | 1 | 10 | 1 | 1 | 140.46
07498302908 | STP28X30MGR | Cat6A,28AWG,SHLDPC,CM/LSZH,GR,30M | Category 6A Performance, 28AWG, F/UTP Patch Cord, CM/LSZH, Green, 30m. | PC | 1 | 10 | 1 | 1 | 140.46
07498302911 | STP28X30MIG | Cat6A,28AWG,SHLDPC,CM/LSZH,IG,30M | Category 6A Performance, 28AWG, F/UTP Patch Cord, CM/LSZH, International Gray, 30m. | PC | 1 | 10 | 1 | 1 | 140.46
07498302909 | STP28X30MOR | Cat6A,28AWG,SHLDPC,CM/LSZH,OR,30M | Category 6A Performance, 28AWG, F/UTP Patch Cord, CM/LSZH, Orange, 30m. | PC | 1 | 10 | 1 | 1 | 140.46
07498302910 | STP28X30MRD | Cat6A,28AWG,SHLDPC,CM/LSZH,RD,30M | Category 6A Performance, 28AWG, F/UTP Patch Cord, CM/LSZH, Red, 30m. | PC | 1 | 10 | 1 | 1 | 140.46
07498302906 | STP28X30MVL | Cat6A,28AWG,SHLDPC,CM/LSZH,VL,30M | Category 6A Performance, 28AWG, F/UTP Patch Cord, CM/LSZH, Violet, 30m. | PC | 1 | 10 | 1 | 1 | 140.46
07498302907 | STP28X30MYL | Cat6A,28AWG,SHLDPC,CM/LSZH,YL,30M | Category 6A Performance, 28AWG, F/UTP Patch Cord, CM/LSZH, Yellow, 30m. | PC | 1 | 10 | 1 | 1 | 140.46
07498302912 | STP28X35MBL | Cat6A,28AWG,SHLDPC,CM/LSZH,BL,35M | Category 6A Performance, 28AWG, F/UTP Patch Cord, CM/LSZH, Black, 35m. | PC | 1 | 10 | 1 | 1 | 160.66
07498300299 | STP28X35MBU | Cat6A,28AWG,SHLDPC,CM/LSZH,BU,35M | Category 6A Performance, 28AWG, F/UTP Patch Cord, CM/LSZH, Blue, 35m. | PC | 1 | 10 | 1 | 1 | 160.66
07498302915 | STP28X35MGR | Cat6A,28AWG,SHLDPC,CM/LSZH,GR,35M | Category 6A Performance, 28AWG, F/UTP Patch Cord, CM/LSZH, Green, 35m. | PC | 1 | 10 | 1 | 1 | 160.66
07498302918 | STP28X35MIG | Cat6A,28AWG,SHLDPC,CM/LSZH,IG,35M | Category 6A Performance, 28AWG, F/UTP Patch Cord, CM/LSZH, International Gray, 35m. | PC | 1 | 10 | 1 | 1 | 160.66
07498302916 | STP28X35MOR | Cat6A,28AWG,SHLDPC,CM/LSZH,OR,35M | Category 6A Performance, 28AWG, F/UTP Patch Cord, CM/LSZH, Orange, 35m. | PC | 1 | 10 | 1 | 1 | 160.66
07498302917 | STP28X35MRD | Cat6A,28AWG,SHLDPC,CM/LSZH,RD,35M | Category 6A Performance, 28AWG, F/UTP Patch Cord, CM/LSZH, Red, 35m. | PC | 1 | 10 | 1 | 1 | 160.66
07498302913 | STP28X35MVL | Cat6A,28AWG,SHLDPC,CM/LSZH,VL,35M | Category 6A Performance, 28AWG, F/UTP Patch Cord, CM/LSZH, Violet, 35m. | PC | 1 | 10 | 1 | 1 | 160.66
07498302914 | STP28X35MYL | Cat6A,28AWG,SHLDPC,CM/LSZH,YL,35M | Category 6A Performance, 28AWG, F/UTP Patch Cord, CM/LSZH, Yellow, 35m. | PC | 1 | 10 | 1 | 1 | 160.66
07498300687 | STP28X3MBL | Cat6A,28AWG,SHLDPC,CM/LSZH,BL,3M | The TX6A-28™ Cat 6A Shielded Patch Cord is constructed of 28 AWG, shielded, twisted pair, solid, CM/LSZH cable with enhanced performance modular plugs. The use of 28 AWG cable ensures that this patch cord has a small diameter, making it easy to install an | PC | 1 | 10 | 1 | 1 | 31.26
61305601351 | STP28X3MBL-Q | Cat6A,28AWG,SHLDPC,CM/LSZH,BL,3M,PK25 | Copper Patch Cord, Category 6A Performance, 28AWG, F/UTP, CM/LSZH, Black, 3m, 25 pc. | PC | 1 | 25 | 25 | 1 | 31.26
07498300267 | STP28X3MBU | Cat6A,28AWG,SHLDPC,CM/LSZH,BU,3M | The TX6A-28™ Cat 6A Shielded Patch Cord is constructed of 28 AWG, shielded, twisted pair, solid, CM/LSZH cable with enhanced performance modular plugs. The use of 28 AWG cable ensures that this patch cord has a small diameter, making it easy to install an | PC | 1 | 10 | 1 | 1 | 31.26
61305601353 | STP28X3MBU-Q | Cat6A,28AWG,SHLDPC,CM/LSZH,BU,3M,PK25 | Copper Patch Cord, Category 6A Performance, 28AWG, F/UTP, CM/LSZH, Blue, 3m, 25 pc. | PC | 1 | 25 | 25 | 1 | 31.26
07498300692 | STP28X3MGR | Cat6A,28AWG,SHLDPC,CM/LSZH,GR,3M | The TX6A-28™ Cat 6A Shielded Patch Cord is constructed of 28 AWG, shielded, twisted pair, solid, CM/LSZH cable with enhanced performance modular plugs. The use of 28 AWG cable ensures that this patch cord has a small diameter, making it easy to install an | PC | 1 | 10 | 1 | 1 | 31.26
61305601412 | STP28X3MGR-Q | Cat6A,28AWG,SHLDPC,CM/LSZH,GR,3M,PK25 | Copper Patch Cord, Category 6A Performance, 28AWG, F/UTP, CM/LSZH, Green, 3m, 25 pc. | PC | 1 | 25 | 25 | 1 | 31.26
07498301413 | STP28X3MIG | Cat6A,28AWG,SHLDPC,CM/LSZH,IG,3M | The TX6A-28™ Cat 6A Shielded Patch Cord is constructed of 28 AWG, shielded, twisted pair, solid, CM/LSZH cable with enhanced performance modular plugs. The use of 28 AWG cable ensures that this patch cord has a small diameter, making it easy to install an | PC | 1 | 10 | 1 | 1 | 31.26
61305601413 | STP28X3MIG-Q | Cat6A,28AWG,SHLDPC,CM/LSZH,IG,3M,PK25 | Copper Patch Cord, Category 6A Performance, 28AWG, F/UTP, CM/LSZH, International Gray, 3m, 25 pc. | PC | 1 | 25 | 25 | 1 | 31.26
07498300726 | STP28X3MOR | Cat6A,28AWG,SHLDPC,CM/LSZH,OR,3M | Category 6A Performance, 28AWG, F/UTP Patch Cord, CM/LSZH, Orange, 3m. | PC | 1 | 10 | 1 | 1 | 31.26
61305601414 | STP28X3MOR-Q | Cat6A,28AWG,SHLDPC,CM/LSZH,OR,3M,PK25 | Copper Patch Cord, Category 6A Performance, 28AWG, F/UTP, CM/LSZH, Orange, 3m, 25 pc. | PC | 1 | 25 | 25 | 1 | 31.26
07498301043 | STP28X3MRD | Cat6A,28AWG,SHLDPC,CM/LSZH,RD,3M | The TX6A-28™ Cat 6A Shielded Patch Cord is constructed of 28 AWG, shielded, twisted pair, solid, CM/LSZH cable with enhanced performance modular plugs. The use of 28 AWG cable ensures that this patch cord has a small diameter, making it easy to install an | PC | 1 | 10 | 1 | 1 | 31.26
61305601415 | STP28X3MRD-Q | Cat6A,28AWG,SHLDPC,CM/LSZH,RD,3M,PK25 | Copper Patch Cord, Category 6A Performance, 28AWG, F/UTP, CM/LSZH, Red, 3m, 25 pc. | PC | 1 | 25 | 25 | 1 | 31.26
07498300689 | STP28X3MVL | Cat6A,28AWG,SHLDPC,CM/LSZH,VL,3M | Category 6A Performance, 28AWG, F/UTP Patch Cord, CM/LSZH, Violet, 3m. | PC | 1 | 10 | 1 | 1 | 31.26
61305601416 | STP28X3MVL-Q | Cat6A,28AWG,SHLDPC,CM/LSZH,VL,3M,PK25 | Copper Patch Cord, Category 6A Performance, 28AWG, F/UTP, CM/LSZH, Violet, 3m, 25 pc. | PC | 1 | 25 | 25 | 1 | 31.26
07498300690 | STP28X3MYL | Cat6A,28AWG,SHLDPC,CM/LSZH,YL,3M | The TX6A-28™ Cat 6A Shielded Patch Cord is constructed of 28 AWG, shielded, twisted pair, solid, CM/LSZH cable with enhanced performance modular plugs. The use of 28 AWG cable ensures that this patch cord has a small diameter, making it easy to install an | PC | 1 | 10 | 1 | 1 | 31.26
61305601417 | STP28X3MYL-Q | Cat6A,28AWG,SHLDPC,CM/LSZH,YL,3M,PK25 | Copper Patch Cord, Category 6A Performance, 28AWG, F/UTP, CM/LSZH, Yellow, 3m, 25 pc. | PC | 1 | 25 | 25 | 1 | 31.26
07498301640 | STP28X4.5MBL | Cat6A,28AWG,SHLDPC,CM/LSZH,BL,4.5M | Category 6A Performance, 28AWG, F/UTP Patch Cord, CM/LSZH, Black, 4.5m. | PC | 1 | 10 | 1 | 1 | 37.32
61305601419 | STP28X4.5MBL-Q | Cat6A,28AWG,SHLDPC,CM/LSZH,BL,4.5M,PK25 | Copper Patch Cord, Category 6A Performance, 28AWG, F/UTP, CM/LSZH, Black, 4.5m, 25 pc. | PC | 1 | 25 | 25 | 1 | 37.32
07498300270 | STP28X4.5MBU | Cat6A,28AWG,SHLDPC,CM/LSZH,BU,4.5M | Category 6A Performance, 28AWG, F/UTP Patch Cord, CM/LSZH, Blue, 4.5m. | PC | 1 | 10 | 1 | 1 | 37.32
61305601428 | STP28X4.5MBU-Q | Cat6A,28AWG,SHLDPC,CM/LSZH,BU,4.5M,PK25 | Copper Patch Cord, Category 6A Performance, 28AWG, F/UTP, CM/LSZH, Blue, 4.5m, 25 pc. | PC | 1 | 25 | 25 | 1 | 37.32
07498301653 | STP28X4.5MGR | Cat6A,28AWG,SHLDPC,CM/LSZH,GR,4.5M | Category 6A Performance, 28AWG, F/UTP Patch Cord, CM/LSZH, Green, 4.5m. | PC | 1 | 10 | 1 | 1 | 37.32
61305601429 | STP28X4.5MGR-Q | Cat6A,28AWG,SHLDPC,CM/LSZH,GR,4.5M,PK25 | Copper Patch Cord, Category 6A Performance, 28AWG, F/UTP, CM/LSZH, Green, 4.5m, 25 pc. | PC | 1 | 25 | 25 | 1 | 37.32
07498301706 | STP28X4.5MIG | Cat6A,28AWG,SHLDPC,CM/LSZH,IG,4.5M | Category 6A Performance, 28AWG, F/UTP Patch Cord, CM/LSZH, International Gray, 4.5m. | PC | 1 | 10 | 1 | 1 | 37.32
61305601430 | STP28X4.5MIG-Q | Cat6A,28AWG,SHLDPC,CM/LSZH,IG,4.5M,PK25 | Copper Patch Cord, Category 6A Performance, 28AWG, F/UTP, CM/LSZH, International Gray, 4.5m, 25 pc. | PC | 1 | 25 | 25 | 1 | 37.32
07498301704 | STP28X4.5MOR | Cat6A,28AWG,SHLDPC,CM/LSZH,OR,4.5M | Category 6A Performance, 28AWG, F/UTP Patch Cord, CM/LSZH, Orange, 4.5m. | PC | 1 | 10 | 1 | 1 | 37.32
61305601431 | STP28X4.5MOR-Q | Cat6A,28AWG,SHLDPC,CM/LSZH,OR,4.5M,PK25 | Copper Patch Cord, Category 6A Performance, 28AWG, F/UTP, CM/LSZH, Orange, 4.5m, 25 pc. | PC | 1 | 25 | 25 | 1 | 37.32
07498301705 | STP28X4.5MRD | Cat6A,28AWG,SHLDPC,CM/LSZH,RD,4.5M | Category 6A Performance, 28AWG, F/UTP Patch Cord, CM/LSZH, Red, 4.5m. | PC | 1 | 10 | 1 | 1 | 37.32
61305601432 | STP28X4.5MRD-Q | Cat6A,28AWG,SHLDPC,CM/LSZH,RD,4.5M,PK25 | Copper Patch Cord, Category 6A Performance, 28AWG, F/UTP, CM/LSZH, Red, 4.5m, 25 pc. | PC | 1 | 25 | 25 | 1 | 37.32
07498301651 | STP28X4.5MVL | Cat6A,28AWG,SHLDPC,CM/LSZH,VL,4.5M | Category 6A Performance, 28AWG, F/UTP Patch Cord, CM/LSZH, Violet, 4.5m. | PC | 1 | 10 | 1 | 1 | 37.32
61305601433 | STP28X4.5MVL-Q | Cat6A,28AWG,SHLDPC,CM/LSZH,VL,4.5M,PK25 | Copper Patch Cord, Category 6A Performance, 28AWG, F/UTP, CM/LSZH, Violet, 4.5m, 25 pc. | PC | 1 | 25 | 25 | 1 | 37.32
07498301645 | STP28X4.5MYL | Cat6A,28AWG,SHLDPC,CM/LSZH,YL,4.5M | Category 6A Performance, 28AWG, F/UTP Patch Cord, CM/LSZH, Yellow, 4.5m. | PC | 1 | 10 | 1 | 1 | 37.32
61305601434 | STP28X4.5MYL-Q | Cat6A,28AWG,SHLDPC,CM/LSZH,YL,4.5M,PK25 | Copper Patch Cord, Category 6A Performance, 28AWG, F/UTP, CM/LSZH, Yellow, 4.5m, 25 pc. | PC | 1 | 25 | 25 | 1 | 37.32
07498302919 | STP28X40MBL | Cat6A,28AWG,SHLDPC,CM/LSZH,BL,40M | Category 6A Performance, 28AWG, F/UTP Patch Cord, CM/LSZH, Black, 40m. | PC | 1 | 10 | 1 | 1 | 180.88
07498300300 | STP28X40MBU | Cat6A,28AWG,SHLDPC,CM/LSZH,BU,40M | Category 6A Performance, 28AWG, F/UTP Patch Cord, CM/LSZH, Blue, 40m. | PC | 1 | 10 | 1 | 1 | 180.88
07498302922 | STP28X40MGR | Cat6A,28AWG,SHLDPC,CM/LSZH,GR,40M | Category 6A Performance, 28AWG, F/UTP Patch Cord, CM/LSZH, Green, 40m. | PC | 1 | 10 | 1 | 1 | 180.88
07498302925 | STP28X40MIG | Cat6A,28AWG,SHLDPC,CM/LSZH,IG,40M | Category 6A Performance, 28AWG, F/UTP Patch Cord, CM/LSZH, International Gray, 40m. | PC | 1 | 10 | 1 | 1 | 180.88
07498302923 | STP28X40MOR | Cat6A,28AWG,SHLDPC,CM/LSZH,OR,40M | Category 6A Performance, 28AWG, F/UTP Patch Cord, CM/LSZH, Orange, 40m. | PC | 1 | 10 | 1 | 1 | 180.88
07498302924 | STP28X40MRD | Cat6A,28AWG,SHLDPC,CM/LSZH,RD,40M | Category 6A Performance, 28AWG, F/UTP Patch Cord, CM/LSZH, Red, 40m. | PC | 1 | 10 | 1 | 1 | 180.88
07498302920 | STP28X40MVL | Cat6A,28AWG,SHLDPC,CM/LSZH,VL,40M | Category 6A Performance, 28AWG, F/UTP Patch Cord, CM/LSZH, Violet, 40m. | PC | 1 | 10 | 1 | 1 | 180.88
07498302921 | STP28X40MYL | Cat6A,28AWG,SHLDPC,CM/LSZH,YL,40M | Category 6A Performance, 28AWG, F/UTP Patch Cord, CM/LSZH, Yellow, 40m. | PC | 1 | 10 | 1 | 1 | 180.88
07498301579 | STP28X4MBL | Cat6A,28AWG,SHLDPC,CM/LSZH,BL,4M | Category 6A Performance, 28AWG, F/UTP Patch Cord, CM/LSZH, Black, 4m. | PC | 1 | 10 | 1 | 1 | 35.32
61305601262 | STP28X4MBL-Q | Cat6A,28AWG,SHLDPC,CM/LSZH,BL,4M,PK25 | Copper Patch Cord, Category 6A Performance, 28AWG, F/UTP, CM/LSZH, Black, 4m, 25 pc. | PC | 1 | 25 | 25 | 1 | 35.32
07498300269 | STP28X4MBU | Cat6A,28AWG,SHLDPC,CM/LSZH,BU,4M | Category 6A Performance, 28AWG, F/UTP Patch Cord, CM/LSZH, Blue, 4m. | PC | 1 | 10 | 1 | 1 | 35.32
61305601449 | STP28X4MBU-Q | Cat6A,28AWG,SHLDPC,CM/LSZH,BU,4M,PK25 | Copper Patch Cord, Category 6A Performance, 28AWG, F/UTP, CM/LSZH, Blue, 4m, 25 pc. | PC | 1 | 25 | 25 | 1 | 35.32
07498301619 | STP28X4MGR | Cat6A,28AWG,SHLDPC,CM/LSZH,GR,4M | Category 6A Performance, 28AWG, F/UTP Patch Cord, CM/LSZH, Green, 4m. | PC | 1 | 10 | 1 | 1 | 35.32
61305601450 | STP28X4MGR-Q | Cat6A,28AWG,SHLDPC,CM/LSZH,GR,4M,PK25 | Copper Patch Cord, Category 6A Performance, 28AWG, F/UTP, CM/LSZH, Green, 4m, 25 pc. | PC | 1 | 25 | 25 | 1 | 35.32
07498301626 | STP28X4MIG | Cat6A,28AWG,SHLDPC,CM/LSZH,IG,4M | Category 6A Performance, 28AWG, F/UTP Patch Cord, CM/LSZH, International Gray, 4m. | PC | 1 | 10 | 1 | 1 | 35.32
61305601453 | STP28X4MIG-Q | Cat6A,28AWG,SHLDPC,CM/LSZH,IG,4M,PK25 | Copper Patch Cord, Category 6A Performance, 28AWG, F/UTP, CM/LSZH, International Gray, 4m, 25 pc. | PC | 1 | 25 | 25 | 1 | 35.32
07498301623 | STP28X4MOR | Cat6A,28AWG,SHLDPC,CM/LSZH,OR,4M | Category 6A Performance, 28AWG, F/UTP Patch Cord, CM/LSZH, Orange, 4m. | PC | 1 | 10 | 1 | 1 | 35.32
61305601451 | STP28X4MOR-Q | Cat6A,28AWG,SHLDPC,CM/LSZH,OR,4M,PK25 | Copper Patch Cord, Category 6A Performance, 28AWG, F/UTP, CM/LSZH, Orange, 4m, 25 pc. | PC | 1 | 25 | 25 | 1 | 35.32
07498301625 | STP28X4MRD | Cat6A,28AWG,SHLDPC,CM/LSZH,RD,4M | Category 6A Performance, 28AWG, F/UTP Patch Cord, CM/LSZH, Red, 4m. | PC | 1 | 10 | 1 | 1 | 35.32
61305601452 | STP28X4MRD-Q | Cat6A,28AWG,SHLDPC,CM/LSZH,RD,4M,PK25 | Copper Patch Cord, Category 6A Performance, 28AWG, F/UTP, CM/LSZH, Red, 4m, 25 pc. | PC | 1 | 25 | 25 | 1 | 35.32
07498301584 | STP28X4MVL | Cat6A,28AWG,SHLDPC,CM/LSZH,VL,4M | Category 6A Performance, 28AWG, F/UTP Patch Cord, CM/LSZH, Violet, 4m. | PC | 1 | 10 | 1 | 1 | 35.32
61305601455 | STP28X4MVL-Q | Cat6A,28AWG,SHLDPC,CM/LSZH,VL,4M,PK25 | Copper Patch Cord, Category 6A Performance, 28AWG, F/UTP, CM/LSZH, Violet, 4m, 25 pc. | PC | 1 | 25 | 25 | 1 | 35.32
07498301583 | STP28X4MYL | Cat6A,28AWG,SHLDPC,CM/LSZH,YL,4M | Category 6A Performance, 28AWG, F/UTP Patch Cord, CM/LSZH, Yellow, 4m. | PC | 1 | 10 | 1 | 1 | 35.32
61305601454 | STP28X4MYL-Q | Cat6A,28AWG,SHLDPC,CM/LSZH,YL,4M,PK25 | Copper Patch Cord, Category 6A Performance, 28AWG, F/UTP, CM/LSZH, Yellow, 4m, 25 pc. | PC | 1 | 25 | 25 | 1 | 35.32
07498301730 | STP28X5.5MBL | Cat6A,28AWG,SHLDPC,CM/LSZH,BL,5.5M | Category 6A Performance, 28AWG, F/UTP Patch Cord, CM/LSZH, Black, 5.5m. | PC | 1 | 10 | 1 | 1 | 41.4
61305601420 | STP28X5.5MBL-Q | Cat6A,28AWG,SHLDPC,CM/LSZH,BL,5.5M,PK25 | Copper Patch Cord, Category 6A Performance, 28AWG, F/UTP, CM/LSZH, Black, 5.5m, 25 pc. | PC | 1 | 25 | 25 | 1 | 41.4
07498300273 | STP28X5.5MBU | Cat6A,28AWG,SHLDPC,CM/LSZH,BU,5.5M | Category 6A Performance, 28AWG, F/UTP Patch Cord, CM/LSZH, Blue, 5.5m. | PC | 1 | 10 | 1 | 1 | 41.4
61305601435 | STP28X5.5MBU-Q | Cat6A,28AWG,SHLDPC,CM/LSZH,BU,5.5M,PK25 | Copper Patch Cord, Category 6A Performance, 28AWG, F/UTP, CM/LSZH, Blue, 5.5m, 25 pc. | PC | 1 | 25 | 25 | 1 | 41.4
07498301734 | STP28X5.5MGR | Cat6A,28AWG,SHLDPC,CM/LSZH,GR,5.5M | Category 6A Performance, 28AWG, F/UTP Patch Cord, CM/LSZH, Green, 5.5m. | PC | 1 | 10 | 1 | 1 | 41.4
61305601436 | STP28X5.5MGR-Q | Cat6A,28AWG,SHLDPC,CM/LSZH,GR,5.5M,PK25 | Copper Patch Cord, Category 6A Performance, 28AWG, F/UTP, CM/LSZH, Green, 5.5m, 25 pc. | PC | 1 | 25 | 25 | 1 | 41.4
07498301733 | STP28X5.5MIG | Cat6A,28AWG,SHLDPC,CM/LSZH,IG,5.5M | Category 6A Performance, 28AWG, F/UTP Patch Cord, CM/LSZH, International Gray, 5.5m. | PC | 1 | 10 | 1 | 1 | 41.4
61305601437 | STP28X5.5MIG-Q | Cat6A,28AWG,SHLDPC,CM/LSZH,IG,5.5M,PK25 | Copper Patch Cord, Category 6A Performance, 28AWG, F/UTP, CM/LSZH, International Gray, 5.5m, 25 pc. | PC | 1 | 25 | 25 | 1 | 41.4
07498301910 | STP28X5.5MOR | Cat6A,28AWG,SHLDPC,CM/LSZH,OR,5.5M | Category 6A Performance, 28AWG, F/UTP Patch Cord, CM/LSZH, Orange, 5.5m. | PC | 1 | 10 | 1 | 1 | 41.4
61305601438 | STP28X5.5MOR-Q | Cat6A,28AWG,SHLDPC,CM/LSZH,OR,5.5M,PK25 | Copper Patch Cord, Category 6A Performance, 28AWG, F/UTP, CM/LSZH, Orange, 5.5m, 25 pc. | PC | 1 | 25 | 25 | 1 | 41.4
07498301913 | STP28X5.5MRD | Cat6A,28AWG,SHLDPC,CM/LSZH,RD,5.5M | Category 6A Performance, 28AWG, F/UTP Patch Cord, CM/LSZH, Red, 5.5m. | PC | 1 | 10 | 1 | 1 | 41.4
61305601439 | STP28X5.5MRD-Q | Cat6A,28AWG,SHLDPC,CM/LSZH,RD,5.5M,PK25 | Copper Patch Cord, Category 6A Performance, 28AWG, F/UTP, CM/LSZH, Red, 5.5m, 25 pc. | PC | 1 | 25 | 25 | 1 | 41.4
07498301732 | STP28X5.5MVL | Cat6A,28AWG,SHLDPC,CM/LSZH,VL,5.5M | Category 6A Performance, 28AWG, F/UTP Patch Cord, CM/LSZH, Violet, 5.5m. | PC | 1 | 10 | 1 | 1 | 41.4
61305601440 | STP28X5.5MVL-Q | Cat6A,28AWG,SHLDPC,CM/LSZH,VL,5.5M,PK25 | Copper Patch Cord, Category 6A Performance, 28AWG, F/UTP, CM/LSZH, Violet, 5.5m, 25 pc. | PC | 1 | 25 | 25 | 1 | 41.4
07498301731 | STP28X5.5MYL | Cat6A,28AWG,SHLDPC,CM/LSZH,YL,5.5M | Category 6A Performance, 28AWG, F/UTP Patch Cord, CM/LSZH, Yellow, 5.5m. | PC | 1 | 10 | 1 | 1 | 41.4
61305601441 | STP28X5.5MYL-Q | Cat6A,28AWG,SHLDPC,CM/LSZH,YL,5.5M,PK25 | Copper Patch Cord, Category 6A Performance, 28AWG, F/UTP, CM/LSZH, Yellow, 5.5m, 25 pc. | PC | 1 | 25 | 25 | 1 | 41.4
07498301707 | STP28X5MBL | Cat6A,28AWG,SHLDPC,CM/LSZH,BL,5M | The TX6A-28™ Cat 6A Shielded Patch Cord is constructed of 28 AWG, shielded, twisted pair, solid, CM/LSZH cable with enhanced performance modular plugs. The use of 28 AWG cable ensures that this patch cord has a small diameter, making it easy to install an | PC | 1 | 10 | 1 | 1 | 39.36
61305601263 | STP28X5MBL-Q | Cat6A,28AWG,SHLDPC,CM/LSZH,BL,5M,PK25 | Copper Patch Cord, Category 6A Performance, 28AWG, F/UTP, CM/LSZH, Black, 5m, 25 pc. | PC | 1 | 25 | 25 | 1 | 39.36
07498300271 | STP28X5MBU | Cat6A,28AWG,SHLDPC,CM/LSZH,BU,5M | The TX6A-28™ Cat 6A Shielded Patch Cord is constructed of 28 AWG, shielded, twisted pair, solid, CM/LSZH cable with enhanced performance modular plugs. The use of 28 AWG cable ensures that this patch cord has a small diameter, making it easy to install an | PC | 1 | 10 | 1 | 1 | 39.36
61305601456 | STP28X5MBU-Q | Cat6A,28AWG,SHLDPC,CM/LSZH,BU,5M,PK25 | Copper Patch Cord, Category 6A Performance, 28AWG, F/UTP, CM/LSZH, Blue, 5m, 25 pc. | PC | 1 | 25 | 25 | 1 | 39.36
07498301723 | STP28X5MGR | Cat6A,28AWG,SHLDPC,CM/LSZH,GR,5M | The TX6A-28™ Cat 6A Shielded Patch Cord is constructed of 28 AWG, shielded, twisted pair, solid, CM/LSZH cable with enhanced performance modular plugs. The use of 28 AWG cable ensures that this patch cord has a small diameter, making it easy to install an | PC | 1 | 10 | 1 | 1 | 39.36
61305601457 | STP28X5MGR-Q | Cat6A,28AWG,SHLDPC,CM/LSZH,GR,5M,PK25 | Copper Patch Cord, Category 6A Performance, 28AWG, F/UTP, CM/LSZH, Green, 5m, 25 pc. | PC | 1 | 25 | 25 | 1 | 39.36
07498301726 | STP28X5MIG | Cat6A,28AWG,SHLDPC,CM/LSZH,IG,5M | The TX6A-28™ Cat 6A Shielded Patch Cord is constructed of 28 AWG, shielded, twisted pair, solid, CM/LSZH cable with enhanced performance modular plugs. The use of 28 AWG cable ensures that this patch cord has a small diameter, making it easy to install an | PC | 1 | 10 | 1 | 1 | 39.36
61305601459 | STP28X5MIG-Q | Cat6A,28AWG,SHLDPC,CM/LSZH,IG,5M,PK25 | Copper Patch Cord, Category 6A Performance, 28AWG, F/UTP, CM/LSZH, International Gray, 5m, 25 pc. | PC | 1 | 25 | 25 | 1 | 39.36
07498301724 | STP28X5MOR | Cat6A,28AWG,SHLDPC,CM/LSZH,OR,5M | Category 6A Performance, 28AWG, F/UTP Patch Cord, CM/LSZH, Orange, 5m. | PC | 1 | 10 | 1 | 1 | 39.36
61305601458 | STP28X5MOR-Q | Cat6A,28AWG,SHLDPC,CM/LSZH,OR,5M,PK25 | Copper Patch Cord, Category 6A Performance, 28AWG, F/UTP, CM/LSZH, Orange, 5m, 25 pc. | PC | 1 | 25 | 25 | 1 | 39.36
07498301725 | STP28X5MRD | Cat6A,28AWG,SHLDPC,CM/LSZH,RD,5M | The TX6A-28™ Cat 6A Shielded Patch Cord is constructed of 28 AWG, shielded, twisted pair, solid, CM/LSZH cable with enhanced performance modular plugs. The use of 28 AWG cable ensures that this patch cord has a small diameter, making it easy to install an | PC | 1 | 10 | 1 | 1 | 39.36
61305601460 | STP28X5MRD-Q | Cat6A,28AWG,SHLDPC,CM/LSZH,RD,5M,PK25 | Copper Patch Cord, Category 6A Performance, 28AWG, F/UTP, CM/LSZH, Red, 5m, 25 pc. | PC | 1 | 25 | 25 | 1 | 39.36
07498301708 | STP28X5MVL | Cat6A,28AWG,SHLDPC,CM/LSZH,VL,5M | Category 6A Performance, 28AWG, F/UTP Patch Cord, CM/LSZH, Violet, 5m. | PC | 1 | 10 | 1 | 1 | 39.36
61305601461 | STP28X5MVL-Q | Cat6A,28AWG,SHLDPC,CM/LSZH,VL,5M,PK25 | Copper Patch Cord, Category 6A Performance, 28AWG, F/UTP, CM/LSZH, Violet, 5m, 25 pc. | PC | 1 | 25 | 25 | 1 | 39.36
07498301710 | STP28X5MYL | Cat6A,28AWG,SHLDPC,CM/LSZH,YL,5M | The TX6A-28™ Cat 6A Shielded Patch Cord is constructed of 28 AWG, shielded, twisted pair, solid, CM/LSZH cable with enhanced performance modular plugs. The use of 28 AWG cable ensures that this patch cord has a small diameter, making it easy to install an | PC | 1 | 10 | 1 | 1 | 39.36
61305601462 | STP28X5MYL-Q | Cat6A,28AWG,SHLDPC,CM/LSZH,YL,5M,PK25 | Copper Patch Cord, Category 6A Performance, 28AWG, F/UTP, CM/LSZH, Yellow, 5m, 25 pc. | PC | 1 | 25 | 25 | 1 | 39.36
07498301936 | STP28X6.5MBL | Cat6A,28AWG,SHLDPC,CM/LSZH,BL,6.5M | Category 6A Performance, 28AWG, F/UTP Patch Cord, CM/LSZH, Black, 6.5m. | PC | 1 | 10 | 1 | 1 | 45.4
07498300275 | STP28X6.5MBU | Cat6A,28AWG,SHLDPC,CM/LSZH,BU,6.5M | Category 6A Performance, 28AWG, F/UTP Patch Cord, CM/LSZH, Blue, 6.5m. | PC | 1 | 10 | 1 | 1 | 45.4
07498301945 | STP28X6.5MGR | Cat6A,28AWG,SHLDPC,CM/LSZH,GR,6.5M | Category 6A Performance, 28AWG, F/UTP Patch Cord, CM/LSZH, Green, 6.5m. | PC | 1 | 10 | 1 | 1 | 45.4
07498301944 | STP28X6.5MIG | Cat6A,28AWG,SHLDPC,CM/LSZH,IG,6.5M | Category 6A Performance, 28AWG, F/UTP Patch Cord, CM/LSZH, International Gray, 6.5m. | PC | 1 | 10 | 1 | 1 | 45.4
07498301947 | STP28X6.5MOR | Cat6A,28AWG,SHLDPC,CM/LSZH,OR,6.5M | Category 6A Performance, 28AWG, F/UTP Patch Cord, CM/LSZH, Orange, 6.5m. | PC | 1 | 10 | 1 | 1 | 45.4
07498301946 | STP28X6.5MRD | Cat6A,28AWG,SHLDPC,CM/LSZH,RD,6.5M | Category 6A Performance, 28AWG, F/UTP Patch Cord, CM/LSZH, Red, 6.5m. | PC | 1 | 10 | 1 | 1 | 45.4
07498301941 | STP28X6.5MVL | Cat6A,28AWG,SHLDPC,CM/LSZH,VL,6.5M | Category 6A Performance, 28AWG, F/UTP Patch Cord, CM/LSZH, Violet, 6.5m. | PC | 1 | 10 | 1 | 1 | 45.4
07498301937 | STP28X6.5MYL | Cat6A,28AWG,SHLDPC,CM/LSZH,YL,6.5M | Category 6A Performance, 28AWG, F/UTP Patch Cord, CM/LSZH, Yellow, 6.5m. | PC | 1 | 10 | 1 | 1 | 45.4
07498301914 | STP28X6MBL | Cat6A,28AWG,SHLDPC,CM/LSZH,BL,6M | Category 6A Performance, 28AWG, F/UTP Patch Cord, CM/LSZH, Black, 6m. | PC | 1 | 10 | 1 | 1 | 43.4
61305601299 | STP28X6MBL-Q | Cat6A,28AWG,SHLDPC,CM/LSZH,BL,6M,PK25 | Copper Patch Cord, Category 6A Performance, 28AWG, F/UTP, CM/LSZH, Black, 6m, 25 pc. | PC | 1 | 25 | 25 | 1 | 43.4
07498300274 | STP28X6MBU | Cat6A,28AWG,SHLDPC,CM/LSZH,BU,6M | Category 6A Performance, 28AWG, F/UTP Patch Cord, CM/LSZH, Blue, 6m. | PC | 1 | 10 | 1 | 1 | 43.4
61305601442 | STP28X6MBU-Q | Cat6A,28AWG,SHLDPC,CM/LSZH,BU,6M,PK25 | Copper Patch Cord, Category 6A Performance, 28AWG, F/UTP, CM/LSZH, Blue, 6m, 25 pc. | PC | 1 | 25 | 25 | 1 | 43.4
07498301926 | STP28X6MGR | Cat6A,28AWG,SHLDPC,CM/LSZH,GR,6M | Category 6A Performance, 28AWG, F/UTP Patch Cord, CM/LSZH, Green, 6m. | PC | 1 | 10 | 1 | 1 | 43.4
61305601443 | STP28X6MGR-Q | Cat6A,28AWG,SHLDPC,CM/LSZH,GR,6M,PK25 | Copper Patch Cord, Category 6A Performance, 28AWG, F/UTP, CM/LSZH, Green, 6m, 25 pc. | PC | 1 | 25 | 25 | 1 | 43.4
07498301933 | STP28X6MIG | Cat6A,28AWG,SHLDPC,CM/LSZH,IG,6M | Category 6A Performance, 28AWG, F/UTP Patch Cord, CM/LSZH, International Gray, 6m. | PC | 1 | 10 | 1 | 1 | 43.4
61305601444 | STP28X6MIG-Q | Cat6A,28AWG,SHLDPC,CM/LSZH,IG,6M,PK25 | Copper Patch Cord, Category 6A Performance, 28AWG, F/UTP, CM/LSZH, International Gray, 6m, 25 pc. | PC | 1 | 25 | 25 | 1 | 43.4
07498301927 | STP28X6MOR | Cat6A,28AWG,SHLDPC,CM/LSZH,OR,6M | Category 6A Performance, 28AWG, F/UTP Patch Cord, CM/LSZH, Orange, 6m. | PC | 1 | 10 | 1 | 1 | 43.4
61305601445 | STP28X6MOR-Q | Cat6A,28AWG,SHLDPC,CM/LSZH,OR,6M,PK25 | Copper Patch Cord, Category 6A Performance, 28AWG, F/UTP, CM/LSZH, Orange, 6m, 25 pc. | PC | 1 | 25 | 25 | 1 | 43.4
07498301932 | STP28X6MRD | Cat6A,28AWG,SHLDPC,CM/LSZH,RD,6M | Category 6A Performance, 28AWG, F/UTP Patch Cord, CM/LSZH, Red, 6m. | PC | 1 | 10 | 1 | 1 | 43.4
61305601446 | STP28X6MRD-Q | Cat6A,28AWG,SHLDPC,CM/LSZH,RD,6M,PK25 | Copper Patch Cord, Category 6A Performance, 28AWG, F/UTP, CM/LSZH, Red, 6m, 25 pc. | PC | 1 | 25 | 25 | 1 | 43.4
07498301923 | STP28X6MVL | Cat6A,28AWG,SHLDPC,CM/LSZH,VL,6M | Category 6A Performance, 28AWG, F/UTP Patch Cord, CM/LSZH, Violet, 6m. | PC | 1 | 10 | 1 | 1 | 43.4
61305601447 | STP28X6MVL-Q | Cat6A,28AWG,SHLDPC,CM/LSZH,VL,6M,PK25 | Copper Patch Cord, Category 6A Performance, 28AWG, F/UTP, CM/LSZH, Violet, 6m, 25 pc. | PC | 1 | 25 | 25 | 1 | 43.4
07498301922 | STP28X6MYL | Cat6A,28AWG,SHLDPC,CM/LSZH,YL,6M | Category 6A Performance, 28AWG, F/UTP Patch Cord, CM/LSZH, Yellow, 6m. | PC | 1 | 10 | 1 | 1 | 43.4
61305601448 | STP28X6MYL-Q | Cat6A,28AWG,SHLDPC,CM/LSZH,YL,6M,PK25 | Copper Patch Cord, Category 6A Performance, 28AWG, F/UTP, CM/LSZH, Yellow, 6m, 25 pc. | PC | 1 | 25 | 25 | 1 | 43.4
07498301955 | STP28X7.5MBL | Cat6A,28AWG,SHLDPC,CM/LSZH,BL,7.5M | Category 6A Performance, 28AWG, F/UTP Patch Cord, CM/LSZH, Black, 7.5m. | PC | 1 | 10 | 1 | 1 | 49.48
07498300277 | STP28X7.5MBU | Cat6A,28AWG,SHLDPC,CM/LSZH,BU,7.5M | Category 6A Performance, 28AWG, F/UTP Patch Cord, CM/LSZH, Blue, 7.5m. | PC | 1 | 10 | 1 | 1 | 49.48
07498301958 | STP28X7.5MGR | Cat6A,28AWG,SHLDPC,CM/LSZH,GR,7.5M | Category 6A Performance, 28AWG, F/UTP Patch Cord, CM/LSZH, Green, 7.5m. | PC | 1 | 10 | 1 | 1 | 49.48
07498301961 | STP28X7.5MIG | Cat6A,28AWG,SHLDPC,CM/LSZH,IG,7.5M | Category 6A Performance, 28AWG, F/UTP Patch Cord, CM/LSZH, International Gray, 7.5m. | PC | 1 | 10 | 1 | 1 | 49.48
07498301959 | STP28X7.5MOR | Cat6A,28AWG,SHLDPC,CM/LSZH,OR,7.5M | Category 6A Performance, 28AWG, F/UTP Patch Cord, CM/LSZH, Orange, 7.5m. | PC | 1 | 10 | 1 | 1 | 49.48
07498301960 | STP28X7.5MRD | Cat6A,28AWG,SHLDPC,CM/LSZH,RD,7.5M | Category 6A Performance, 28AWG, F/UTP Patch Cord, CM/LSZH, Red, 7.5m. | PC | 1 | 10 | 1 | 1 | 49.48
07498301956 | STP28X7.5MVL | Cat6A,28AWG,SHLDPC,CM/LSZH,VL,7.5M | Category 6A Performance, 28AWG, F/UTP Patch Cord, CM/LSZH, Violet, 7.5m. | PC | 1 | 10 | 1 | 1 | 49.48
07498301957 | STP28X7.5MYL | Cat6A,28AWG,SHLDPC,CM/LSZH,YL,7.5M | Category 6A Performance, 28AWG, F/UTP Patch Cord, CM/LSZH, Yellow, 7.5m. | PC | 1 | 10 | 1 | 1 | 49.48
07498301948 | STP28X7MBL | Cat6A,28AWG,SHLDPC,CM/LSZH,BL,7M | The TX6A-28™ Cat 6A Shielded Patch Cord is constructed of 28 AWG, shielded, twisted pair, solid, CM/LSZH cable with enhanced performance modular plugs. The use of 28 AWG cable ensures that this patch cord has a small diameter, making it easy to install an | PC | 1 | 10 | 1 | 1 | 47.44
07498300276 | STP28X7MBU | Cat6A,28AWG,SHLDPC,CM/LSZH,BU,7M | The TX6A-28™ Cat 6A Shielded Patch Cord is constructed of 28 AWG, shielded, twisted pair, solid, CM/LSZH cable with enhanced performance modular plugs. The use of 28 AWG cable ensures that this patch cord has a small diameter, making it easy to install an | PC | 1 | 10 | 1 | 1 | 47.44
07498301951 | STP28X7MGR | Cat6A,28AWG,SHLDPC,CM/LSZH,GR,7M | The TX6A-28™ Cat 6A Shielded Patch Cord is constructed of 28 AWG, shielded, twisted pair, solid, CM/LSZH cable with enhanced performance modular plugs. The use of 28 AWG cable ensures that this patch cord has a small diameter, making it easy to install an | PC | 1 | 10 | 1 | 1 | 47.44
07498301954 | STP28X7MIG | Cat6A,28AWG,SHLDPC,CM/LSZH,IG,7M | The TX6A-28™ Cat 6A Shielded Patch Cord is constructed of 28 AWG, shielded, twisted pair, solid, CM/LSZH cable with enhanced performance modular plugs. The use of 28 AWG cable ensures that this patch cord has a small diameter, making it easy to install an | PC | 1 | 10 | 1 | 1 | 47.44
07498301952 | STP28X7MOR | Cat6A,28AWG,SHLDPC,CM/LSZH,OR,7M | Category 6A Performance, 28AWG, F/UTP Patch Cord, CM/LSZH, Orange, 7m. | PC | 1 | 10 | 1 | 1 | 47.44
07498301953 | STP28X7MRD | Cat6A,28AWG,SHLDPC,CM/LSZH,RD,7M | The TX6A-28™ Cat 6A Shielded Patch Cord is constructed of 28 AWG, shielded, twisted pair, solid, CM/LSZH cable with enhanced performance modular plugs. The use of 28 AWG cable ensures that this patch cord has a small diameter, making it easy to install an | PC | 1 | 10 | 1 | 1 | 47.44
07498301949 | STP28X7MVL | Cat6A,28AWG,SHLDPC,CM/LSZH,VL,7M | Category 6A Performance, 28AWG, F/UTP Patch Cord, CM/LSZH, Violet, 7m. | PC | 1 | 10 | 1 | 1 | 47.44
07498301950 | STP28X7MYL | Cat6A,28AWG,SHLDPC,CM/LSZH,YL,7M | The TX6A-28™ Cat 6A Shielded Patch Cord is constructed of 28 AWG, shielded, twisted pair, solid, CM/LSZH cable with enhanced performance modular plugs. The use of 28 AWG cable ensures that this patch cord has a small diameter, making it easy to install an | PC | 1 | 10 | 1 | 1 | 47.44
07498302085 | STP28X8.5MBL | Cat6A,28AWG,SHLDPC,CM/LSZH,BL,8.5M | Category 6A Performance, 28AWG, F/UTP Patch Cord, CM/LSZH, Black, 8.5m. | PC | 1 | 10 | 1 | 1 | 53.52
07498300279 | STP28X8.5MBU | Cat6A,28AWG,SHLDPC,CM/LSZH,BU,8.5M | Category 6A Performance, 28AWG, F/UTP Patch Cord, CM/LSZH, Blue, 8.5m. | PC | 1 | 10 | 1 | 1 | 53.52
07498302099 | STP28X8.5MGR | Cat6A,28AWG,SHLDPC,CM/LSZH,GR,8.5M | Category 6A Performance, 28AWG, F/UTP Patch Cord, CM/LSZH, Green, 8.5m. | PC | 1 | 10 | 1 | 1 | 53.52
07498302102 | STP28X8.5MIG | Cat6A,28AWG,SHLDPC,CM/LSZH,IG,8.5M | Category 6A Performance, 28AWG, F/UTP Patch Cord, CM/LSZH, International Gray, 8.5m. | PC | 1 | 10 | 1 | 1 | 53.52
07498302100 | STP28X8.5MOR | Cat6A,28AWG,SHLDPC,CM/LSZH,OR,8.5M | Category 6A Performance, 28AWG, F/UTP Patch Cord, CM/LSZH, Orange, 8.5m. | PC | 1 | 10 | 1 | 1 | 53.52
07498302101 | STP28X8.5MRD | Cat6A,28AWG,SHLDPC,CM/LSZH,RD,8.5M | Category 6A Performance, 28AWG, F/UTP Patch Cord, CM/LSZH, Red, 8.5m. | PC | 1 | 10 | 1 | 1 | 53.52
07498302097 | STP28X8.5MVL | Cat6A,28AWG,SHLDPC,CM/LSZH,VL,8.5M | Category 6A Performance, 28AWG, F/UTP Patch Cord, CM/LSZH, Violet, 8.5m. | PC | 1 | 10 | 1 | 1 | 53.52
07498302086 | STP28X8.5MYL | Cat6A,28AWG,SHLDPC,CM/LSZH,YL,8.5M | Category 6A Performance, 28AWG, F/UTP Patch Cord, CM/LSZH, Yellow, 8.5m. | PC | 1 | 10 | 1 | 1 | 53.52
07498301962 | STP28X8MBL | Cat6A,28AWG,SHLDPC,CM/LSZH,BL,8M | Category 6A Performance, 28AWG, F/UTP Patch Cord, CM/LSZH, Black, 8m. | PC | 1 | 10 | 1 | 1 | 51.48
07498300278 | STP28X8MBU | Cat6A,28AWG,SHLDPC,CM/LSZH,BU,8M | Category 6A Performance, 28AWG, F/UTP Patch Cord, CM/LSZH, Blue, 8m. | PC | 1 | 10 | 1 | 1 | 51.48
07498301965 | STP28X8MGR | Cat6A,28AWG,SHLDPC,CM/LSZH,GR,8M | Category 6A Performance, 28AWG, F/UTP Patch Cord, CM/LSZH, Green, 8m. | PC | 1 | 10 | 1 | 1 | 51.48
07498302083 | STP28X8MIG | Cat6A,28AWG,SHLDPC,CM/LSZH,IG,8M | Category 6A Performance, 28AWG, F/UTP Patch Cord, CM/LSZH, International Gray, 8m. | PC | 1 | 10 | 1 | 1 | 51.48
07498302026 | STP28X8MOR | Cat6A,28AWG,SHLDPC,CM/LSZH,OR,8M | Category 6A Performance, 28AWG, F/UTP Patch Cord, CM/LSZH, Orange, 8m. | PC | 1 | 10 | 1 | 1 | 51.48
07498302027 | STP28X8MRD | Cat6A,28AWG,SHLDPC,CM/LSZH,RD,8M | Category 6A Performance, 28AWG, F/UTP Patch Cord, CM/LSZH, Red, 8m. | PC | 1 | 10 | 1 | 1 | 51.48
07498301963 | STP28X8MVL | Cat6A,28AWG,SHLDPC,CM/LSZH,VL,8M | Category 6A Performance, 28AWG, F/UTP Patch Cord, CM/LSZH, Violet, 8m. | PC | 1 | 10 | 1 | 1 | 51.48
07498301964 | STP28X8MYL | Cat6A,28AWG,SHLDPC,CM/LSZH,YL,8M | Category 6A Performance, 28AWG, F/UTP Patch Cord, CM/LSZH, Yellow, 8m. | PC | 1 | 10 | 1 | 1 | 51.48
07498302147 | STP28X9.5MBL | Cat6A,28AWG,SHLDPC,CM/LSZH,BL,9.5M | Category 6A Performance, 28AWG, F/UTP Patch Cord, CM/LSZH, Black, 9.5m. | PC | 1 | 10 | 1 | 1 | 57.54
07498300282 | STP28X9.5MBU | Cat6A,28AWG,SHLDPC,CM/LSZH,BU,9.5M | Category 6A Performance, 28AWG, F/UTP Patch Cord, CM/LSZH, Blue, 9.5m. | PC | 1 | 10 | 1 | 1 | 57.54
07498302153 | STP28X9.5MGR | Cat6A,28AWG,SHLDPC,CM/LSZH,GR,9.5M | Category 6A Performance, 28AWG, F/UTP Patch Cord, CM/LSZH, Green, 9.5m. | PC | 1 | 10 | 1 | 1 | 57.54
07498302173 | STP28X9.5MIG | Cat6A,28AWG,SHLDPC,CM/LSZH,IG,9.5M | Category 6A Performance, 28AWG, F/UTP Patch Cord, CM/LSZH, International Gray, 9.5m. | PC | 1 | 10 | 1 | 1 | 57.54
07498302154 | STP28X9.5MOR | Cat6A,28AWG,SHLDPC,CM/LSZH,OR,9.5M | Category 6A Performance, 28AWG, F/UTP Patch Cord, CM/LSZH, Orange, 9.5m. | PC | 1 | 10 | 1 | 1 | 57.54
07498302163 | STP28X9.5MRD | Cat6A,28AWG,SHLDPC,CM/LSZH,RD,9.5M | Category 6A Performance, 28AWG, F/UTP Patch Cord, CM/LSZH, Red, 9.5m. | PC | 1 | 10 | 1 | 1 | 57.54
07498302151 | STP28X9.5MVL | Cat6A,28AWG,SHLDPC,CM/LSZH,VL,9.5M | Category 6A Performance, 28AWG, F/UTP Patch Cord, CM/LSZH, Violet, 9.5m. | PC | 1 | 10 | 1 | 1 | 57.54
07498302152 | STP28X9.5MYL | Cat6A,28AWG,SHLDPC,CM/LSZH,YL,9.5M | Category 6A Performance, 28AWG, F/UTP Patch Cord, CM/LSZH, Yellow, 9.5m. | PC | 1 | 10 | 1 | 1 | 57.54
07498302103 | STP28X9MBL | Cat6A,28AWG,SHLDPC,CM/LSZH,BL,9M | Category 6A Performance, 28AWG, F/UTP Patch Cord, CM/LSZH, Black, 9m. | PC | 1 | 10 | 1 | 1 | 55.54
07498300281 | STP28X9MBU | Cat6A,28AWG,SHLDPC,CM/LSZH,BU,9M | Category 6A Performance, 28AWG, F/UTP Patch Cord, CM/LSZH, Blue, 9m. | PC | 1 | 10 | 1 | 1 | 55.54
07498302106 | STP28X9MGR | Cat6A,28AWG,SHLDPC,CM/LSZH,GR,9M | Category 6A Performance, 28AWG, F/UTP Patch Cord, CM/LSZH, Green, 9m. | PC | 1 | 10 | 1 | 1 | 55.54
07498302146 | STP28X9MIG | Cat6A,28AWG,SHLDPC,CM/LSZH,IG,9M | Category 6A Performance, 28AWG, F/UTP Patch Cord, CM/LSZH, International Gray, 9m. | PC | 1 | 10 | 1 | 1 | 55.54
07498302107 | STP28X9MOR | Cat6A,28AWG,SHLDPC,CM/LSZH,OR,9M | Category 6A Performance, 28AWG, F/UTP Patch Cord, CM/LSZH, Orange, 9m. | PC | 1 | 10 | 1 | 1 | 55.54
07498302108 | STP28X9MRD | Cat6A,28AWG,SHLDPC,CM/LSZH,RD,9M | Category 6A Performance, 28AWG, F/UTP Patch Cord, CM/LSZH, Red, 9m. | PC | 1 | 10 | 1 | 1 | 55.54
07498302104 | STP28X9MVL | Cat6A,28AWG,SHLDPC,CM/LSZH,VL,9M | Category 6A Performance, 28AWG, F/UTP Patch Cord, CM/LSZH, Violet, 9m. | PC | 1 | 10 | 1 | 1 | 55.54
07498302105 | STP28X9MYL | Cat6A,28AWG,SHLDPC,CM/LSZH,YL,9M | Category 6A Performance, 28AWG, F/UTP Patch Cord, CM/LSZH, Yellow, 9m. | PC | 1 | 10 | 1 | 1 | 55.54
07498377536 | STP6X0.2MBL | CuPC,Cat6A,BLS/FTPCbl,0.2m,BL,EA | Category 6A, 10 Gb/s S/FTP patch cord with TX6A™ 10Gig™ Modular Plugs on each end. | PC | 1 | 10 | 1 | 1 | 20.96
07498377531 | STP6X0.2MBU | CuPC,Cat6A,BUS/FTPCbl,0.2m,BU,EA | This TX6A™ Cat 6A Shielded Patch Cord is constructed of 26 AWG, shielded, twisted pair, stranded, CM/LSZH cable with enhanced performance modular plugs. The patented tangle free latch prevents snags and provides easy release saving time on frequent moves, | PC | 1 | 10 | 1 | 1 | 20.96
07498377538 | STP6X0.2MGR | CuPC,Cat6A,GRS/FTPCbl,0.2m,GR,EA | Category 6A, 10 Gb/s S/FTP patch cord with TX6A™ 10Gig™ Modular Plugs on each end, Green. | PC | 1 | 10 | 1 | 1 | 20.96
07498377530 | STP6X0.2MIG | CuPC,Cat6A,IGS/FTPCbl,0.2m,IG,EA | Category 6A, 10 Gb/s S/FTP patch cord with TX6A™ 10Gig™ Modular Plugs on each end. | PC | 1 | 10 | 1 | 1 | 20.96
07498377537 | STP6X0.2MRD | Copper Patch Cord, Cat 6A, Red S/FTP Cab | Category 6A, 10 Gb/s S/FTP patch cord with TX6A™ 10Gig™ Modular Plugs on each end. | PC | 1 | 10 | 1 | 1 | 20.96
07498377539 | STP6X0.2MYL | CuPC,Cat6A,YLS/FTPCbl,0.2m,YL,EA | Category 6A, 10 Gb/s S/FTP patch cord with TX6A™ 10Gig™ Modular Plugs on each end. | PC | 1 | 10 | 1 | 1 | 20.96
07498371208 | STP6X0.5MBL | CuPC,Cat6A,BLS/FTPCbl,BL,0.5M,RL | The TX6A™ Cat 6A Shielded Patch Cord is constructed of 26 AWG, shielded, twisted pair, stranded, CM/LSZH cable with enhanced performance modular plugs. The patented tangle free latch prevents snags and provides easy release saving time on frequent moves, | PC | 1 | 10 | 1 | 1 | 22.24
07498371108 | STP6X0.5MBU | CU Patch Crd,Cat 6A,S/FTP,0.5m,BU | The TX6A™ Cat 6A Shielded Patch Cord is constructed of 26 AWG, shielded, twisted pair, stranded, CM/LSZH cable with enhanced performance modular plugs. The patented tangle free latch prevents snags and provides easy release saving time on frequent moves, | PC | 1 | 10 | 1 | 1 | 22.24
07498370862 | STP6X0.5MGR | CU Patch Crd,Cat 6A,S/FTP,0.5m,GR | The TX6A™ Cat 6A Shielded Patch Cord is constructed of 26 AWG, shielded, twisted pair, stranded, CM/LSZH cable with enhanced performance modular plugs. The patented tangle free latch prevents snags and provides easy release saving time on frequent moves, | PC | 1 | 10 | 1 | 1 | 22.24
07498370670 | STP6X0.5MIG | CU Patch Crd,Cat 6A,S/FTP,0.5m,IG | The TX6A™ Cat 6A Shielded Patch Cord is constructed of 26 AWG, shielded, twisted pair, stranded, CM/LSZH cable with enhanced performance modular plugs. The patented tangle free latch prevents snags and provides easy release saving time on frequent moves, | PC | 1 | 10 | 1 | 1 | 22.24
07498371720 | STP6X0.5MOR | CuPC,Cat6A,ORS/FTPCbl,OR,0.5M,RL | Category 6A, 10 Gb/s S/FTP patch cord with TX6A™ 10Gig™ Modular Plugs on each end, Orange. | PC | 1 | 10 | 1 | 1 | 22.24
07498371137 | STP6X0.5MRD | CU Patch Crd,Cat 6A,S/FTP,0.5m,RD | The TX6A™ Cat 6A Shielded Patch Cord is constructed of 26 AWG, shielded, twisted pair, stranded, CM/LSZH cable with enhanced performance modular plugs. The patented tangle free latch prevents snags and provides easy release saving time on frequent moves, | PC | 1 | 10 | 1 | 1 | 22.24
07498371680 | STP6X0.5MVL | CuPC,Cat6A,VLS/FTPCbl,VL,0.5M,RL | Category 6A, 10 Gb/s S/FTP patch cord with TX6A™ 10Gig™ Modular Plugs on each end. | PC | 1 | 10 | 1 | 1 | 22.24
07498371168 | STP6X0.5MYL | CuPC,Cat6A,YLS/FTPCbl,YL,0.5M,RL | The TX6A™ Cat 6A Shielded Patch Cord is constructed of 26 AWG, shielded, twisted pair, stranded, CM/LSZH cable with enhanced performance modular plugs. The patented tangle free latch prevents snags and provides easy release saving time on frequent moves, | PC | 1 | 10 | 1 | 1 | 22.24
07498370811 | STP6X1.5MBL | CU Patch Crd,Cat 6A,S/FTP,1.5m,BL | The TX6A™ Cat 6A Shielded Patch Cord is constructed of 26 AWG, shielded, twisted pair, stranded, CM/LSZH cable with enhanced performance modular plugs. The patented tangle free latch prevents snags and provides easy release saving time on frequent moves, | PC | 1 | 10 | 1 | 1 | 26.46
07498371110 | STP6X1.5MBU | CU Patch Crd,Cat 6A,S/FTP,1.5m,BU | The TX6A™ Cat 6A Shielded Patch Cord is constructed of 26 AWG, shielded, twisted pair, stranded, CM/LSZH cable with enhanced performance modular plugs. The patented tangle free latch prevents snags and provides easy release saving time on frequent moves, | PC | 1 | 10 | 1 | 1 | 26.46
07498370989 | STP6X1.5MGR | CU Patch Crd,Cat 6A,S/FTP,1.5m,GR | The TX6A™ Cat 6A Shielded Patch Cord is constructed of 26 AWG, shielded, twisted pair, stranded, CM/LSZH cable with enhanced performance modular plugs. The patented tangle free latch prevents snags and provides easy release saving time on frequent moves, | PC | 1 | 10 | 1 | 1 | 26.46
07498370712 | STP6X1.5MIG | CU Patch Crd,Cat 6A,S/FTP,1.5m,IG | The TX6A™ Cat 6A Shielded Patch Cord is constructed of 26 AWG, shielded, twisted pair, stranded, CM/LSZH cable with enhanced performance modular plugs. The patented tangle free latch prevents snags and provides easy release saving time on frequent moves, | PC | 1 | 10 | 1 | 1 | 26.46
07498371722 | STP6X1.5MOR | CU Patch Crd,Cat 6A,S/FTP,1.5m,OR | Category 6A, 10 Gb/s S/FTP patch cord with TX6A™ 10Gig™ Modular Plugs on each end. Orange, 1.5 meters. | PC | 1 | 10 | 1 | 1 | 26.46
07498371139 | STP6X1.5MRD | CU Patch Crd,Cat 6A,S/FTP,1.5m,RD | The TX6A™ Cat 6A Shielded Patch Cord is constructed of 26 AWG, shielded, twisted pair, stranded, CM/LSZH cable with enhanced performance modular plugs. The patented tangle free latch prevents snags and provides easy release saving time on frequent moves, | PC | 1 | 10 | 1 | 1 | 26.46
07498371692 | STP6X1.5MVL | CU Patch Crd,Cat 6A,S/FTP,1.5m,VL | Category 6A, 10 Gb/s S/FTP patch cord with TX6A™ 10Gig™ Modular Plugs on each end. Violet, 1.5 meters. | PC | 1 | 10 | 1 | 1 | 26.46
07498371170 | STP6X1.5MYL | CU Patch Crd,Cat 6A,S/FTP,1.5m,YL | The TX6A™ Cat 6A Shielded Patch Cord is constructed of 26 AWG, shielded, twisted pair, stranded, CM/LSZH cable with enhanced performance modular plugs. The patented tangle free latch prevents snags and provides easy release saving time on frequent moves, | PC | 1 | 10 | 1 | 1 | 26.46
07498345566 | STP6X100BL | CU Patch Crd,Cat 6A,S/FTP,100ft,BL | Category 6A, 10 Gb/s S/FTP patch cord with TX6A™ 10Gig™ Modular Plugs on each end, Black, 100 ft. | PC | 1 | 10 | 1 | 1 | 150.58
07498345567 | STP6X100BU | CU Patch Crd,Cat 6A,S/FTP,100ft,BU | Category 6A, 10 Gb/s S/FTP patch cord with TX6A™ 10Gig™ Modular Plugs on each end, Blue, 100 ft. | PC | 1 | 10 | 1 | 1 | 150.58
07498345542 | STP6X100GR | CU Patch Crd,Cat 6A,S/FTP,100ft,GR | Category 6A, 10 Gb/s S/FTP patch cord with TX6A™ 10Gig™ Modular Plugs on each end, Green, 100 ft. | PC | 1 | 10 | 1 | 1 | 150.58
07498345540 | STP6X100IG | CU Patch Crd,Cat 6A,S/FTP,100ft,GY | Category 6A, 10 Gb/s S/FTP patch cord with TX6A™ 10Gig™ Modular Plugs on each end, International Gray, 100 ft. | PC | 1 | 10 | 1 | 1 | 150.58
07498345546 | STP6X100OR | CU Patch Crd,Cat 6A,S/FTP,100ft,OR | Category 6A, 10 Gb/s S/FTP patch cord with TX6A™ 10Gig™ Modular Plugs on each end, Orange, 100 ft. | PC | 1 | 10 | 1 | 1 | 150.58
07498345552 | STP6X100RD | CU Patch Crd,Cat 6A,S/FTP,100ft,RD | Category 6A, 10 Gb/s S/FTP patch cord with TX6A™ 10Gig™ Modular Plugs on each end, Red, 100 ft. | PC | 1 | 10 | 1 | 1 | 150.58
07498345557 | STP6X100VL | CU Patch Crd,Cat 6A,S/FTP,100ft,VL | Category 6A, 10 Gb/s S/FTP patch cord with TX6A™ 10Gig™ Modular Plugs on each end, Violet, 100 ft. | PC | 1 | 10 | 1 | 1 | 150.58
07498345558 | STP6X100YL | CU Patch Crd,Cat 6A,S/FTP,100ft,YL | Category 6A, 10 Gb/s S/FTP patch cord with TX6A™ 10Gig™ Modular Plugs on each end, Yellow, 100 ft. | PC | 1 | 10 | 1 | 1 | 150.58
07498345569 | STP6X105BL | CU Patch Crd,Cat 6A,S/FTP,105ft,BL | Category 6A, 10 Gb/s S/FTP patch cord with TX6A™ 10Gig™ Modular Plugs on each end, Black, 105 ft. | PC | 1 | 10 | 1 | 1 | 157.02
07498345570 | STP6X105BU | CU Patch Crd,Cat 6A,S/FTP,105ft,BU | Category 6A, 10 Gb/s S/FTP patch cord with TX6A™ 10Gig™ Modular Plugs on each end, Blue, 105 ft. | PC | 1 | 10 | 1 | 1 | 157.02
07498345571 | STP6X105GR | CU Patch Crd,Cat 6A,S/FTP,105ft,GR | Category 6A, 10 Gb/s S/FTP patch cord with TX6A™ 10Gig™ Modular Plugs on each end, Green, 105 ft. | PC | 1 | 10 | 1 | 1 | 157.02
07498345568 | STP6X105IG | CU Patch Crd,Cat 6A,S/FTP,105ft,IG | Category 6A, 10 Gb/s S/FTP patch cord with TX6A™ 10Gig™ Modular Plugs on each end, International Gray, 105 ft. | PC | 1 | 10 | 1 | 1 | 157.02
07498345572 | STP6X105OR | CU Patch Crd,Cat 6A,S/FTP,105m,OR | Category 6A, 10 Gb/s S/FTP patch cord with TX6A™ 10Gig™ Modular Plugs on each end, Orange, 105 ft. | PC | 1 | 10 | 1 | 1 | 157.02
07498345573 | STP6X105RD | CU Patch Crd,Cat 6A,S/FTP,105ft,RD | Category 6A, 10 Gb/s S/FTP patch cord with TX6A™ 10Gig™ Modular Plugs on each end, Red, 105 ft. | PC | 1 | 10 | 1 | 1 | 157.02
07498345574 | STP6X105VL | CU Patch Crd,Cat 6A,S/FTP,105ft,VL | Category 6A, 10 Gb/s S/FTP patch cord with TX6A™ 10Gig™ Modular Plugs on each end, Violet, 105 ft. | PC | 1 | 10 | 1 | 1 | 157.02
07498345575 | STP6X105YL | CU Patch Crd,Cat 6A,S/FTP,105ft,YL | Category 6A, 10 Gb/s S/FTP patch cord with TX6A™ 10Gig™ Modular Plugs on each end, Yellow, 105 ft. | PC | 1 | 10 | 1 | 1 | 157.02
07498301159 | STP6X10BL | CU Patch Crd,Cat 6A,S/FTP,10ft,BL | Category 6A, 10 Gb/s S/FTP patch cord with TX6A™ 10Gig™ Modular Plugs on each end. Black, 10 ft. | PC | 1 | 10 | 1 | 1 | 34.08
07498353722 | STP6X10BL-Q | CU Patch Crd,Cat 6A,S/FTP,10ft,BL,25Pk | Copper Patch Cord, Cat 6A, Black S/FTP Cable, 10Ft - PACK 25 | PC | 1 | 25 | 25 | 1 | 34.08
07498301185 | STP6X10BU | CU Patch Crd,Cat 6A,S/FTP,10ft,BU | Category 6A, 10 Gb/s S/FTP patch cord with TX6A™ 10Gig™ Modular Plugs on each end. Blue, 10 ft. | PC | 1 | 10 | 1 | 1 | 34.08
07498353724 | STP6X10BU-Q | CU Patch Crd,Cat 6A,S/FTP,10ft,BU,25Pk | Copper Patch Cord, Cat 6A, Blue S/FTP Cable, 10Ft - PACK 25 | PC | 1 | 25 | 25 | 1 | 34.08
07498301263 | STP6X10GR | CU Patch Crd,Cat 6A,S/FTP,10ft,GR | Category 6A, 10 Gb/s S/FTP patch cord with TX6A™ 10Gig™ Modular Plugs on each end. Green, 10 ft. | PC | 1 | 10 | 1 | 1 | 34.08
07498353755 | STP6X10GR-Q | CU Patch Crd,Cat 6A,S/FTP,10ft,GR,25Pk | Copper Patch Cord, Cat 6A, Green S/FTP Cable, 10Ft - PACK 25 | PC | 1 | 25 | 25 | 1 | 34.08
07498301133 | STP6X10IG | CU Patch Crd,Cat 6A,S/FTP,10ft,IG | Category 6A, 10 Gb/s S/FTP patch cord with TX6A™ 10Gig™ Modular Plugs on each end. International Gray, 10 ft. | PC | 1 | 10 | 1 | 1 | 34.08
07498354370 | STP6X10IG-Q | CU Patch Crd,Cat 6A,S/FTP,10ft,IG,25Pk | Copper Patch Cord, Cat 6A, Intl Gray S/FTP Cable, 10Ft - PACK 25 | PC | 1 | 25 | 25 | 1 | 34.08
07498370822 | STP6X10MBL | CU Patch Crd,Cat 6A,S/FTP,10m,BL | The TX6A™ Cat 6A Shielded Patch Cord is constructed of 26 AWG, shielded, twisted pair, stranded, CM/LSZH cable with enhanced performance modular plugs. The patented tangle free latch prevents snags and provides easy release saving time on frequent moves, | PC | 1 | 10 | 1 | 1 | 62.58
07498371130 | STP6X10MBU | CU Patch Crd,Cat 6A,S/FTP,10m,BU | The TX6A™ Cat 6A Shielded Patch Cord is constructed of 26 AWG, shielded, twisted pair, stranded, CM/LSZH cable with enhanced performance modular plugs. The patented tangle free latch prevents snags and provides easy release saving time on frequent moves, | PC | 1 | 10 | 1 | 1 | 62.58
07498306111 | STP6X10MBUF2 | Copper Patch Cord, Cat 6A, Blue S/FTP Ca | Copper patch cord, category 6A, blue S/FTP cable, 10 meters, crossover special wiring. | PC | 1 | 10 | 1 | 1 | 62.58
07498371000 | STP6X10MGR | CU Patch Crd,Cat 6A,S/FTP,10m,GR | The TX6A™ Cat 6A Shielded Patch Cord is constructed of 26 AWG, shielded, twisted pair, stranded, CM/LSZH cable with enhanced performance modular plugs. The patented tangle free latch prevents snags and provides easy release saving time on frequent moves, | PC | 1 | 10 | 1 | 1 | 62.58
07498308656 | STP6X10MGRF2 | Copper Patch Cord, Cat 6A, Green S/FTP C | Copper patch cord, category 6A, green S/FTP cable, 10 meters, crossover special wiring. | PC | 1 | 10 | 1 | 1 | 62.58
07498370722 | STP6X10MIG | CU Patch Crd,Cat 6A,S/FTP,10m,IG | The TX6A™ Cat 6A Shielded Patch Cord is constructed of 26 AWG, shielded, twisted pair, stranded, CM/LSZH cable with enhanced performance modular plugs. The patented tangle free latch prevents snags and provides easy release saving time on frequent moves, | PC | 1 | 10 | 1 | 1 | 62.58
07498371732 | STP6X10MOR | CU Patch Crd,Cat 6A,S/FTP,10m,OR | Category 6A, 10 Gb/s S/FTP patch cord with TX6A™ 10Gig™ Modular Plugs on each end. Orange, 10 meters. | PC | 1 | 10 | 1 | 1 | 62.58
07498371160 | STP6X10MRD | CU Patch Crd,Cat 6A,S/FTP,10m,RD | The TX6A™ Cat 6A Shielded Patch Cord is constructed of 26 AWG, shielded, twisted pair, stranded, CM/LSZH cable with enhanced performance modular plugs. The patented tangle free latch prevents snags and provides easy release saving time on frequent moves, | PC | 1 | 10 | 1 | 1 | 62.58
07498308654 | STP6X10MRDF2 | Copper Patch Cord, Cat 6A, Red S/FTP Cab | Copper patch cord, category 6A, red S/FTP cable, 10 meters, crossover special wiring. | PC | 1 | 10 | 1 | 1 | 62.58
07498371713 | STP6X10MVL | CU Patch Crd,Cat 6A,S/FTP,10m,VL | Category 6A, 10 Gb/s S/FTP patch cord with TX6A™ 10Gig™ Modular Plugs on each end. Violet, 10 meters. | PC | 1 | 10 | 1 | 1 | 62.58
07498371180 | STP6X10MYL | CU Patch Crd,Cat 6A,S/FTP,10m,YL | The TX6A™ Cat 6A Shielded Patch Cord is constructed of 26 AWG, shielded, twisted pair, stranded, CM/LSZH cable with enhanced performance modular plugs. The patented tangle free latch prevents snags and provides easy release saving time on frequent moves, | PC | 1 | 10 | 1 | 1 | 62.58
07498308657 | STP6X10MYLF2 | Copper Patch Cord, Cat 6A, Yellow S/FTP | Copper patch cord, category 6A, yellow S/FTP cable, 10 meters, crossover special wiring. | PC | 1 | 10 | 1 | 1 | 62.58
07498301290 | STP6X10OR | CU Patch Crd,Cat 6A,S/FTP,10ft,OR | Category 6A, 10 Gb/s S/FTP patch cord with TX6A™ 10Gig™ Modular Plugs on each end. Orange, 10 ft. | PC | 1 | 10 | 1 | 1 | 34.08
07498353760 | STP6X10OR-Q | CU Patch Crd,Cat 6A,S/FTP,10ft,OR,25Pk | Copper Patch Cord, Cat 6A, Orange S/FTP Cable, 10Ft - PACK 25 | PC | 1 | 25 | 25 | 1 | 34.08
07498301211 | STP6X10RD | CU Patch Crd,Cat 6A,S/FTP,10ft,RD | Category 6A, 10 Gb/s S/FTP patch cord with TX6A™ 10Gig™ Modular Plugs on each end. Red, 10 ft. | PC | 1 | 10 | 1 | 1 | 34.08
07498353761 | STP6X10RD-Q | CU Patch Crd,Cat 6A,S/FTP,10ft,RD,25Pk | Copper Patch Cord, Cat 6A, Red S/FTP Cable, 10Ft - PACK 25 | PC | 1 | 25 | 25 | 1 | 34.08
07498301316 | STP6X10VL | CU Patch Crd,Cat 6A,S/FTP,10ft,VL | Category 6A, 10 Gb/s S/FTP patch cord with TX6A™ 10Gig™ Modular Plugs on each end. Violet, 10 ft. | PC | 1 | 10 | 1 | 1 | 34.08
07498356257 | STP6X10VL-Q | CU Patch Crd,Cat 6A,S/FTP,10ft,VL,25Pk | Copper Patch Cord, Cat 6A, Violet S/FTP Cable, 10Ft - PACK 25 | PC | 1 | 25 | 25 | 1 | 34.08
07498301237 | STP6X10YL | CU Patch Crd,Cat 6A,S/FTP,10ft,YL | Category 6A, 10 Gb/s S/FTP patch cord with TX6A™ 10Gig™ Modular Plugs on each end. Yellow, 10 ft. | PC | 1 | 10 | 1 | 1 | 34.08
07498355723 | STP6X10YL-Q | CU Patch Crd,Cat 6A,S/FTP,10ft,YL,25Pk | Copper Patch Cord, Cat 6A, Yellow S/FTP Cable, 10Ft - PACK 25 | PC | 1 | 25 | 25 | 1 | 34.08
07498345621 | STP6X110BL | CU Patch Crd,Cat 6A,S/FTP,110ft,BL | Category 6A, 10 Gb/s S/FTP patch cord with TX6A™ 10Gig™ Modular Plugs on each end. | PC | 1 | 10 | 1 | 1 | 163.48
07498345622 | STP6X110BU | CU Patch Crd,Cat 6A,S/FTP,110ft,BU | Category 6A, 10 Gb/s S/FTP patch cord with TX6A™ 10Gig™ Modular Plugs on each end. | PC | 1 | 10 | 1 | 1 | 163.48
07498345623 | STP6X110GR | CU Patch Crd,Cat 6A,S/FTP,110ft,GR | Category 6A, 10 Gb/s S/FTP patch cord with TX6A™ 10Gig™ Modular Plugs on each end. | PC | 1 | 10 | 1 | 1 | 163.48
07498345598 | STP6X110IG | CU Patch Crd,Cat 6A,S/FTP,110ft,IG | Category 6A, 10 Gb/s S/FTP patch cord with TX6A™ 10Gig™ Modular Plugs on each end. | PC | 1 | 10 | 1 | 1 | 163.48
07498345624 | STP6X110OR | CU Patch Crd,Cat 6A,S/FTP,110ft,OR | Category 6A, 10 Gb/s S/FTP patch cord with TX6A™ 10Gig™ Modular Plugs on each end. | PC | 1 | 10 | 1 | 1 | 163.48
07498345625 | STP6X110RD | CU Patch Crd,Cat 6A,S/FTP,110ft,RD | Category 6A, 10 Gb/s S/FTP patch cord with TX6A™ 10Gig™ Modular Plugs on each end. | PC | 1 | 10 | 1 | 1 | 163.48
07498345626 | STP6X110VL | CU Patch Crd,Cat 6A,S/FTP,110ft,VL | Category 6A, 10 Gb/s S/FTP patch cord with TX6A™ 10Gig™ Modular Plugs on each end. | PC | 1 | 10 | 1 | 1 | 163.48
07498345627 | STP6X110YL | CU Patch Crd,Cat 6A,S/FTP,110ft,YL | Category 6A, 10 Gb/s S/FTP patch cord with TX6A™ 10Gig™ Modular Plugs on each end. | PC | 1 | 10 | 1 | 1 | 163.48
07498345639 | STP6X115BL | CU Patch Crd,Cat 6A,S/FTP,115ft,BL | Category 6A, 10 Gb/s S/FTP patch cord with TX6A™ 10Gig™ Modular Plugs on each end. | PC | 1 | 10 | 1 | 1 | 169.98
07498345640 | STP6X115BU | CU Patch Crd,Cat 6A,S/FTP,115ft,BU | Category 6A, 10 Gb/s S/FTP patch cord with TX6A™ 10Gig™ Modular Plugs on each end. | PC | 1 | 10 | 1 | 1 | 169.98
07498345641 | STP6X115GR | CU Patch Crd,Cat 6A,S/FTP,115ft,GR | Category 6A, 10 Gb/s S/FTP patch cord with TX6A™ 10Gig™ Modular Plugs on each end. | PC | 1 | 10 | 1 | 1 | 169.98
07498345638 | STP6X115IG | CU Patch Crd,Cat 6A,S/FTP,115ft,IG | Category 6A, 10 Gb/s S/FTP patch cord with TX6A™ 10Gig™ Modular Plugs on each end. | PC | 1 | 10 | 1 | 1 | 169.98
07498345642 | STP6X115OR | CU Patch Crd,Cat 6A,S/FTP,115ft,OR | Category 6A, 10 Gb/s S/FTP patch cord with TX6A™ 10Gig™ Modular Plugs on each end. | PC | 1 | 10 | 1 | 1 | 169.98
07498345643 | STP6X115RD | CU Patch Crd,Cat 6A,S/FTP,115ft,RD | Category 6A, 10 Gb/s S/FTP patch cord with TX6A™ 10Gig™ Modular Plugs on each end. | PC | 1 | 10 | 1 | 1 | 169.98
07498345646 | STP6X115VL | CU Patch Crd,Cat 6A,S/FTP,115ft,VL | Category 6A, 10 Gb/s S/FTP patch cord with TX6A™ 10Gig™ Modular Plugs on each end. | PC | 1 | 10 | 1 | 1 | 169.98
07498345647 | STP6X115YL | CU Patch Crd,Cat 6A,S/FTP,115ft,YL | Category 6A, 10 Gb/s S/FTP patch cord with TX6A™ 10Gig™ Modular Plugs on each end. | PC | 1 | 10 | 1 | 1 | 169.98
07498301160 | STP6X11BL | CU Patch Crd,Cat 6A,S/FTP,11ft,BL | Category 6A, 10 Gb/s S/FTP patch cord with TX6A™ 10Gig™ Modular Plugs on each end. Black, 11 ft. | PC | 1 | 10 | 1 | 1 | 35.38
07498356291 | STP6X11BL-Q | CU Patch Crd,Cat 6A,S/FTP,11ft,BL,25Pk | Copper Patch Cord, Cat 6A, Black S/FTP Cable, 11Ft - PACK 25 | PC | 1 | 25 | 25 | 1 | 35.38
07498301186 | STP6X11BU | CU Patch Crd,Cat 6A,S/FTP,11ft,BU | Category 6A, 10 Gb/s S/FTP patch cord with TX6A™ 10Gig™ Modular Plugs on each end. Blue, 11 ft. | PC | 1 | 10 | 1 | 1 | 35.38
07498356292 | STP6X11BU-Q | CU Patch Crd,Cat 6A,S/FTP,11ft,BU,25Pk | Copper Patch Cord, Cat 6A, Blue S/FTP Cable, 11Ft - PACK 25 | PC | 1 | 25 | 25 | 1 | 35.38
07498301264 | STP6X11GR | CU Patch Crd,Cat 6A,S/FTP,11ft,GR | Category 6A, 10 Gb/s S/FTP patch cord with TX6A™ 10Gig™ Modular Plugs on each end. Green, 11 ft. | PC | 1 | 10 | 1 | 1 | 35.38
07498356305 | STP6X11GR-Q | CU Patch Crd,Cat 6A,S/FTP,11ft,GR,25Pk | Copper Patch Cord, Cat 6A, Green S/FTP Cable, 11Ft - PACK 25 | PC | 1 | 25 | 25 | 1 | 35.38
07498301134 | STP6X11IG | CU Patch Crd,Cat 6A,S/FTP,11ft,IG | Category 6A, 10 Gb/s S/FTP patch cord with TX6A™ 10Gig™ Modular Plugs on each end. International Gray, 11 ft. | PC | 1 | 10 | 1 | 1 | 35.38
07498356336 | STP6X11IG-Q | CU Patch Crd,Cat 6A,S/FTP,11ft,IG,25Pk | Copper Patch Cord, Cat 6A, Intl Gray S/FTP Cable, 11Ft - PACK 25 | PC | 1 | 25 | 25 | 1 | 35.38
07498347034 | STP6X11MBL | Copper Patch Cord, Cat 6A, Black S/FTP C | Category 6A, 10 Gb/s S/FTP patch cord with TX6A™ 10Gig™ Modular Plugs on each end. | PC | 1 | 10 | 1 | 1 | 66.78
07498398013 | STP6X11MBU | CuPC,Cat6A,BUS/FTPCbl,BU,11M,RL | Category 6A, 10 Gb/s S/FTP patch cord with TX6A™ 10Gig™ Modular Plugs on each end. | PC | 1 | 10 | 1 | 1 | 66.78
07498308658 | STP6X11MBUF2 | Copper Patch Cord, Cat 6A, Blue S/FTP Ca | Copper patch cord, category 6A, blue S/FTP cable, 11 meters, crossover special wiring. | PC | 1 | 10 | 1 | 1 | 66.78
07498347043 | STP6X11MGR | Copper Patch Cord, Cat 6A, Green S/FTP C | Category 6A, 10 Gb/s S/FTP patch cord with TX6A™ 10Gig™ Modular Plugs on each end. | PC | 1 | 10 | 1 | 1 | 66.78
07498316723 | STP6X11MGRF2 | Copper Patch Cord, Cat 6A, Green S/FTP C | Copper patch cord, category 6A, green S/FTP cable, 11 meters, crossover special wiring. | PC | 1 | 10 | 1 | 1 | 66.78
07498398088 | STP6X11MIG | CuPC,Cat6A,IGS/FTPCbl,IG,11M,RL | Category 6A, 10 Gb/s S/FTP patch cord with TX6A™ 10Gig™ Modular Plugs on each end. | PC | 1 | 10 | 1 | 1 | 66.78
07498397899 | STP6X11MOR | CU Patch Crd,Cat 6A,S/FTP,11m,OR | Category 6A, 10 Gb/s S/FTP patch cord with TX6A™ 10Gig™ Modular Plugs on each end. | PC | 1 | 10 | 1 | 1 | 66.78
07498347044 | STP6X11MRD | Copper Patch Cord, Cat 6A, Red S/FTP Cab | Category 6A, 10 Gb/s S/FTP patch cord with TX6A™ 10Gig™ Modular Plugs on each end. | PC | 1 | 10 | 1 | 1 | 66.78
07498316724 | STP6X11MRDF2 | Copper Patch Cord, Cat 6A, Red S/FTP Cab | Copper patch cord, category 6A, red S/FTP cable, 11 meters, crossover special wiring. | PC | 1 | 10 | 1 | 1 | 66.78
07498347045 | STP6X11MVL | Copper Patch Cord, Cat 6A, Violet S/FTP | Category 6A, 10 Gb/s S/FTP patch cord with TX6A™ 10Gig™ Modular Plugs on each end. | PC | 1 | 10 | 1 | 1 | 66.78
07498397900 | STP6X11MYL | CuPC,Cat6A,YLS/FTPCbl,YL,11M,RL | Category 6A, 10 Gb/s S/FTP patch cord with TX6A™ 10Gig™ Modular Plugs on each end. | PC | 1 | 10 | 1 | 1 | 66.78
07498316725 | STP6X11MYLF2 | Copper Patch Cord, Cat 6A, Yellow S/FTP | Copper patch cord, category 6A, yellow S/FTP cable, 11 meters, crossover special wiring. | PC | 1 | 10 | 1 | 1 | 66.78
07498301291 | STP6X11OR | CU Patch Crd,Cat 6A,S/FTP,11ft,OR | Category 6A, 10 Gb/s S/FTP patch cord with TX6A™ 10Gig™ Modular Plugs on each end. Orange, 11 ft. | PC | 1 | 10 | 1 | 1 | 35.38
07498356335 | STP6X11OR-Q | CU Patch Crd,Cat 6A,S/FTP,11ft,OR,25Pk | Copper Patch Cord, Cat 6A, Orange S/FTP Cable, 11Ft - PACK 25 | PC | 1 | 25 | 25 | 1 | 35.38
07498301212 | STP6X11RD | CU Patch Crd,Cat 6A,S/FTP,11ft,RD | Category 6A, 10 Gb/s S/FTP patch cord with TX6A™ 10Gig™ Modular Plugs on each end. Red, 11 ft. | PC | 1 | 10 | 1 | 1 | 35.38
07498356306 | STP6X11RD-Q | CU Patch Crd,Cat 6A,S/FTP,11ft,RD,25Pk | Copper Patch Cord, Cat 6A, Red S/FTP Cable, 11Ft - PACK 25 | PC | 1 | 25 | 25 | 1 | 35.38
07498301317 | STP6X11VL | CU Patch Crd,Cat 6A,S/FTP,11ft,VL | Category 6A, 10 Gb/s S/FTP patch cord with TX6A™ 10Gig™ Modular Plugs on each end. Violet, 11 ft. | PC | 1 | 10 | 1 | 1 | 35.38
07498356412 | STP6X11VL-Q | CU Patch Crd,Cat 6A,S/FTP,11ft,VL,25Pk | Copper Patch Cord, Cat 6A, Violet S/FTP Cable, 11Ft - PACK 25 | PC | 1 | 25 | 25 | 1 | 35.38
07498301238 | STP6X11YL | CU Patch Crd,Cat 6A,S/FTP,11ft,YL | Category 6A, 10 Gb/s S/FTP patch cord with TX6A™ 10Gig™ Modular Plugs on each end. Yellow, 11 ft. | PC | 1 | 10 | 1 | 1 | 35.38
07498356382 | STP6X11YL-Q | CU Patch Crd,Cat 6A,S/FTP,11ft,YL,25Pk | Copper Patch Cord, Cat 6A, Yellow S/FTP Cable, 11Ft - PACK 25 | PC | 1 | 25 | 25 | 1 | 35.38
07498346042 | STP6X120BL | CU Patch Crd,Cat 6A,S/FTP,120ft,BL | Category 6A, 10 Gb/s S/FTP patch cord with TX6A™ 10Gig™ Modular Plugs on each end. | PC | 1 | 10 | 1 | 1 | 176.44
07498346057 | STP6X120BU | CU Patch Crd,Cat 6A,S/FTP,120ft,BU | Category 6A, 10 Gb/s S/FTP patch cord with TX6A™ 10Gig™ Modular Plugs on each end. | PC | 1 | 10 | 1 | 1 | 176.44
07498346059 | STP6X120GR | CU Patch Crd,Cat 6A,S/FTP,120ft,GR | Category 6A, 10 Gb/s S/FTP patch cord with TX6A™ 10Gig™ Modular Plugs on each end. | PC | 1 | 10 | 1 | 1 | 176.44
07498345673 | STP6X120IG | CU Patch Crd,Cat 6A,S/FTP,120ft,IG | Category 6A, 10 Gb/s S/FTP patch cord with TX6A™ 10Gig™ Modular Plugs on each end. | PC | 1 | 10 | 1 | 1 | 176.44
07498346070 | STP6X120OR | CU Patch Crd,Cat 6A,S/FTP,120ft,OR | Category 6A, 10 Gb/s S/FTP patch cord with TX6A™ 10Gig™ Modular Plugs on each end. | PC | 1 | 10 | 1 | 1 | 176.44
07498346072 | STP6X120RD | CU Patch Crd,Cat 6A,S/FTP,120ft,RD | Category 6A, 10 Gb/s S/FTP patch cord with TX6A™ 10Gig™ Modular Plugs on each end. | PC | 1 | 10 | 1 | 1 | 176.44
07498346077 | STP6X120VL | CU Patch Crd,Cat 6A,S/FTP,120ft,VL | Category 6A, 10 Gb/s S/FTP patch cord with TX6A™ 10Gig™ Modular Plugs on each end. | PC | 1 | 10 | 1 | 1 | 176.44
07498346079 | STP6X120YL | CU Patch Crd,Cat 6A,S/FTP,120ft,YL | Category 6A, 10 Gb/s S/FTP patch cord with TX6A™ 10Gig™ Modular Plugs on each end. | PC | 1 | 10 | 1 | 1 | 176.44
07498346187 | STP6X125BL | CU Patch Crd,Cat 6A,S/FTP,125ft,BL | Category 6A, 10 Gb/s S/FTP patch cord with TX6A™ 10Gig™ Modular Plugs on each end. | PC | 1 | 10 | 1 | 1 | 182.9
07498346188 | STP6X125BU | CU Patch Crd,Cat 6A,S/FTP,125ft,BU | Category 6A, 10 Gb/s S/FTP patch cord with TX6A™ 10Gig™ Modular Plugs on each end. | PC | 1 | 10 | 1 | 1 | 182.9
07498346189 | STP6X125GR | CU Patch Crd,Cat 6A,S/FTP,125ft,GR | Category 6A, 10 Gb/s S/FTP patch cord with TX6A™ 10Gig™ Modular Plugs on each end. | PC | 1 | 10 | 1 | 1 | 182.9
07498346103 | STP6X125IG | CU Patch Crd,Cat 6A,S/FTP,125ft,IG | Category 6A, 10 Gb/s S/FTP patch cord with TX6A™ 10Gig™ Modular Plugs on each end. | PC | 1 | 10 | 1 | 1 | 182.9
07498346190 | STP6X125OR | CU Patch Crd,Cat 6A,S/FTP,125ft,OR | Category 6A, 10 Gb/s S/FTP patch cord with TX6A™ 10Gig™ Modular Plugs on each end. | PC | 1 | 10 | 1 | 1 | 182.9
07498346191 | STP6X125RD | CU Patch Crd,Cat 6A,S/FTP,125ft,RD | Category 6A, 10 Gb/s S/FTP patch cord with TX6A™ 10Gig™ Modular Plugs on each end. | PC | 1 | 10 | 1 | 1 | 182.9
07498346192 | STP6X125VL | CU Patch Crd,Cat 6A,S/FTP,125ft,VL | Category 6A, 10 Gb/s S/FTP patch cord with TX6A™ 10Gig™ Modular Plugs on each end. | PC | 1 | 10 | 1 | 1 | 182.9
07498346193 | STP6X125YL | CU Patch Crd,Cat 6A,S/FTP,125ft,YL | Category 6A, 10 Gb/s S/FTP patch cord with TX6A™ 10Gig™ Modular Plugs on each end. | PC | 1 | 10 | 1 | 1 | 182.9
07498301161 | STP6X12BL | CU Patch Crd,Cat 6A,S/FTP,12ft,BL | Category 6A, 10 Gb/s S/FTP patch cord with TX6A™ 10Gig™ Modular Plugs on each end. Black, 12 ft. | PC | 1 | 10 | 1 | 1 | 36.7
07498356460 | STP6X12BL-Q | CU Patch Crd,Cat 6A,S/FTP,12ft,BL,25Pk | Copper Patch Cord, Cat 6A, Black S/FTP Cable, 12Ft - PACK 25 | PC | 1 | 25 | 25 | 1 | 36.7
07498301187 | STP6X12BU | CU Patch Crd,Cat 6A,S/FTP,12ft,BU | Category 6A, 10 Gb/s S/FTP patch cord with TX6A™ 10Gig™ Modular Plugs on each end. Blue, 12 ft. | PC | 1 | 10 | 1 | 1 | 36.7
07498356461 | STP6X12BU-Q | CU Patch Crd,Cat 6A,S/FTP,12ft,BU,25Pk | Copper Patch Cord, Cat 6A, Blue S/FTP Cable, 12Ft - PACK 25 | PC | 1 | 25 | 25 | 1 | 36.7
07498301265 | STP6X12GR | CU Patch Crd,Cat 6A,S/FTP,12ft,GR | Category 6A, 10 Gb/s S/FTP patch cord with TX6A™ 10Gig™ Modular Plugs on each end. Green, 12 ft. | PC | 1 | 10 | 1 | 1 | 36.7
07498356463 | STP6X12GR-Q | CU Patch Crd,Cat 6A,S/FTP,12ft,GR,25Pk | Copper Patch Cord, Cat 6A, Green S/FTP Cable, 12Ft - PACK 25 | PC | 1 | 25 | 25 | 1 | 36.7
07498301135 | STP6X12IG | CU Patch Crd,Cat 6A,S/FTP,12ft,IG | Category 6A, 10 Gb/s S/FTP patch cord with TX6A™ 10Gig™ Modular Plugs on each end. International Gray, 12 ft. | PC | 1 | 10 | 1 | 1 | 36.7
07498357123 | STP6X12IG-Q | CU Patch Crd,Cat 6A,S/FTP,12ft,IG,25Pk | Copper Patch Cord, Cat 6A, Intl Gray S/FTP Cable, 12Ft - PACK 25 | PC | 1 | 25 | 25 | 1 | 36.7
07498347378 | STP6X12MBL | Copper Patch Cord, Cat 6A, Black S/FTP C | Category 6A, 10 Gb/s S/FTP patch cord with TX6A™ 10Gig™ Modular Plugs on each end. | PC | 1 | 10 | 1 | 1 | 71.04
07498347379 | STP6X12MBU | CuPatchCordCat6A,S/FTP,BU,12M,RL | Category 6A, 10 Gb/s S/FTP patch cord with TX6A™ 10Gig™ Modular Plugs on each end, Blue, 12 meters. | PC | 1 | 10 | 1 | 1 | 71.04
07498308659 | STP6X12MBUF2 | Copper Patch Cord, Cat6A, Blue S/FTP Cab | Copper Patch Cord, Cat6A, Blue S/FTP Cable, 12 Meters, Crossover Special Wiring | PC | 1 | 10 | 1 | 1 | 71.04
07498347380 | STP6X12MGR | Copper Patch Cord, Cat 6A, Green S/FTP C | Category 6A, 10 Gb/s S/FTP patch cord with TX6A™ 10Gig™ Modular Plugs on each end. | PC | 1 | 10 | 1 | 1 | 71.04
07498308661 | STP6X12MGRF2 | Copper Patch Cord, Cat6A, Green S/FTP Ca | Copper Patch Cord, Cat6A, Green S/FTP Cable, 12 Meters, Crossover Special Wiring | PC | 1 | 10 | 1 | 1 | 71.04
07498347054 | STP6X12MIG | CuPC,Cat6A,IGS/FTPCbl,IG,12M,RL | Category 6A, 10 Gb/s S/FTP patch cord with TX6A™ 10Gig™ Modular Plugs on each end, International Gray, 12 meters. | PC | 1 | 10 | 1 | 1 | 71.04
07498347381 | STP6X12MOR | Copper Patch Cord, Cat 6A, Orange S/FTP | Category 6A, 10 Gb/s S/FTP patch cord with TX6A™ 10Gig™ Modular Plugs on each end. | PC | 1 | 10 | 1 | 1 | 71.04
07498347382 | STP6X12MRD | CuPC,Cat6A,RDS/FTPCbl,RD,12M,RL | Category 6A, 10 Gb/s S/FTP patch cord with TX6A™ 10Gig™ Modular Plugs on each end, Red. | PC | 1 | 10 | 1 | 1 | 71.04
07498308660 | STP6X12MRDF2 | Copper Patch Cord, Cat6A, Red S/FTP Cabl | Copper Patch Cord, Cat6A, Red S/FTP Cable, 12 Meters, Crossover Special Wiring | PC | 1 | 10 | 1 | 1 | 71.04
07498347383 | STP6X12MVL | Copper Patch Cord, Cat 6A, Violet S/FTP | Category 6A, 10 Gb/s S/FTP patch cord with TX6A™ 10Gig™ Modular Plugs on each end. | PC | 1 | 10 | 1 | 1 | 71.04
07498347384 | STP6X12MYL | Copper Patch Cord, Cat 6A, Yellow S/FTP | Category 6A, 10 Gb/s S/FTP patch cord with TX6A™ 10Gig™ Modular Plugs on each end. | PC | 1 | 10 | 1 | 1 | 71.04
07498308662 | STP6X12MYLF2 | Copper Patch Cord, Cat6A, Yellow S/FTP C | Copper Patch Cord, Cat6A, Yellow S/FTP Cable, 12 Meters, Crossover Special Wiring | PC | 1 | 10 | 1 | 1 | 71.04
07498301292 | STP6X12OR | CU Patch Crd,Cat 6A,S/FTP,12ft,OR | Category 6A, 10 Gb/s S/FTP patch cord with TX6A™ 10Gig™ Modular Plugs on each end. Orange, 12 ft. | PC | 1 | 10 | 1 | 1 | 36.7
07498357121 | STP6X12OR-Q | CU Patch Crd,Cat 6A,S/FTP,12ft,OR,25Pk | Copper Patch Cord, Cat 6A, Orange S/FTP Cable, 12Ft - PACK 25 | PC | 1 | 25 | 25 | 1 | 36.7
07498301213 | STP6X12RD | CU Patch Crd,Cat 6A,S/FTP,12ft,RD | Category 6A, 10 Gb/s S/FTP patch cord with TX6A™ 10Gig™ Modular Plugs on each end. Red, 12 ft. | PC | 1 | 10 | 1 | 1 | 36.7
07498357122 | STP6X12RD-Q | CU Patch Crd,Cat 6A,S/FTP,12ft,RD,25Pk | Copper Patch Cord, Cat 6A, Red S/FTP Cable, 12Ft - PACK 25 | PC | 1 | 25 | 25 | 1 | 36.7
07498301318 | STP6X12VL | CU Patch Crd,Cat 6A,S/FTP,12ft,VL | Category 6A, 10 Gb/s S/FTP patch cord with TX6A™ 10Gig™ Modular Plugs on each end. Violet, 12 ft. | PC | 1 | 10 | 1 | 1 | 36.7
07498357129 | STP6X12VL-Q | CU Patch Crd,Cat 6A,S/FTP,12ft,VL,25Pk | Copper Patch Cord, Cat 6A, Violet S/FTP Cable, 12Ft - PACK 25 | PC | 1 | 25 | 25 | 1 | 36.7
07498301239 | STP6X12YL | CU Patch Crd,Cat 6A,S/FTP,12ft,YL | Category 6A, 10 Gb/s S/FTP patch cord with TX6A™ 10Gig™ Modular Plugs on each end. Yellow, 12 ft. | PC | 1 | 10 | 1 | 1 | 36.7
07498357130 | STP6X12YL-Q | CU Patch Crd,Cat 6A,S/FTP,12ft,YL,25Pk | Copper Patch Cord, Cat 6A, Yellow S/FTP Cable, 12Ft - PACK 25 | PC | 1 | 25 | 25 | 1 | 36.7
07498346222 | STP6X130BL | CU Patch Crd,Cat 6A,S/FTP,130ft,BL | Category 6A, 10 Gb/s S/FTP patch cord with TX6A™ 10Gig™ Modular Plugs on each end. | PC | 1 | 10 | 1 | 1 | 189.38
07498346223 | STP6X130BU | CU Patch Crd,Cat 6A,S/FTP,130ft,BU | Category 6A, 10 Gb/s S/FTP patch cord with TX6A™ 10Gig™ Modular Plugs on each end. | PC | 1 | 10 | 1 | 1 | 189.38
07498346229 | STP6X130GR | CU Patch Crd,Cat 6A,S/FTP,130ft,GR | Category 6A, 10 Gb/s S/FTP patch cord with TX6A™ 10Gig™ Modular Plugs on each end. | PC | 1 | 10 | 1 | 1 | 189.38
07498346206 | STP6X130IG | CU Patch Crd,Cat 6A,S/FTP,130ft,IG | Category 6A, 10 Gb/s S/FTP patch cord with TX6A™ 10Gig™ Modular Plugs on each end. | PC | 1 | 10 | 1 | 1 | 189.38
07498346230 | STP6X130OR | CU Patch Crd,Cat 6A,S/FTP,130ft,OR | Category 6A, 10 Gb/s S/FTP patch cord with TX6A™ 10Gig™ Modular Plugs on each end. | PC | 1 | 10 | 1 | 1 | 189.38
07498346231 | STP6X130RD | CU Patch Crd,Cat 6A,S/FTP,130ft,RD | Category 6A, 10 Gb/s S/FTP patch cord with TX6A™ 10Gig™ Modular Plugs on each end. | PC | 1 | 10 | 1 | 1 | 189.38
07498346237 | STP6X130VL | CU Patch Crd,Cat 6A,S/FTP,130ft,VL | Category 6A, 10 Gb/s S/FTP patch cord with TX6A™ 10Gig™ Modular Plugs on each end. | PC | 1 | 10 | 1 | 1 | 189.38
07498346238 | STP6X130YL | CU Patch Crd,Cat 6A,S/FTP,130ft,YL | Category 6A, 10 Gb/s S/FTP patch cord with TX6A™ 10Gig™ Modular Plugs on each end. | PC | 1 | 10 | 1 | 1 | 189.38
07498346497 | STP6X135BL | CU Patch Crd,Cat 6A,S/FTP,135ft,BL | Category 6A, 10 Gb/s S/FTP patch cord with TX6A™ 10Gig™ Modular Plugs on each end. | PC | 1 | 10 | 1 | 1 | 195.84
07498346499 | STP6X135BU | CU Patch Crd,Cat 6A,S/FTP,135ft,BU | Category 6A, 10 Gb/s S/FTP patch cord with TX6A™ 10Gig™ Modular Plugs on each end. | PC | 1 | 10 | 1 | 1 | 195.84
07498346515 | STP6X135GR | CU Patch Crd,Cat 6A,S/FTP,135ft,GR | Category 6A, 10 Gb/s S/FTP patch cord with TX6A™ 10Gig™ Modular Plugs on each end. | PC | 1 | 10 | 1 | 1 | 195.84
07498346294 | STP6X135IG | CU Patch Crd,Cat 6A,S/FTP,135ft,IG | Category 6A, 10 Gb/s S/FTP patch cord with TX6A™ 10Gig™ Modular Plugs on each end. | PC | 1 | 10 | 1 | 1 | 195.84
07498346566 | STP6X135OR | CU Patch Crd,Cat 6A,S/FTP,135ft,OR | Category 6A, 10 Gb/s S/FTP patch cord with TX6A™ 10Gig™ Modular Plugs on each end. | PC | 1 | 10 | 1 | 1 | 195.84
07498346568 | STP6X135RD | CU Patch Crd,Cat 6A,S/FTP,135ft,RD | Category 6A, 10 Gb/s S/FTP patch cord with TX6A™ 10Gig™ Modular Plugs on each end. | PC | 1 | 10 | 1 | 1 | 195.84
07498346569 | STP6X135VL | CU Patch Crd,Cat 6A,S/FTP,135ft,VL | Category 6A, 10 Gb/s S/FTP patch cord with TX6A™ 10Gig™ Modular Plugs on each end. | PC | 1 | 10 | 1 | 1 | 195.84
07498346570 | STP6X135YL | CU Patch Crd,Cat 6A,S/FTP,135ft,YL | Category 6A, 10 Gb/s S/FTP patch cord with TX6A™ 10Gig™ Modular Plugs on each end. | PC | 1 | 10 | 1 | 1 | 195.84
07498301162 | STP6X13BL | CU Patch Crd,Cat 6A,S/FTP,13ft,BL | Category 6A, 10 Gb/s S/FTP patch cord with TX6A™ 10Gig™ Modular Plugs on each end. Black, 13 ft. | PC | 1 | 10 | 1 | 1 | 37.96
07498357167 | STP6X13BL-Q | CU Patch Crd,Cat 6A,S/FTP,13ft,BL,25Pk | Copper Patch Cord, Cat 6A, Black S/FTP Cable, 13Ft - PACK 25 | PC | 1 | 25 | 25 | 1 | 37.96
07498301188 | STP6X13BU | CU Patch Crd,Cat 6A,S/FTP,13ft,BU | Category 6A, 10 Gb/s S/FTP patch cord with TX6A™ 10Gig™ Modular Plugs on each end. Blue, 13 ft. | PC | 1 | 10 | 1 | 1 | 37.96
07498357219 | STP6X13BU-Q | CU Patch Crd,Cat 6A,S/FTP,13ft,BU,25Pk | Copper Patch Cord, Cat 6A, Blue S/FTP Cable, 13Ft - PACK 25 | PC | 1 | 25 | 25 | 1 | 37.96
07498301266 | STP6X13GR | CU Patch Crd,Cat 6A,S/FTP,13ft,GR | Category 6A, 10 Gb/s S/FTP patch cord with TX6A™ 10Gig™ Modular Plugs on each end. Green, 13 ft. | PC | 1 | 10 | 1 | 1 | 37.96
07498357225 | STP6X13GR-Q | CU Patch Crd,Cat 6A,S/FTP,13ft,GR,25Pk | Copper Patch Cord, Cat 6A, Green S/FTP Cable, 13Ft - PACK 25 | PC | 1 | 25 | 25 | 1 | 37.96
07498301136 | STP6X13IG | CU Patch Crd,Cat 6A,S/FTP,13ft,IG | Category 6A, 10 Gb/s S/FTP patch cord with TX6A™ 10Gig™ Modular Plugs on each end. International Gray, 13 ft. | PC | 1 | 10 | 1 | 1 | 37.96
07498357314 | STP6X13IG-Q | CU Patch Crd,Cat 6A,S/FTP,13ft,IG,25Pk | Copper Patch Cord, Cat 6A, Intl Gray S/FTP Cable, 13Ft - PACK 25 | PC | 1 | 25 | 25 | 1 | 37.96
07498347273 | STP6X13MBL | Copper Patch Cord, Cat 6A, Black S/FTP C | Category 6A, 10 Gb/s S/FTP patch cord with TX6A™ 10Gig™ Modular Plugs on each end. | PC | 1 | 10 | 1 | 1 | 75.28
07498347274 | STP6X13MBU | Copper Patch Cord, Cat 6A, Blue S/FTP Ca | Category 6A, 10 Gb/s S/FTP patch cord with TX6A™ 10Gig™ Modular Plugs on each end. | PC | 1 | 10 | 1 | 1 | 75.28
07498308663 | STP6X13MBUF2 | Copper Patch Cord, Cat6A, Blue S/FTP Cab | Copper Patch Cord, Cat6A, Blue S/FTP Cable, 13 Meters, Crossover Special Wiring | PC | 1 | 10 | 1 | 1 | 75.28
07498347275 | STP6X13MGR | Copper Patch Cord, Cat 6A, Green S/FTP C | Category 6A, 10 Gb/s S/FTP patch cord with TX6A™ 10Gig™ Modular Plugs on each end. | PC | 1 | 10 | 1 | 1 | 75.28
07498308665 | STP6X13MGRF2 | Copper Patch Cord, Cat6A, Green S/FTP Ca | Copper Patch Cord, Cat6A, Green S/FTP Cable, 13 Meters, Crossover Special Wiring | PC | 1 | 10 | 1 | 1 | 75.28
07498347271 | STP6X13MIG | CuPC,Cat6A,IGS/FTPCbl,IG,13M,RL | Category 6A, 10 Gb/s S/FTP patch cord with TX6A™ 10Gig™ Modular Plugs on each end, 13 meters. | PC | 1 | 10 | 1 | 1 | 75.28
07498347276 | STP6X13MOR | Copper Patch Cord, Cat 6A, Orange S/FTP | Category 6A, 10 Gb/s S/FTP patch cord with TX6A™ 10Gig™ Modular Plugs on each end. | PC | 1 | 10 | 1 | 1 | 75.28
07498347277 | STP6X13MRD | Copper Patch Cord, Cat 6A, Red S/FTP Cab | Category 6A, 10 Gb/s S/FTP patch cord with TX6A™ 10Gig™ Modular Plugs on each end. | PC | 1 | 10 | 1 | 1 | 75.28
07498308664 | STP6X13MRDF2 | Copper Patch Cord, Cat6A, Red S/FTP Cabl | Copper Patch Cord, Cat6A, Red S/FTP Cable, 13 Meters, Crossover Special Wiring | PC | 1 | 10 | 1 | 1 | 75.28
07498347278 | STP6X13MVL | Copper Patch Cord, Cat 6A, Violet S/FTP | Category 6A, 10 Gb/s S/FTP patch cord with TX6A™ 10Gig™ Modular Plugs on each end. | PC | 1 | 10 | 1 | 1 | 75.28
07498347279 | STP6X13MYL | Copper Patch Cord, Cat 6A, Yellow S/FTP | Category 6A, 10 Gb/s S/FTP patch cord with TX6A™ 10Gig™ Modular Plugs on each end. | PC | 1 | 10 | 1 | 1 | 75.28
07498308666 | STP6X13MYLF2 | Copper Patch Cord, Cat6A, Yellow S/FTP C | Copper Patch Cord, Cat6A, Yellow S/FTP Cable, 13 Meters, Crossover Special Wiring | PC | 1 | 10 | 1 | 1 | 75.28
07498301293 | STP6X13OR | CU Patch Crd,Cat 6A,S/FTP,13ft,OR | Category 6A, 10 Gb/s S/FTP patch cord with TX6A™ 10Gig™ Modular Plugs on each end. Orange, 13 ft. | PC | 1 | 10 | 1 | 1 | 37.96
07498357275 | STP6X13OR-Q | CU Patch Crd,Cat 6A,S/FTP,13ft,OR,25Pk | Copper Patch Cord, Cat 6A, Orange S/FTP Cable, 13Ft - PACK 25 | PC | 1 | 25 | 25 | 1 | 37.96
07498301214 | STP6X13RD | CU Patch Crd,Cat 6A,S/FTP,13ft,RD | Category 6A, 10 Gb/s S/FTP patch cord with TX6A™ 10Gig™ Modular Plugs on each end. Red, 13 ft. | PC | 1 | 10 | 1 | 1 | 37.96
07498357313 | STP6X13RD-Q | CU Patch Crd,Cat 6A,S/FTP,13ft,RD,25Pk | Copper Patch Cord, Cat 6A, Red S/FTP Cable, 13Ft - PACK 25 | PC | 1 | 25 | 25 | 1 | 37.96
07498301319 | STP6X13VL | CU Patch Crd,Cat 6A,S/FTP,13ft,VL | Category 6A, 10 Gb/s S/FTP patch cord with TX6A™ 10Gig™ Modular Plugs on each end. Violet, 13 ft. | PC | 1 | 10 | 1 | 1 | 37.96
07498357340 | STP6X13VL-Q | CU Patch Crd,Cat 6A,S/FTP,13ft,VL,25Pk | Copper Patch Cord, Cat 6A, Violet S/FTP Cable, 13Ft - PACK 25 | PC | 1 | 25 | 25 | 1 | 37.96
07498301240 | STP6X13YL | CU Patch Crd,Cat 6A,S/FTP,13ft,YL | Category 6A, 10 Gb/s S/FTP patch cord with TX6A™ 10Gig™ Modular Plugs on each end. Yellow, 13 ft. | PC | 1 | 10 | 1 | 1 | 37.96
07498357316 | STP6X13YL-Q | CU Patch Crd,Cat 6A,S/FTP,13ft,YL,25Pk | Copper Patch Cord, Cat 6A, Yellow S/FTP Cable, 13Ft - PACK 25 | PC | 1 | 25 | 25 | 1 | 37.96
07498346639 | STP6X140BL | CU Patch Crd,Cat 6A,S/FTP,140ft,BL | Category 6A, 10 Gb/s S/FTP patch cord with TX6A™ 10Gig™ Modular Plugs on each end. | PC | 1 | 5 | 1 | 1 | 202.3
07498346641 | STP6X140BU | CU Patch Crd,Cat 6A,S/FTP,140ft,BU | Category 6A, 10 Gb/s S/FTP patch cord with TX6A™ 10Gig™ Modular Plugs on each end. | PC | 1 | 5 | 1 | 1 | 202.3
07498346643 | STP6X140GR | CU Patch Crd,Cat 6A,S/FTP,140ft,GR | Category 6A, 10 Gb/s S/FTP patch cord with TX6A™ 10Gig™ Modular Plugs on each end. | PC | 1 | 5 | 1 | 1 | 202.3
07498346571 | STP6X140IG | CU Patch Crd,Cat 6A,S/FTP,140ft,IG | Category 6A, 10 Gb/s S/FTP patch cord with TX6A™ 10Gig™ Modular Plugs on each end. | PC | 1 | 5 | 1 | 1 | 202.3
07498346645 | STP6X140OR | CU Patch Crd,Cat 6A,S/FTP,140ft,OR | Category 6A, 10 Gb/s S/FTP patch cord with TX6A™ 10Gig™ Modular Plugs on each end. | PC | 1 | 5 | 1 | 1 | 202.3
07498346652 | STP6X140RD | CU Patch Crd,Cat 6A,S/FTP,140ft,RD | Category 6A, 10 Gb/s S/FTP patch cord with TX6A™ 10Gig™ Modular Plugs on each end. | PC | 1 | 5 | 1 | 1 | 202.3
07498346703 | STP6X140VL | CU Patch Crd,Cat 6A,S/FTP,140ft,VL | Category 6A, 10 Gb/s S/FTP patch cord with TX6A™ 10Gig™ Modular Plugs on each end. | PC | 1 | 5 | 1 | 1 | 202.3
07498346704 | STP6X140YL | CU Patch Crd,Cat 6A,S/FTP,140ft,YL | Category 6A, 10 Gb/s S/FTP patch cord with TX6A™ 10Gig™ Modular Plugs on each end. | PC | 1 | 5 | 1 | 1 | 202.3
07498346727 | STP6X145BL | CU Patch Crd,Cat 6A,S/FTP,145ft,BL | Category 6A, 10 Gb/s S/FTP patch cord with TX6A™ 10Gig™ Modular Plugs on each end. | PC | 1 | 5 | 1 | 1 | 208.8
07498346728 | STP6X145BU | CU Patch Crd,Cat 6A,S/FTP,145ft,BU | Category 6A, 10 Gb/s S/FTP patch cord with TX6A™ 10Gig™ Modular Plugs on each end. | PC | 1 | 5 | 1 | 1 | 208.8
07498346729 | STP6X145GR | CU Patch Crd,Cat 6A,S/FTP,145ft,GR | Category 6A, 10 Gb/s S/FTP patch cord with TX6A™ 10Gig™ Modular Plugs on each end. | PC | 1 | 5 | 1 | 1 | 208.8
07498346706 | STP6X145IG | CU Patch Crd,Cat 6A,S/FTP,145ft,IG | Category 6A, 10 Gb/s S/FTP patch cord with TX6A™ 10Gig™ Modular Plugs on each end. | PC | 1 | 5 | 1 | 1 | 208.8
07498346730 | STP6X145OR | CU Patch Crd,Cat 6A,S/FTP,145ft,OR | Category 6A, 10 Gb/s S/FTP patch cord with TX6A™ 10Gig™ Modular Plugs on each end. | PC | 1 | 5 | 1 | 1 | 208.8
07498346731 | STP6X145RD | CU Patch Crd,Cat 6A,S/FTP,145ft,RD | Category 6A, 10 Gb/s S/FTP patch cord with TX6A™ 10Gig™ Modular Plugs on each end. | PC | 1 | 5 | 1 | 1 | 208.8
07498346732 | STP6X145VL | CU Patch Crd,Cat 6A,S/FTP,145ft,VL | Category 6A, 10 Gb/s S/FTP patch cord with TX6A™ 10Gig™ Modular Plugs on each end. | PC | 1 | 5 | 1 | 1 | 208.8
07498346733 | STP6X145YL | CU Patch Crd,Cat 6A,S/FTP,145ft,YL | Category 6A, 10 Gb/s S/FTP patch cord with TX6A™ 10Gig™ Modular Plugs on each end. | PC | 1 | 5 | 1 | 1 | 208.8
07498301163 | STP6X14BL | CU Patch Crd,Cat 6A,S/FTP,14ft,BL | Category 6A, 10 Gb/s S/FTP patch cord with TX6A™ 10Gig™ Modular Plugs on each end. Black, 14 ft. | PC | 1 | 10 | 1 | 1 | 39.24
07498357354 | STP6X14BL-Q | CU Patch Crd,Cat 6A,S/FTP,14ft,BL,25Pk | Copper Patch Cord, Cat 6A, Black S/FTP Cable, 14Ft - PACK 25 | PC | 1 | 25 | 25 | 1 | 39.24
07498301189 | STP6X14BU | CU Patch Crd,Cat 6A,S/FTP,14ft,BU | Category 6A, 10 Gb/s S/FTP patch cord with TX6A™ 10Gig™ Modular Plugs on each end. Blue, 14 ft. | PC | 1 | 10 | 1 | 1 | 39.24
07498357357 | STP6X14BU-Q | CU Patch Crd,Cat 6A,S/FTP,14ft,BU,25Pk | Copper Patch Cord, Cat 6A, Blue S/FTP Cable, 14Ft - PACK 25 | PC | 1 | 25 | 25 | 1 | 39.24
07498301267 | STP6X14GR | CU Patch Crd,Cat 6A,S/FTP,14ft,GR | Category 6A, 10 Gb/s S/FTP patch cord with TX6A™ 10Gig™ Modular Plugs on each end. Green, 14 ft. | PC | 1 | 10 | 1 | 1 | 39.24
07498357368 | STP6X14GR-Q | CU Patch Crd,Cat 6A,S/FTP,14ft,GR,25Pk | Copper Patch Cord, Cat 6A, Green S/FTP Cable, 14Ft - PACK 25 | PC | 1 | 25 | 25 | 1 | 39.24
07498301137 | STP6X14IG | CU Patch Crd,Cat 6A,S/FTP,14ft,IG | Category 6A, 10 Gb/s S/FTP patch cord with TX6A™ 10Gig™ Modular Plugs on each end. International Gray, 14 ft. | PC | 1 | 10 | 1 | 1 | 39.24
07498357814 | STP6X14IG-Q | CU Patch Crd,Cat 6A,S/FTP,14ft,IG,25Pk | Copper Patch Cord, Cat 6A, Intl Gray S/FTP Cable, 14Ft - PACK 25 | PC | 1 | 25 | 25 | 1 | 39.24
07498347281 | STP6X14MBL | Copper Patch Cord, Cat 6A, Black S/FTP C | Category 6A, 10 Gb/s S/FTP patch cord with TX6A™ 10Gig™ Modular Plugs on each end. | PC | 1 | 10 | 1 | 1 | 79.52
07498347282 | STP6X14MBU | CuPC,Cat6A,BUS/FTPCbl,BU,14M,RL | Category 6A, 10 Gb/s S/FTP patch cord with TX6A™ 10Gig™ Modular Plugs on each end, Blue, 14 meters. | PC | 1 | 10 | 1 | 1 | 79.52
07498308667 | STP6X14MBUF2 | Copper Patch Cord, Cat6A, Blue S/FTP Cab | Copper Patch Cord, Cat6A, Blue S/FTP Cable, 14 Meters, Crossover Special Wiring | PC | 1 | 10 | 1 | 1 | 79.52
07498347283 | STP6X14MGR | Copper Patch Cord, Cat 6A, Green S/FTP C | Category 6A, 10 Gb/s S/FTP patch cord with TX6A™ 10Gig™ Modular Plugs on each end. | PC | 1 | 10 | 1 | 1 | 79.52
07498308668 | STP6X14MGRF2 | Copper Patch Cord, Cat6A, Green S/FTP Ca | Copper Patch Cord, Cat6A, Green S/FTP Cable, 14 Meters, Crossover Special Wiring | PC | 1 | 10 | 1 | 1 | 79.52
07498347272 | STP6X14MIG | CuPatchCordCat6A,S/FTP,IG,14M,RL | Category 6A, 10 Gb/s S/FTP patch cord with TX6A™ 10Gig™ Modular Plugs on each end, International Gray, 14 meters. | PC | 1 | 10 | 1 | 1 | 79.52
07498347284 | STP6X14MOR | Copper Patch Cord, Cat 6A, Orange S/FTP | Category 6A, 10 Gb/s S/FTP patch cord with TX6A™ 10Gig™ Modular Plugs on each end. | PC | 1 | 10 | 1 | 1 | 79.52
07498347285 | STP6X14MRD | Copper Patch Cord, Cat 6A, Red S/FTP Cab | Category 6A, 10 Gb/s S/FTP patch cord with TX6A™ 10Gig™ Modular Plugs on each end. | PC | 1 | 10 | 1 | 1 | 79.52
07498308669 | STP6X14MRDF2 | Copper Patch Cord, Cat6A, Red S/FTP Cabl | Copper Patch Cord, Cat6A, Red S/FTP Cable, 14 Meters, Crossover Special Wiring | PC | 1 | 10 | 1 | 1 | 79.52
07498347286 | STP6X14MVL | Copper Patch Cord, Cat 6A, Violet S/FTP | Category 6A, 10 Gb/s S/FTP patch cord with TX6A™ 10Gig™ Modular Plugs on each end. | PC | 1 | 10 | 1 | 1 | 79.52
07498347287 | STP6X14MYL | Copper Patch Cord, Cat 6A, Yellow S/FTP | Category 6A, 10 Gb/s S/FTP patch cord with TX6A™ 10Gig™ Modular Plugs on each end. | PC | 1 | 10 | 1 | 1 | 79.52
07498308670 | STP6X14MYLF2 | Copper Patch Cord, Cat6A, Yellow S/FTP C | Copper Patch Cord, Cat6A, Yellow S/FTP Cable, 14 Meters, Crossover Special Wiring | PC | 1 | 10 | 1 | 1 | 79.52
07498301294 | STP6X14OR | CU Patch Crd,Cat 6A,S/FTP,14ft,OR | Category 6A, 10 Gb/s S/FTP patch cord with TX6A™ 10Gig™ Modular Plugs on each end. Orange, 14 ft. | PC | 1 | 10 | 1 | 1 | 39.24
07498357452 | STP6X14OR-Q | CU Patch Crd,Cat 6A,S/FTP,14ft,OR,25Pk | Copper Patch Cord, Cat 6A, Orange S/FTP Cable, 14Ft - PACK 25 | PC | 1 | 25 | 25 | 1 | 39.24
07498301215 | STP6X14RD | CU Patch Crd,Cat 6A,S/FTP,14ft,RD | Category 6A, 10 Gb/s S/FTP patch cord with TX6A™ 10Gig™ Modular Plugs on each end. Red, 14 ft. | PC | 1 | 10 | 1 | 1 | 39.24
07498357480 | STP6X14RD-Q | CU Patch Crd,Cat 6A,S/FTP,14ft,RD,25Pk | Copper Patch Cord, Cat 6A, Red S/FTP Cable, 14Ft - PACK 25 | PC | 1 | 25 | 25 | 1 | 39.24
07498301320 | STP6X14VL | CU Patch Crd,Cat 6A,S/FTP,14ft,VL | Category 6A, 10 Gb/s S/FTP patch cord with TX6A™ 10Gig™ Modular Plugs on each end. Violet, 14 ft. | PC | 1 | 10 | 1 | 1 | 39.24
07498357813 | STP6X14VL-Q | CU Patch Crd,Cat 6A,S/FTP,14ft,VL,25Pk | Copper Patch Cord, Cat 6A, Violet S/FTP Cable, 14Ft - PACK 25 | PC | 1 | 25 | 25 | 1 | 39.24
07498301241 | STP6X14YL | CU Patch Crd,Cat 6A,S/FTP,14ft,YL | Category 6A, 10 Gb/s S/FTP patch cord with TX6A™ 10Gig™ Modular Plugs on each end. Yellow, 14 ft. | PC | 1 | 10 | 1 | 1 | 39.24
07498357812 | STP6X14YL-Q | CU Patch Crd,Cat 6A,S/FTP,14ft,YL,25Pk | Copper Patch Cord, Cat 6A, Yellow S/FTP Cable, 14Ft - PACK 25 | PC | 1 | 25 | 25 | 1 | 39.24
07498346743 | STP6X150BL | CU Patch Crd,Cat 6A,S/FTP,150ft,BL | Category 6A, 10 Gb/s S/FTP patch cord with TX6A™ 10Gig™ Modular Plugs on each end. | PC | 1 | 5 | 1 | 1 | 215.26
07498346744 | STP6X150BU | CU Patch Crd,Cat 6A,S/FTP,150ft,BU | Category 6A, 10 Gb/s S/FTP patch cord with TX6A™ 10Gig™ Modular Plugs on each end. | PC | 1 | 5 | 1 | 1 | 215.26
07498346745 | STP6X150GR | CU Patch Crd,Cat 6A,S/FTP,150ft,GR | Category 6A, 10 Gb/s S/FTP patch cord with TX6A™ 10Gig™ Modular Plugs on each end. | PC | 1 | 5 | 1 | 1 | 215.26
07498346734 | STP6X150IG | CU Patch Crd,Cat 6A,S/FTP,150ft,IG | Category 6A, 10 Gb/s S/FTP patch cord with TX6A™ 10Gig™ Modular Plugs on each end. | PC | 1 | 5 | 1 | 1 | 215.26
07498346746 | STP6X150OR | CU Patch Crd,Cat 6A,S/FTP,150ft,OR | Category 6A, 10 Gb/s S/FTP patch cord with TX6A™ 10Gig™ Modular Plugs on each end. | PC | 1 | 5 | 1 | 1 | 215.26
07498346747 | STP6X150RD | CU Patch Crd,Cat 6A,S/FTP,150ft,RD | Category 6A, 10 Gb/s S/FTP patch cord with TX6A™ 10Gig™ Modular Plugs on each end. | PC | 1 | 5 | 1 | 1 | 215.26
07498346748 | STP6X150VL | CU Patch Crd,Cat 6A,S/FTP,150ft,VL | Category 6A, 10 Gb/s S/FTP patch cord with TX6A™ 10Gig™ Modular Plugs on each end. | PC | 1 | 5 | 1 | 1 | 215.26
07498346749 | STP6X150YL | CU Patch Crd,Cat 6A,S/FTP,150ft,YL | Category 6A, 10 Gb/s S/FTP patch cord with TX6A™ 10Gig™ Modular Plugs on each end. | PC | 1 | 5 | 1 | 1 | 215.26
07498346767 | STP6X155BL | CU Patch Crd,Cat 6A,S/FTP,155ft,BL | Category 6A, 10 Gb/s S/FTP patch cord with TX6A™ 10Gig™ Modular Plugs on each end. | PC | 1 | 5 | 1 | 1 | 221.7
07498346768 | STP6X155BU | CU Patch Crd,Cat 6A,S/FTP,155ft,BU | Category 6A, 10 Gb/s S/FTP patch cord with TX6A™ 10Gig™ Modular Plugs on each end. | PC | 1 | 5 | 1 | 1 | 221.7
07498346769 | STP6X155GR | CU Patch Crd,Cat 6A,S/FTP,155ft,GR | Category 6A, 10 Gb/s S/FTP patch cord with TX6A™ 10Gig™ Modular Plugs on each end. | PC | 1 | 5 | 1 | 1 | 221.7
07498346758 | STP6X155IG | CU Patch Crd,Cat 6A,S/FTP,155ft,IG | Category 6A, 10 Gb/s S/FTP patch cord with TX6A™ 10Gig™ Modular Plugs on each end. | PC | 1 | 5 | 1 | 1 | 221.7
07498346770 | STP6X155OR | CU Patch Crd,Cat 6A,S/FTP,155ft,OR | Category 6A, 10 Gb/s S/FTP patch cord with TX6A™ 10Gig™ Modular Plugs on each end. | PC | 1 | 5 | 1 | 1 | 221.7
07498346771 | STP6X155RD | CU Patch Crd,Cat 6A,S/FTP,155ft,RD | Category 6A, 10 Gb/s S/FTP patch cord with TX6A™ 10Gig™ Modular Plugs on each end. | PC | 1 | 5 | 1 | 1 | 221.7
07498346772 | STP6X155VL | CU Patch Crd,Cat 6A,S/FTP,155ft,VL | Category 6A, 10 Gb/s S/FTP patch cord with TX6A™ 10Gig™ Modular Plugs on each end. | PC | 1 | 5 | 1 | 1 | 221.7
07498346773 | STP6X155YL | CU Patch Crd,Cat 6A,S/FTP,155ft,YL | Category 6A, 10 Gb/s S/FTP patch cord with TX6A™ 10Gig™ Modular Plugs on each end. | PC | 1 | 5 | 1 | 1 | 221.7
07498301164 | STP6X15BL | CU Patch Crd,Cat 6A,S/FTP,15ft,BL | Category 6A, 10 Gb/s S/FTP patch cord with TX6A™ 10Gig™ Modular Plugs on each end. Black, 15 ft. | PC | 1 | 10 | 1 | 1 | 40.58
07498357815 | STP6X15BL-Q | CU Patch Crd,Cat 6A,S/FTP,15ft,BL,25Pk | Copper Patch Cord, Cat 6A, Black S/FTP Cable, 15Ft - PACK 25 | PC | 1 | 25 | 25 | 1 | 40.58
07498301190 | STP6X15BU | CU Patch Crd,Cat 6A,S/FTP,15ft,BU | Category 6A, 10 Gb/s S/FTP patch cord with TX6A™ 10Gig™ Modular Plugs on each end. Blue, 15 ft. | PC | 1 | 10 | 1 | 1 | 40.58
07498358247 | STP6X15BU-Q | CU Patch Crd,Cat 6A,S/FTP,15ft,BU,25Pk | Copper Patch Cord, Cat 6A, Blue S/FTP Cable, 15Ft - PACK 25 | PC | 1 | 25 | 25 | 1 | 40.58
07498301268 | STP6X15GR | CU Patch Crd,Cat 6A,S/FTP,15ft,GR | Category 6A, 10 Gb/s S/FTP patch cord with TX6A™ 10Gig™ Modular Plugs on each end. Green, 15 ft. | PC | 1 | 10 | 1 | 1 | 40.58
07498358251 | STP6X15GR-Q | CU Patch Crd,Cat 6A,S/FTP,15ft,GR,25Pk | Copper Patch Cord, Cat 6A, Green S/FTP Cable, 15Ft - PACK 25 | PC | 1 | 25 | 25 | 1 | 40.58
07498301138 | STP6X15IG | CU Patch Crd,Cat 6A,S/FTP,15ft,IG | Category 6A, 10 Gb/s S/FTP patch cord with TX6A™ 10Gig™ Modular Plugs on each end. International Gray, 15 ft. | PC | 1 | 10 | 1 | 1 | 40.58
07498358382 | STP6X15IG-Q | CU Patch Crd,Cat 6A,S/FTP,15ft,IG,25Pk | Copper Patch Cord, Cat 6A, Intl Gray S/FTP Cable, 15Ft - PACK 25 | PC | 1 | 25 | 25 | 1 | 40.58
07498370823 | STP6X15MBL | CU Patch Crd,Cat 6A,S/FTP,15m,BL | Category 6A, 10 Gb/s S/FTP patch cord with TX6A™ 10Gig™ Modular Plugs on each end. Black, 15 meters. | PC | 1 | 10 | 1 | 1 | 83.8
07498371131 | STP6X15MBU | CU Patch Crd,Cat 6A,S/FTP,15m,BU | Category 6A, 10 Gb/s S/FTP patch cord with TX6A™ 10Gig™ Modular Plugs on each end. Blue, 15 meters. | PC | 1 | 10 | 1 | 1 | 83.8
07498308671 | STP6X15MBUF2 | Copper Patch Cord, Cat6A, Blue S/FTP Cab | Copper Patch Cord, Cat6A, Blue S/FTP Cable, 15 Meters, Crossover Special Wiring | PC | 1 | 10 | 1 | 1 | 83.8
07498371042 | STP6X15MGR | CU Patch Crd,Cat 6A,S/FTP,15m,GR | Category 6A, 10 Gb/s S/FTP patch cord with TX6A™ 10Gig™ Modular Plugs on each end. Green, 15 meters. | PC | 1 | 10 | 1 | 1 | 83.8
07498308673 | STP6X15MGRF2 | Copper Patch Cord, Cat6A, Green S/FTP Ca | Copper Patch Cord, Cat6A, Green S/FTP Cable, 15 Meters, Crossover Special Wiring | PC | 1 | 10 | 1 | 1 | 83.8
07498370723 | STP6X15MIG | CU Patch Crd,Cat 6A,S/FTP,15m,IG | Category 6A, 10 Gb/s S/FTP patch cord with TX6A™ 10Gig™ Modular Plugs on each end. International Gray, 15 meters. | PC | 1 | 10 | 1 | 1 | 83.8
07498371733 | STP6X15MOR | CU Patch Crd,Cat 6A,S/FTP,15m,OR | Category 6A, 10 Gb/s S/FTP patch cord with TX6A™ 10Gig™ Modular Plugs on each end. Orange, 15 meters. | PC | 1 | 10 | 1 | 1 | 83.8
07498371161 | STP6X15MRD | CU Patch Crd,Cat 6A,S/FTP,15m,RD | Category 6A, 10 Gb/s S/FTP patch cord with TX6A™ 10Gig™ Modular Plugs on each end. Red, 15 meters. | PC | 1 | 10 | 1 | 1 | 83.8
07498308672 | STP6X15MRDF2 | Copper Patch Cord, Cat6A, Red S/FTP Cabl | Copper Patch Cord, Cat6A, Red S/FTP Cable, 15 Meters, Crossover Special Wiring | PC | 1 | 10 | 1 | 1 | 83.8
07498371714 | STP6X15MVL | CU Patch Crd,Cat 6A,S/FTP,15m,VL | Category 6A, 10 Gb/s S/FTP patch cord with TX6A™ 10Gig™ Modular Plugs on each end. Violet, 15 meters. | PC | 1 | 10 | 1 | 1 | 83.8
07498371181 | STP6X15MYL | CU Patch Crd,Cat 6A,S/FTP,15m,YL | Category 6A, 10 Gb/s S/FTP patch cord with TX6A™ 10Gig™ Modular Plugs on each end. Yellow, 15 meters. | PC | 1 | 10 | 1 | 1 | 83.8
07498308674 | STP6X15MYLF2 | Copper Patch Cord, Cat6A, Yellow S/FTP C | Copper Patch Cord, Cat6A, Yellow S/FTP Cable, 15 Meters, Crossover Special Wiring | PC | 1 | 10 | 1 | 1 | 83.8
07498301295 | STP6X15OR | CU Patch Crd,Cat 6A,S/FTP,15ft,OR | Category 6A, 10 Gb/s S/FTP patch cord with TX6A™ 10Gig™ Modular Plugs on each end. Orange, 15 ft. | PC | 1 | 10 | 1 | 1 | 40.58
07498358353 | STP6X15OR-Q | CU Patch Crd,Cat 6A,S/FTP,15ft,OR,25Pk | Copper Patch Cord, Cat 6A, Orange S/FTP Cable, 15Ft - PACK 25 | PC | 1 | 25 | 25 | 1 | 40.58
07498301216 | STP6X15RD | CU Patch Crd,Cat 6A,S/FTP,15ft,RD | Category 6A, 10 Gb/s S/FTP patch cord with TX6A™ 10Gig™ Modular Plugs on each end. Red, 15 ft. | PC | 1 | 10 | 1 | 1 | 40.58
07498358350 | STP6X15RD-Q | CU Patch Crd,Cat 6A,S/FTP,15ft,RD,25Pk | Copper Patch Cord, Cat 6A, Red S/FTP Cable, 15Ft - PACK 25 | PC | 1 | 25 | 25 | 1 | 40.58
07498301321 | STP6X15VL | CU Patch Crd,Cat 6A,S/FTP,15ft,VL | Category 6A, 10 Gb/s S/FTP patch cord with TX6A™ 10Gig™ Modular Plugs on each end. Violet, 15 ft. | PC | 1 | 10 | 1 | 1 | 40.58
07498358357 | STP6X15VL-Q | CU Patch Crd,Cat 6A,S/FTP,15ft,VL,25Pk | Copper Patch Cord, Cat 6A, Violet S/FTP Cable, 15Ft - PACK 25 | PC | 1 | 25 | 25 | 1 | 40.58
07498301242 | STP6X15YL | CU Patch Crd,Cat 6A,S/FTP,15ft,YL | Category 6A, 10 Gb/s S/FTP patch cord with TX6A™ 10Gig™ Modular Plugs on each end. Yellow, 15 ft. | PC | 1 | 10 | 1 | 1 | 40.58
07498358356 | STP6X15YL-Q | CU Patch Crd,Cat 6A,S/FTP,15ft,YL,25Pk | Copper Patch Cord, Cat 6A, Yellow S/FTP Cable, 15Ft - PACK 25 | PC | 1 | 25 | 25 | 1 | 40.58
07498346787 | STP6X160BL | CU Patch Crd,Cat 6A,S/FTP,160ft,BL | Category 6A, 10 Gb/s S/FTP patch cord with TX6A™ 10Gig™ Modular Plugs on each end. | PC | 1 | 5 | 1 | 1 | 228.2
07498346789 | STP6X160BU | CU Patch Crd,Cat 6A,S/FTP,160ft,BU | Category 6A, 10 Gb/s S/FTP patch cord with TX6A™ 10Gig™ Modular Plugs on each end. | PC | 1 | 5 | 1 | 1 | 228.2
07498346791 | STP6X160GR | CU Patch Crd,Cat 6A,S/FTP,160ft,GR | Category 6A, 10 Gb/s S/FTP patch cord with TX6A™ 10Gig™ Modular Plugs on each end. | PC | 1 | 5 | 1 | 1 | 228.2
07498346775 | STP6X160IG | CU Patch Crd,Cat 6A,S/FTP,160ft,IG | Category 6A, 10 Gb/s S/FTP patch cord with TX6A™ 10Gig™ Modular Plugs on each end. | PC | 1 | 5 | 1 | 1 | 228.2
07498346793 | STP6X160OR | CU Patch Crd,Cat 6A,S/FTP,160ft,OR | Category 6A, 10 Gb/s S/FTP patch cord with TX6A™ 10Gig™ Modular Plugs on each end. | PC | 1 | 5 | 1 | 1 | 228.2
07498346795 | STP6X160RD | CU Patch Crd,Cat 6A,S/FTP,160ft,RD | Category 6A, 10 Gb/s S/FTP patch cord with TX6A™ 10Gig™ Modular Plugs on each end. | PC | 1 | 5 | 1 | 1 | 228.2
07498346797 | STP6X160VL | CU Patch Crd,Cat 6A,S/FTP,160ft,VL | Category 6A, 10 Gb/s S/FTP patch cord with TX6A™ 10Gig™ Modular Plugs on each end. | PC | 1 | 5 | 1 | 1 | 228.2
07498346799 | STP6X160YL | CU Patch Crd,Cat 6A,S/FTP,160ft,YL | Category 6A, 10 Gb/s S/FTP patch cord with TX6A™ 10Gig™ Modular Plugs on each end. | PC | 1 | 5 | 1 | 1 | 228.2
07498346800 | STP6X165BL | CU Patch Crd,Cat 6A,S/FTP,165ft,BL | Category 6A, 10 Gb/s S/FTP patch cord with TX6A™ 10Gig™ Modular Plugs on each end. | PC | 1 | 5 | 1 | 1 | 234.64
07498346801 | STP6X165BU | CU Patch Crd,Cat 6A,S/FTP,165ft,BU | Category 6A, 10 Gb/s S/FTP patch cord with TX6A™ 10Gig™ Modular Plugs on each end. | PC | 1 | 5 | 1 | 1 | 234.64
07498346802 | STP6X165GR | CU Patch Crd,Cat 6A,S/FTP,165ft,GR | Category 6A, 10 Gb/s S/FTP patch cord with TX6A™ 10Gig™ Modular Plugs on each end. | PC | 1 | 5 | 1 | 1 | 234.64
07498346798 | STP6X165IG | CU Patch Crd,Cat 6A,S/FTP,165ft,IG | Category 6A, 10 Gb/s S/FTP patch cord with TX6A™ 10Gig™ Modular Plugs on each end. | PC | 1 | 5 | 1 | 1 | 234.64
07498346803 | STP6X165OR | CU Patch Crd,Cat 6A,S/FTP,165ft,OR | Category 6A, 10 Gb/s S/FTP patch cord with TX6A™ 10Gig™ Modular Plugs on each end. | PC | 1 | 5 | 1 | 1 | 234.64
07498346804 | STP6X165RD | CU Patch Crd,Cat 6A,S/FTP,165ft,RD | Category 6A, 10 Gb/s S/FTP patch cord with TX6A™ 10Gig™ Modular Plugs on each end. | PC | 1 | 5 | 1 | 1 | 234.64
07498346805 | STP6X165VL | CU Patch Crd,Cat 6A,S/FTP,165ft,VL | Category 6A, 10 Gb/s S/FTP patch cord with TX6A™ 10Gig™ Modular Plugs on each end. | PC | 1 | 5 | 1 | 1 | 234.64
07498346806 | STP6X165YL | CU Patch Crd,Cat 6A,S/FTP,165ft,YL | Category 6A, 10 Gb/s S/FTP patch cord with TX6A™ 10Gig™ Modular Plugs on each end. | PC | 1 | 5 | 1 | 1 | 234.64
07498301165 | STP6X16BL | CU Patch Crd,Cat 6A,S/FTP,16ft,BL | Category 6A, 10 Gb/s S/FTP patch cord with TX6A™ 10Gig™ Modular Plugs on each end. Black, 16 ft. | PC | 1 | 10 | 1 | 1 | 41.88
07498358392 | STP6X16BL-Q | CU Patch Crd,Cat 6A,S/FTP,16ft,BL,25Pk | Copper Patch Cord, Cat 6A, Black S/FTP Cable, 16Ft - PACK 25 | PC | 1 | 25 | 25 | 1 | 41.88
07498301191 | STP6X16BU | CU Patch Crd,Cat 6A,S/FTP,16ft,BU | Category 6A, 10 Gb/s S/FTP patch cord with TX6A™ 10Gig™ Modular Plugs on each end. Blue, 16 ft. | PC | 1 | 10 | 1 | 1 | 41.88
07498358398 | STP6X16BU-Q | CU Patch Crd,Cat 6A,S/FTP,16ft,BU,25Pk | Copper Patch Cord, Cat 6A, Blue S/FTP Cable, 16Ft - PACK 25 | PC | 1 | 25 | 25 | 1 | 41.88
07498301269 | STP6X16GR | CU Patch Crd,Cat 6A,S/FTP,16ft,GR | Category 6A, 10 Gb/s S/FTP patch cord with TX6A™ 10Gig™ Modular Plugs on each end. Green, 16 ft. | PC | 1 | 10 | 1 | 1 | 41.88
07498358403 | STP6X16GR-Q | CU Patch Crd,Cat 6A,S/FTP,16ft,GR,25Pk | Copper Patch Cord, Cat 6A, Green S/FTP Cable, 16Ft - PACK 25 | PC | 1 | 25 | 25 | 1 | 41.88
07498301139 | STP6X16IG | CU Patch Crd,Cat 6A,S/FTP,16ft,IG | Category 6A, 10 Gb/s S/FTP patch cord with TX6A™ 10Gig™ Modular Plugs on each end. International Gray, 16 ft. | PC | 1 | 10 | 1 | 1 | 41.88
07498358650 | STP6X16IG-Q | CU Patch Crd,Cat 6A,S/FTP,16ft,IG,25Pk | Copper Patch Cord, Cat 6A, Intl Gray S/FTP Cable, 16Ft - PACK 25 | PC | 1 | 25 | 25 | 1 | 41.88
07498347291 | STP6X16MBL | Copper Patch Cord, Cat 6A, Black S/FTP C | Category 6A, 10 Gb/s S/FTP patch cord with TX6A™ 10Gig™ Modular Plugs on each end. | PC | 1 | 10 | 1 | 1 | 88
07498347292 | STP6X16MBU | CuPC,Cat6A,BUS/FTPCbl,BU,16M,RL | Category 6A, 10 Gb/s S/FTP patch cord with TX6A™ 10Gig™ Modular Plugs on each end, 16 meters. | PC | 1 | 10 | 1 | 1 | 88
07498308675 | STP6X16MBUF2 | Copper Patch Cord, Cat6A, Blue S/FTP Cab | Copper Patch Cord, Cat6A, Blue S/FTP Cable, 16 Meters, Crossover Special Wiring | PC | 1 | 10 | 1 | 1 | 88
07498347293 | STP6X16MGR | Copper Patch Cord, Cat 6A, Green S/FTP C | Category 6A, 10 Gb/s S/FTP patch cord with TX6A™ 10Gig™ Modular Plugs on each end. | PC | 1 | 10 | 1 | 1 | 88
07498308677 | STP6X16MGRF2 | Copper Patch Cord, Cat6A, Green S/FTP Ca | Copper Patch Cord, Cat6A, Green S/FTP Cable, 16 Meters, Crossover Special Wiring | PC | 1 | 10 | 1 | 1 | 88
07498347280 | STP6X16MIG | Copper Patch Cord, Cat 6A, Intl Gray S/F | Category 6A, 10 Gb/s S/FTP patch cord with TX6A™ 10Gig™ Modular Plugs on each end. | PC | 1 | 10 | 1 | 1 | 88
07498347294 | STP6X16MOR | Copper Patch Cord, Cat 6A, Orange S/FTP | Category 6A, 10 Gb/s S/FTP patch cord with TX6A™ 10Gig™ Modular Plugs on each end. | PC | 1 | 10 | 1 | 1 | 88
07498347295 | STP6X16MRD | Copper Patch Cord, Cat 6A, Red S/FTP Cab | Category 6A, 10 Gb/s S/FTP patch cord with TX6A™ 10Gig™ Modular Plugs on each end. | PC | 1 | 10 | 1 | 1 | 88
07498308676 | STP6X16MRDF2 | Copper Patch Cord, Cat6A, Red S/FTP Cabl | Copper Patch Cord, Cat6A, Red S/FTP Cable, 16 Meters, Crossover Special Wiring | PC | 1 | 10 | 1 | 1 | 88
07498347296 | STP6X16MVL | Copper Patch Cord, Cat 6A, Violet S/FTP | Category 6A, 10 Gb/s S/FTP patch cord with TX6A™ 10Gig™ Modular Plugs on each end. | PC | 1 | 10 | 1 | 1 | 88
07498347297 | STP6X16MYL | Copper Patch Cord, Cat 6A, Yellow S/FTP | Category 6A, 10 Gb/s S/FTP patch cord with TX6A™ 10Gig™ Modular Plugs on each end. | PC | 1 | 10 | 1 | 1 | 88
07498308678 | STP6X16MYLF2 | Copper Patch Cord, Cat6A, Yellow S/FTP C | Copper Patch Cord, Cat6A, Yellow S/FTP Cable, 16 Meters, Crossover Special Wiring | PC | 1 | 10 | 1 | 1 | 88
07498301296 | STP6X16OR | CU Patch Crd,Cat 6A,S/FTP,16ft,OR | Category 6A, 10 Gb/s S/FTP patch cord with TX6A™ 10Gig™ Modular Plugs on each end. Orange, 16 ft. | PC | 1 | 10 | 1 | 1 | 41.88
07498358404 | STP6X16OR-Q | CU Patch Crd,Cat 6A,S/FTP,16ft,OR,25Pk | Copper Patch Cord, Cat 6A, Orange S/FTP Cable, 16Ft - PACK 25 | PC | 1 | 25 | 25 | 1 | 41.88
07498301217 | STP6X16RD | CU Patch Crd,Cat 6A,S/FTP,16ft,RD | Category 6A, 10 Gb/s S/FTP patch cord with TX6A™ 10Gig™ Modular Plugs on each end. Red, 16 ft. | PC | 1 | 10 | 1 | 1 | 41.88
07498358414 | STP6X16RD-Q | CU Patch Crd,Cat 6A,S/FTP,16ft,RD,25Pk | Copper Patch Cord, Cat 6A, Red S/FTP Cable, 16Ft - PACK 25 | PC | 1 | 25 | 25 | 1 | 41.88
07498301322 | STP6X16VL | CU Patch Crd,Cat 6A,S/FTP,16ft,VL | Category 6A, 10 Gb/s S/FTP patch cord with TX6A™ 10Gig™ Modular Plugs on each end. Violet, 16 ft. | PC | 1 | 10 | 1 | 1 | 41.88
07498358617 | STP6X16VL-Q | CU Patch Crd,Cat 6A,S/FTP,16ft,VL,25Pk | Copper Patch Cord, Cat 6A, Violet S/FTP Cable, 16Ft - PACK 25 | PC | 1 | 25 | 25 | 1 | 41.88
07498301243 | STP6X16YL | CU Patch Crd,Cat 6A,S/FTP,16ft,YL | Category 6A, 10 Gb/s S/FTP patch cord with TX6A™ 10Gig™ Modular Plugs on each end. Yellow, 16 ft. | PC | 1 | 10 | 1 | 1 | 41.88
07498358647 | STP6X16YL-Q | CU Patch Crd,Cat 6A,S/FTP,16ft,YL,25Pk | Copper Patch Cord, Cat 6A, Yellow S/FTP Cable, 16Ft - PACK 25 | PC | 1 | 25 | 25 | 1 | 41.88
07498346808 | STP6X170BL | CU Patch Crd,Cat 6A,S/FTP,170ft,BL | Category 6A, 10 Gb/s S/FTP patch cord with TX6A™ 10Gig™ Modular Plugs on each end. | PC | 1 | 5 | 1 | 1 | 241.12
07498346809 | STP6X170BU | CU Patch Crd,Cat 6A,S/FTP,170ft,BU | Category 6A, 10 Gb/s S/FTP patch cord with TX6A™ 10Gig™ Modular Plugs on each end. | PC | 1 | 5 | 1 | 1 | 241.12
07498346810 | STP6X170GR | CU Patch Crd,Cat 6A,S/FTP,170ft,GR | Category 6A, 10 Gb/s S/FTP patch cord with TX6A™ 10Gig™ Modular Plugs on each end. | PC | 1 | 5 | 1 | 1 | 241.12
07498346807 | STP6X170IG | CU Patch Crd,Cat 6A,S/FTP,170ft,IG | Category 6A, 10 Gb/s S/FTP patch cord with TX6A™ 10Gig™ Modular Plugs on each end. | PC | 1 | 5 | 1 | 1 | 241.12
07498346811 | STP6X170OR | CU Patch Crd,Cat 6A,S/FTP,170ft,OR | Category 6A, 10 Gb/s S/FTP patch cord with TX6A™ 10Gig™ Modular Plugs on each end. | PC | 1 | 5 | 1 | 1 | 241.12
07498346813 | STP6X170RD | CU Patch Crd,Cat 6A,S/FTP,170ft,RD | Category 6A, 10 Gb/s S/FTP patch cord with TX6A™ 10Gig™ Modular Plugs on each end. | PC | 1 | 5 | 1 | 1 | 241.12
07498346814 | STP6X170VL | CU Patch Crd,Cat 6A,S/FTP,170ft,VL | Category 6A, 10 Gb/s S/FTP patch cord with TX6A™ 10Gig™ Modular Plugs on each end. | PC | 1 | 5 | 1 | 1 | 241.12
07498346815 | STP6X170YL | CU Patch Crd,Cat 6A,S/FTP,170ft,YL | Category 6A, 10 Gb/s S/FTP patch cord with TX6A™ 10Gig™ Modular Plugs on each end. | PC | 1 | 5 | 1 | 1 | 241.12
07498346817 | STP6X175BL | CU Patch Crd,Cat 6A,S/FTP,175ft,BL | Category 6A, 10 Gb/s S/FTP patch cord with TX6A™ 10Gig™ Modular Plugs on each end. | PC | 1 | 5 | 1 | 1 | 247.62
07498346818 | STP6X175BU | CU Patch Crd,Cat 6A,S/FTP,175ft,BU | Category 6A, 10 Gb/s S/FTP patch cord with TX6A™ 10Gig™ Modular Plugs on each end. | PC | 1 | 5 | 1 | 1 | 247.62
07498346819 | STP6X175GR | CU Patch Crd,Cat 6A,S/FTP,175ft,GR | Category 6A, 10 Gb/s S/FTP patch cord with TX6A™ 10Gig™ Modular Plugs on each end. | PC | 1 | 5 | 1 | 1 | 247.62
07498346812 | STP6X175IG | CU Patch Crd,Cat 6A,S/FTP,175ft,IG | Category 6A, 10 Gb/s S/FTP patch cord with TX6A™ 10Gig™ Modular Plugs on each end. | PC | 1 | 5 | 1 | 1 | 247.62
07498346820 | STP6X175OR | CU Patch Crd,Cat 6A,S/FTP,175ft,OR | Category 6A, 10 Gb/s S/FTP patch cord with TX6A™ 10Gig™ Modular Plugs on each end. | PC | 1 | 5 | 1 | 1 | 247.62
07498346821 | STP6X175RD | CU Patch Crd,Cat 6A,S/FTP,175ft,RD | Category 6A, 10 Gb/s S/FTP patch cord with TX6A™ 10Gig™ Modular Plugs on each end. | PC | 1 | 5 | 1 | 1 | 247.62
07498346822 | STP6X175VL | CU Patch Crd,Cat 6A,S/FTP,175ft,VL | Category 6A, 10 Gb/s S/FTP patch cord with TX6A™ 10Gig™ Modular Plugs on each end. | PC | 1 | 5 | 1 | 1 | 247.62
07498346823 | STP6X175YL | CU Patch Crd,Cat 6A,S/FTP,175ft,YL | Category 6A, 10 Gb/s S/FTP patch cord with TX6A™ 10Gig™ Modular Plugs on each end. | PC | 1 | 5 | 1 | 1 | 247.62
07498301166 | STP6X17BL | CU Patch Crd,Cat 6A,S/FTP,17ft,BL | Category 6A, 10 Gb/s S/FTP patch cord with TX6A™ 10Gig™ Modular Plugs on each end. Black, 17 ft. | PC | 1 | 10 | 1 | 1 | 43.16
07498358652 | STP6X17BL-Q | CU Patch Crd,Cat 6A,S/FTP,17ft,BL,25Pk | Copper Patch Cord, Cat 6A, Black S/FTP Cable, 17Ft - PACK 25 | PC | 1 | 25 | 25 | 1 | 43.16
07498301192 | STP6X17BU | CU Patch Crd,Cat 6A,S/FTP,17ft,BU | Category 6A, 10 Gb/s S/FTP patch cord with TX6A™ 10Gig™ Modular Plugs on each end. Blue, 17 ft. | PC | 1 | 10 | 1 | 1 | 43.16
07498358658 | STP6X17BU-Q | CU Patch Crd,Cat 6A,S/FTP,17ft,BU,25Pk | Copper Patch Cord, Cat 6A, Blue S/FTP Cable, 17Ft - PACK 25 | PC | 1 | 25 | 25 | 1 | 43.16
07498301270 | STP6X17GR | CU Patch Crd,Cat 6A,S/FTP,17ft,GR | Category 6A, 10 Gb/s S/FTP patch cord with TX6A™ 10Gig™ Modular Plugs on each end. Green, 17 ft. | PC | 1 | 10 | 1 | 1 | 43.16
07498358676 | STP6X17GR-Q | CU Patch Crd,Cat 6A,S/FTP,17ft,GR,25Pk | Copper Patch Cord, Cat 6A, Green S/FTP Cable, 17Ft - PACK 25 | PC | 1 | 25 | 25 | 1 | 43.16
07498301140 | STP6X17IG | CU Patch Crd,Cat 6A,S/FTP,17ft,IG | Category 6A, 10 Gb/s S/FTP patch cord with TX6A™ 10Gig™ Modular Plugs on each end. International Gray, 17 ft. | PC | 1 | 10 | 1 | 1 | 43.16
07498358695 | STP6X17IG-Q | CU Patch Crd,Cat 6A,S/FTP,17ft,IG,25Pk | Copper Patch Cord, Cat 6A, Intl Gray S/FTP Cable, 17Ft - PACK 25 | PC | 1 | 25 | 25 | 1 | 43.16
07498347302 | STP6X17MBL | Copper Patch Cord, Cat 6A, Black S/FTP C | Category 6A, 10 Gb/s S/FTP patch cord with TX6A™ 10Gig™ Modular Plugs on each end. | PC | 1 | 10 | 1 | 1 | 92.24
07498347303 | STP6X17MBU | CuPatchCordCat6A,S/FTP,BU,17M,RL | Category 6A, 10 Gb/s S/FTP patch cord with TX6A™ 10Gig™ Modular Plugs on each end, Blue, 17 meters. | PC | 1 | 10 | 1 | 1 | 92.24
07498308679 | STP6X17MBUF2 | Copper Patch Cord, Cat6A, Blue S/FTP Cab | Copper Patch Cord, Cat6A, Blue S/FTP Cable, 17 Meters, Crossover Special Wiring | PC | 1 | 10 | 1 | 1 | 92.24
07498347304 | STP6X17MGR | Copper Patch Cord, Cat 6A, Green S/FTP C | Category 6A, 10 Gb/s S/FTP patch cord with TX6A™ 10Gig™ Modular Plugs on each end. | PC | 1 | 10 | 1 | 1 | 92.24
07498308681 | STP6X17MGRF2 | Copper Patch Cord, Cat6A, Green S/FTP Ca | Copper Patch Cord, Cat6A, Green S/FTP Cable, 17 Meters, Crossover Special Wiring | PC | 1 | 10 | 1 | 1 | 92.24
07498347298 | STP6X17MIG | CuPatchCordCat6A,S/FTP,IG,17M,RL | Category 6A, 10 Gb/s S/FTP patch cord with TX6A™ 10Gig™ Modular Plugs on each end, International Gray, 17 meters. | PC | 1 | 10 | 1 | 1 | 92.24
07498347307 | STP6X17MOR | Copper Patch Cord, Cat 6A, Orange S/FTP | Category 6A, 10 Gb/s S/FTP patch cord with TX6A™ 10Gig™ Modular Plugs on each end. | PC | 1 | 10 | 1 | 1 | 92.24
07498347308 | STP6X17MRD | Copper Patch Cord, Cat 6A, Red S/FTP Cab | Category 6A, 10 Gb/s S/FTP patch cord with TX6A™ 10Gig™ Modular Plugs on each end. | PC | 1 | 10 | 1 | 1 | 92.24
07498308680 | STP6X17MRDF2 | Copper Patch Cord, Cat6A, Red S/FTP Cabl | Copper Patch Cord, Cat6A, Red S/FTP Cable, 17 Meters, Crossover Special Wiring | PC | 1 | 10 | 1 | 1 | 92.24
07498347309 | STP6X17MVL | Copper Patch Cord, Cat 6A, Violet S/FTP | Category 6A, 10 Gb/s S/FTP patch cord with TX6A™ 10Gig™ Modular Plugs on each end. | PC | 1 | 10 | 1 | 1 | 92.24
07498347310 | STP6X17MYL | Copper Patch Cord, Cat 6A, Yellow S/FTP | Category 6A, 10 Gb/s S/FTP patch cord with TX6A™ 10Gig™ Modular Plugs on each end. | PC | 1 | 10 | 1 | 1 | 92.24
07498308682 | STP6X17MYLF2 | Copper Patch Cord, Cat6A, Yellow S/FTP C | Copper Patch Cord, Cat6A, Yellow S/FTP Cable, 17 Meters, Crossover Special Wiring | PC | 1 | 10 | 1 | 1 | 92.24
07498301297 | STP6X17OR | CU Patch Crd,Cat 6A,S/FTP,17ft,OR | Category 6A, 10 Gb/s S/FTP patch cord with TX6A™ 10Gig™ Modular Plugs on each end. Orange, 17 ft. | PC | 1 | 10 | 1 | 1 | 43.16
07498358677 | STP6X17OR-Q | CU Patch Crd,Cat 6A,S/FTP,17ft,OR,25Pk | Copper Patch Cord, Cat 6A, Orange S/FTP Cable, 17Ft - PACK 25 | PC | 1 | 25 | 25 | 1 | 43.16
07498301218 | STP6X17RD | CU Patch Crd,Cat 6A,S/FTP,17ft,RD | Category 6A, 10 Gb/s S/FTP patch cord with TX6A™ 10Gig™ Modular Plugs on each end. Red, 17 ft. | PC | 1 | 10 | 1 | 1 | 43.16
07498358681 | STP6X17RD-Q | CU Patch Crd,Cat 6A,S/FTP,17ft,RD,25Pk | Copper Patch Cord, Cat 6A, Red S/FTP Cable, 17Ft - PACK 25 | PC | 1 | 25 | 25 | 1 | 43.16
07498301323 | STP6X17VL | CU Patch Crd,Cat 6A,S/FTP,17ft,VL | Category 6A, 10 Gb/s S/FTP patch cord with TX6A™ 10Gig™ Modular Plugs on each end. Violet, 17 ft. | PC | 1 | 10 | 1 | 1 | 43.16
07498358699 | STP6X17VL-Q | CU Patch Crd,Cat 6A,S/FTP,17ft,VL,25Pk | Copper Patch Cord, Cat 6A, Violet S/FTP Cable, 17Ft - PACK 25 | PC | 1 | 25 | 25 | 1 | 43.16
07498301244 | STP6X17YL | CU Patch Crd,Cat 6A,S/FTP,17ft,YL | Category 6A, 10 Gb/s S/FTP patch cord with TX6A™ 10Gig™ Modular Plugs on each end. Yellow, 17 ft. | PC | 1 | 10 | 1 | 1 | 43.16
07498358706 | STP6X17YL-Q | CU Patch Crd,Cat 6A,S/FTP,17ft,YL,25Pk | Copper Patch Cord, Cat 6A, Yellow S/FTP Cable, 17Ft - PACK 25 | PC | 1 | 25 | 25 | 1 | 43.16
07498346824 | STP6X180BL | CU Patch Crd,Cat 6A,S/FTP,180ft,BL | Copper patch cord, category 6A, 10Gb/s black S/FTP cable with TX6A™ 10Gig™ modular plugs on each end, 180 ft. | PC | 1 | 5 | 1 | 1 | 254.08
07498346825 | STP6X180BU | CU Patch Crd,Cat 6A,S/FTP,180ft,BU | Copper patch cord, category 6A, 10Gb/s blue S/FTP cable with TX6A™ 10Gig™ modular plugs on each end, 180 ft. | PC | 1 | 5 | 1 | 1 | 254.08
07498346826 | STP6X180GR | CU Patch Crd,Cat 6A,S/FTP,180ft,GR | Copper patch cord, category 6A, 10Gb/s green S/FTP cable with TX6A™ 10Gig™ modular plugs on each end, 180 ft. | PC | 1 | 5 | 1 | 1 | 254.08
07498346816 | STP6X180IG | CU Patch Crd,Cat 6A,S/FTP,180ft,IG | Copper patch cord, category 6A, 10Gb/s international gray S/FTP cable with TX6A™ 10Gig™ modular plugs on each end, 180 ft. | PC | 1 | 5 | 1 | 1 | 254.08
07498346828 | STP6X180OR | CU Patch Crd,Cat 6A,S/FTP,180ft,OR | Copper patch cord, category 6A, 10Gb/s orange S/FTP cable with TX6A™ 10Gig™ modular plugs on each end, 180 ft. | PC | 1 | 5 | 1 | 1 | 254.08
07498346829 | STP6X180RD | CU Patch Crd,Cat 6A,S/FTP,180ft,RD | Copper patch cord, category 6A, 10Gb/s red S/FTP cable with TX6A™ 10Gig™ modular plugs on each end, 180 ft. | PC | 1 | 5 | 1 | 1 | 254.08
07498346830 | STP6X180VL | CU Patch Crd,Cat 6A,S/FTP,180ft,VL | Copper patch cord, category 6A, 10Gb/s violet S/FTP cable with TX6A™ 10Gig™ modular plugs on each end, 180 ft. | PC | 1 | 5 | 1 | 1 | 254.08
07498346831 | STP6X180YL | CU Patch Crd,Cat 6A,S/FTP,180ft,YL | Copper patch cord, category 6A, 10Gb/s yellow S/FTP cable with TX6A™ 10Gig™ modular plugs on each end, 180 ft. | PC | 1 | 5 | 1 | 1 | 254.08
07498346832 | STP6X185BL | CU Patch Crd,Cat 6A,S/FTP,185ft,BL | Copper patch cord, category 6A, 10Gb/s black S/FTP cable with TX6A™ 10Gig™ modular plugs on each end, 185 ft. | PC | 1 | 5 | 1 | 1 | 260.52
07498346833 | STP6X185BU | CU Patch Crd,Cat 6A,S/FTP,185ft,BU | Copper patch cord, category 6A, 10Gb/s blue S/FTP cable with TX6A™ 10Gig™ modular plugs on each end, 185 ft. | PC | 1 | 5 | 1 | 1 | 260.52
07498346834 | STP6X185GR | CU Patch Crd,Cat 6A,S/FTP,185ft,GR | Copper patch cord, category 6A, 10Gb/s green S/FTP cable with TX6A™ 10Gig™ modular plugs on each end, 185 ft. | PC | 1 | 5 | 1 | 1 | 260.52
07498346827 | STP6X185IG | CU Patch Crd,Cat 6A,S/FTP,185ft,IG | Copper patch cord, category 6A, 10Gb/s international gray S/FTP cable with TX6A™ 10Gig™ modular plugs on each end, 185 ft. | PC | 1 | 5 | 1 | 1 | 260.52
07498346835 | STP6X185OR | CU Patch Crd,Cat 6A,S/FTP,185ft,OR | Copper patch cord, category 6A, 10Gb/s orange S/FTP cable with TX6A™ 10Gig™ modular plugs on each end, 185 ft. | PC | 1 | 5 | 1 | 1 | 260.52
07498346837 | STP6X185RD | CU Patch Crd,Cat 6A,S/FTP,185ft,RD | Copper patch cord, category 6A, 10Gb/s red S/FTP cable with TX6A™ 10Gig™ modular plugs on each end, 185 ft. | PC | 1 | 5 | 1 | 1 | 260.52
07498346838 | STP6X185VL | CU Patch Crd,Cat 6A,S/FTP,185ft,VL | Copper patch cord, category 6A, 10Gb/s violet S/FTP cable with TX6A™ 10Gig™ modular plugs on each end, 185 ft. | PC | 1 | 5 | 1 | 1 | 260.52
07498346839 | STP6X185YL | CU Patch Crd,Cat 6A,S/FTP,185ft,YL | Copper patch cord, category 6A, 10Gb/s yellow S/FTP cable with TX6A™ 10Gig™ modular plugs on each end, 185 ft. | PC | 1 | 5 | 1 | 1 | 260.52
07498301167 | STP6X18BL | CU Patch Crd,Cat 6A,S/FTP,18ft,BL | Copper patch cord, category 6A, 10Gb/s black S/FTP cable with TX6A™ 10Gig™ modular plugs on each end, 18 ft. | PC | 1 | 10 | 1 | 1 | 44.44
07498358733 | STP6X18BL-Q | CU Patch Crd,Cat 6A,S/FTP,18ft,BL,25Pk | Copper Patch Cord, Cat 6A, Black S/FTP Cable, 18Ft - PACK 25 | PC | 1 | 25 | 25 | 1 | 44.44
07498301193 | STP6X18BU | CU Patch Crd,Cat 6A,S/FTP,18ft,BU | Copper patch cord, category 6A, 10Gb/s blue S/FTP cable with TX6A™ 10Gig™ modular plugs on each end, 18 ft. | PC | 1 | 10 | 1 | 1 | 44.44
07498358846 | STP6X18BU-Q | CU Patch Crd,Cat 6A,S/FTP,18ft,BU,25Pk | Copper Patch Cord, Cat 6A, Blue S/FTP Cable, 18Ft - PACK 25 | PC | 1 | 25 | 25 | 1 | 44.44
07498301271 | STP6X18GR | CU Patch Crd,Cat 6A,S/FTP,18ft,GR | Copper patch cord, category 6A, 10Gb/s green S/FTP cable with TX6A™ 10Gig™ modular plugs on each end, 18 ft. | PC | 1 | 10 | 1 | 1 | 44.44
07498359106 | STP6X18GR-Q | CU Patch Crd,Cat 6A,S/FTP,18ft,GR,25Pk | Copper Patch Cord, Cat 6A, Green S/FTP Cable, 18Ft - PACK 25 | PC | 1 | 25 | 25 | 1 | 44.44
07498301141 | STP6X18IG | CU Patch Crd,Cat 6A,S/FTP,18ft,IG | Copper patch cord, category 6A, 10Gb/s international gray S/FTP cable with TX6A™ 10Gig™ modular plugs on each end, 18 ft. | PC | 1 | 10 | 1 | 1 | 44.44
07498359351 | STP6X18IG-Q | CU Patch Crd,Cat 6A,S/FTP,18ft,IG,25Pk | Copper Patch Cord, Cat 6A, Intl Gray S/FTP Cable, 18Ft - PACK 25 | PC | 1 | 25 | 25 | 1 | 44.44
07498347316 | STP6X18MBL | Copper Patch Cord, Cat 6A, Black S/FTP C | Copper patch cord, category 6A, 10Gb/s black S/FTP cable with TX6A™ 10Gig™ modular plugs on each end, 18 meters. | PC | 1 | 10 | 1 | 1 | 96.54
07498347317 | STP6X18MBU | CuPC,Cat6A,BUS/FTPCbl,BU,18M,RL | Copper patch cord, category 6A, 10Gb/s blue S/FTP cable with TX6A™ 10Gig™ modular plugs on each end, 18 meters. | PC | 1 | 10 | 1 | 1 | 96.54
07498303144 | STP6X18MBUF | Copper Patch Cord, Cat 6A, Blue S/FTP Ca | Copper patch cord, category 6A, 10Gb/s blue S/FTP cable with TX6A™ 10Gig™ modular plugs on each end, 18 meters, crossover. | PC | 1 | 10 | 1 | 1 | 96.54
07498306110 | STP6X18MBUF2 | Copper Patch Cord, Cat 6A, Blue S/FTP Ca | Copper patch cord, category 6A, blue S/FTP cable, 18 meters, crossover special wiring. | PC | 1 | 10 | 1 | 1 | 96.54
07498347318 | STP6X18MGR | Copper Patch Cord, Cat 6A, Green S/FTP C | Copper patch cord, category 6A, 10Gb/s green S/FTP cable with TX6A™ 10Gig™ modular plugs on each end, 18 meters. | PC | 1 | 10 | 1 | 1 | 96.54
07498308684 | STP6X18MGRF2 | Copper Patch Cord, Cat6A, Green S/FTP Ca | Copper Patch Cord, Cat6A, Green S/FTP Cable, 18 Meters, Crossover Special Wiring | PC | 1 | 10 | 1 | 1 | 96.54
07498347301 | STP6X18MIG | Copper Patch Cord, Cat 6A, Intl Gray S/F | Copper patch cord, category 6A, 10Gb/s international gray S/FTP cable with TX6A™ 10Gig™ modular plugs on each end, 18 meters. | PC | 1 | 10 | 1 | 1 | 96.54
07498347319 | STP6X18MOR | CuPC,Cat6A,ORS/FTPCbl,OR,18M,RL | Copper patch cord, category 6A, 10Gb/s orange S/FTP cable with TX6A™ 10Gig™ modular plugs on each end, 18 meters. | PC | 1 | 10 | 1 | 1 | 96.54
07498347320 | STP6X18MRD | CuPC,Cat6A,RDS/FTPCbl,RD,18M,RL | Copper patch cord, category 6A, 10Gb/s red S/FTP cable with TX6A™ 10Gig™ modular plugs on each end, 18 meters. | PC | 1 | 10 | 1 | 1 | 96.54
07498308683 | STP6X18MRDF2 | Copper Patch Cord, Cat6A, Red S/FTP Cabl | Copper Patch Cord, Cat6A, Red S/FTP Cable, 18 Meters, Crossover Special Wiring | PC | 1 | 10 | 1 | 1 | 96.54
07498347321 | STP6X18MVL | Copper Patch Cord, Cat 6A, Violet S/FTP | Copper patch cord, category 6A, 10Gb/s violet S/FTP cable with TX6A™ 10Gig™ modular plugs on each end, 18 meters. | PC | 1 | 10 | 1 | 1 | 96.54
07498347322 | STP6X18MYL | Copper Patch Cord, Cat 6A, Yellow S/FTP | Copper patch cord, category 6A, 10Gb/s yellow S/FTP cable with TX6A™ 10Gig™ modular plugs on each end, 18 meters. | PC | 1 | 10 | 1 | 1 | 96.54
07498308685 | STP6X18MYLF2 | Copper Patch Cord, Cat6A, Yellow S/FTP C | Copper Patch Cord, Cat6A, Yellow S/FTP Cable, 18 Meters, Crossover Special Wiring | PC | 1 | 10 | 1 | 1 | 96.54
07498301298 | STP6X18OR | CU Patch Crd,Cat 6A,S/FTP,18ft,OR | Copper patch cord, category 6A, 10Gb/s orange S/FTP cable with TX6A™ 10Gig™ modular plugs on each end, 18 ft. | PC | 1 | 10 | 1 | 1 | 44.44
07498359284 | STP6X18OR-Q | CU Patch Crd,Cat 6A,S/FTP,18ft,OR,25Pk | Copper Patch Cord, Cat 6A, Orange S/FTP Cable, 18Ft - PACK 25 | PC | 1 | 25 | 25 | 1 | 44.44
07498301219 | STP6X18RD | CU Patch Crd,Cat 6A,S/FTP,18ft,RD | Copper patch cord, category 6A, 10Gb/s red S/FTP cable with TX6A™ 10Gig™ modular plugs on each end, 18 ft. | PC | 1 | 10 | 1 | 1 | 44.44
07498359295 | STP6X18RD-Q | CU Patch Crd,Cat 6A,S/FTP,18ft,RD,25Pk | Copper Patch Cord, Cat 6A, Red S/FTP Cable, 18Ft - PACK 25 | PC | 1 | 25 | 25 | 1 | 44.44
07498301324 | STP6X18VL | CU Patch Crd,Cat 6A,S/FTP,18ft,VL | Copper patch cord, category 6A, 10Gb/s violet S/FTP cable with TX6A™ 10Gig™ modular plugs on each end, 18 ft. | PC | 1 | 10 | 1 | 1 | 44.44
07498359383 | STP6X18VL-Q | CU Patch Crd,Cat 6A,S/FTP,18ft,VL,25Pk | Copper Patch Cord, Cat 6A, Violet S/FTP Cable, 18Ft - PACK 25 | PC | 1 | 25 | 25 | 1 | 44.44
07498301245 | STP6X18YL | CU Patch Crd,Cat 6A,S/FTP,18ft,YL | Copper patch cord, category 6A, 10Gb/s yellow S/FTP cable with TX6A™ 10Gig™ modular plugs on each end, 18 ft. | PC | 1 | 10 | 1 | 1 | 44.44
07498359389 | STP6X18YL-Q | CU Patch Crd,Cat 6A,S/FTP,18ft,YL,25Pk | Copper Patch Cord, Cat 6A, Yellow S/FTP Cable, 18Ft - PACK 25 | PC | 1 | 25 | 25 | 1 | 44.44
07498346841 | STP6X190BL | CU Patch Crd,Cat 6A,S/FTP,190ft,BL | Category 6A, 10 Gb/s S/FTP patch cord with TX6A™ 10Gig™ Modular Plugs on each end. | PC | 1 | 5 | 1 | 1 | 267
07498346842 | STP6X190BU | CU Patch Crd,Cat 6A,S/FTP,190ft,BU | Category 6A, 10 Gb/s S/FTP patch cord with TX6A™ 10Gig™ Modular Plugs on each end. | PC | 1 | 5 | 1 | 1 | 267
07498346843 | STP6X190GR | CU Patch Crd,Cat 6A,S/FTP,190ft,GR | Category 6A, 10 Gb/s S/FTP patch cord with TX6A™ 10Gig™ Modular Plugs on each end. | PC | 1 | 5 | 1 | 1 | 267
07498346836 | STP6X190IG | CU Patch Crd,Cat 6A,S/FTP,190ft,IG | Category 6A, 10 Gb/s S/FTP patch cord with TX6A™ 10Gig™ Modular Plugs on each end. | PC | 1 | 5 | 1 | 1 | 267
07498346844 | STP6X190OR | CU Patch Crd,Cat 6A,S/FTP,190ft,OR | Category 6A, 10 Gb/s S/FTP patch cord with TX6A™ 10Gig™ Modular Plugs on each end. | PC | 1 | 5 | 1 | 1 | 267
07498346845 | STP6X190RD | CU Patch Crd,Cat 6A,S/FTP,190ft,RD | Category 6A, 10 Gb/s S/FTP patch cord with TX6A™ 10Gig™ Modular Plugs on each end. | PC | 1 | 5 | 1 | 1 | 267
07498346846 | STP6X190VL | CU Patch Crd,Cat 6A,S/FTP,190ft,VL | Category 6A, 10 Gb/s S/FTP patch cord with TX6A™ 10Gig™ Modular Plugs on each end. | PC | 1 | 5 | 1 | 1 | 267
07498346847 | STP6X190YL | CU Patch Crd,Cat 6A,S/FTP,190ft,YL | Category 6A, 10 Gb/s S/FTP patch cord with TX6A™ 10Gig™ Modular Plugs on each end. | PC | 1 | 5 | 1 | 1 | 267
07498346848 | STP6X195BL | CU Patch Crd,Cat 6A,S/FTP,195ft,BL | Category 6A, 10 Gb/s S/FTP patch cord with TX6A™ 10Gig™ Modular Plugs on each end. | PC | 1 | 5 | 1 | 1 | 273.46
07498346849 | STP6X195BU | CU Patch Crd,Cat 6A,S/FTP,195ft,BU | Category 6A, 10 Gb/s S/FTP patch cord with TX6A™ 10Gig™ Modular Plugs on each end. | PC | 1 | 5 | 1 | 1 | 273.46
07498346850 | STP6X195GR | CU Patch Crd,Cat 6A,S/FTP,195ft,GR | Category 6A, 10 Gb/s S/FTP patch cord with TX6A™ 10Gig™ Modular Plugs on each end. | PC | 1 | 5 | 1 | 1 | 273.46
07498346840 | STP6X195IG | CU Patch Crd,Cat 6A,S/FTP,195ft,IG | Category 6A, 10 Gb/s S/FTP patch cord with TX6A™ 10Gig™ Modular Plugs on each end. | PC | 1 | 5 | 1 | 1 | 273.46
07498346851 | STP6X195OR | CU Patch Crd,Cat 6A,S/FTP,195ft,OR | Category 6A, 10 Gb/s S/FTP patch cord with TX6A™ 10Gig™ Modular Plugs on each end. | PC | 1 | 5 | 1 | 1 | 273.46
07498346852 | STP6X195RD | CU Patch Crd,Cat 6A,S/FTP,195ft,RD | Category 6A, 10 Gb/s S/FTP patch cord with TX6A™ 10Gig™ Modular Plugs on each end. | PC | 1 | 5 | 1 | 1 | 273.46
07498346853 | STP6X195VL | CU Patch Crd,Cat 6A,S/FTP,195ft,VL | Category 6A, 10 Gb/s S/FTP patch cord with TX6A™ 10Gig™ Modular Plugs on each end. | PC | 1 | 5 | 1 | 1 | 273.46
07498346854 | STP6X195YL | CU Patch Crd,Cat 6A,S/FTP,195ft,YL | Category 6A, 10 Gb/s S/FTP patch cord with TX6A™ 10Gig™ Modular Plugs on each end. | PC | 1 | 5 | 1 | 1 | 273.46
07498301168 | STP6X19BL | CU Patch Crd,Cat 6A,S/FTP,19ft,BL | Category 6A, 10 Gb/s S/FTP patch cord with TX6A™ 10Gig™ Modular Plugs on each end. Black, 19 ft. | PC | 1 | 10 | 1 | 1 | 45.74
07498359436 | STP6X19BL-Q | CU Patch Crd,Cat 6A,S/FTP,19ft,BL,25Pk | Copper Patch Cord, Cat 6A, Black S/FTP Cable, 19Ft - PACK 25 | PC | 1 | 25 | 25 | 1 | 45.74
07498301194 | STP6X19BU | CU Patch Crd,Cat 6A,S/FTP,19ft,BU | Category 6A, 10 Gb/s S/FTP patch cord with TX6A™ 10Gig™ Modular Plugs on each end. Blue, 19 ft. | PC | 1 | 10 | 1 | 1 | 45.74
07498359461 | STP6X19BU-Q | CU Patch Crd,Cat 6A,S/FTP,19ft,BU,25Pk | Copper Patch Cord, Cat 6A, Blue S/FTP Cable, 19Ft - PACK 25 | PC | 1 | 25 | 25 | 1 | 45.74
07498301272 | STP6X19GR | CU Patch Crd,Cat 6A,S/FTP,19ft,GR | Category 6A, 10 Gb/s S/FTP patch cord with TX6A™ 10Gig™ Modular Plugs on each end. Green, 19 ft. | PC | 1 | 10 | 1 | 1 | 45.74
07498359473 | STP6X19GR-Q | CU Patch Crd,Cat 6A,S/FTP,19ft,GR,25Pk | Copper Patch Cord, Cat 6A, Green S/FTP Cable, 19Ft - PACK 25 | PC | 1 | 25 | 25 | 1 | 45.74
07498301142 | STP6X19IG | CU Patch Crd,Cat 6A,S/FTP,19ft,IG | Category 6A, 10 Gb/s S/FTP patch cord with TX6A™ 10Gig™ Modular Plugs on each end. International Gray, 19 ft. | PC | 1 | 10 | 1 | 1 | 45.74
07498359499 | STP6X19IG-Q | CU Patch Crd,Cat 6A,S/FTP,19ft,IG,25Pk | Copper Patch Cord, Cat 6A, Intl Gray S/FTP Cable, 19Ft - PACK 25 | PC | 1 | 25 | 25 | 1 | 45.74
07498347323 | STP6X19MBL | Copper Patch Cord, Cat 6A, Black S/FTP C | Category 6A, 10 Gb/s S/FTP patch cord with TX6A™ 10Gig™ Modular Plugs on each end. | PC | 1 | 10 | 1 | 1 | 100.76
07498347325 | STP6X19MBU | CuPC,Cat6A,BUS/FTPCbl,BU,19M,RL | Category 6A, 10 Gb/s S/FTP patch cord with TX6A™ 10Gig™ Modular Plugs on each end, Blue, 19 meters. | PC | 1 | 10 | 1 | 1 | 100.76
07498308686 | STP6X19MBUF2 | Copper Patch Cord, Cat6A, Blue S/FTP Cab | Copper Patch Cord, Cat6A, Blue S/FTP Cable, 19 Meters, Crossover Special Wiring | PC | 1 | 10 | 1 | 1 | 100.76
07498347326 | STP6X19MGR | Copper Patch Cord, Cat 6A, Green S/FTP C | Category 6A, 10 Gb/s S/FTP patch cord with TX6A™ 10Gig™ Modular Plugs on each end. | PC | 1 | 10 | 1 | 1 | 100.76
07498308688 | STP6X19MGRF2 | Copper Patch Cord, Cat6A, Green S/FTP Ca | Copper Patch Cord, Cat6A, Green S/FTP Cable, 19 Meters, Crossover Special Wiring | PC | 1 | 10 | 1 | 1 | 100.76
07498347315 | STP6X19MIG | CuPC,Cat6A,IGS/FTPCbl,IG,19M,RL | Category 6A, 10 Gb/s S/FTP patch cord with TX6A™ 10Gig™ Modular Plugs on each end, International Gray, 19 meters. | PC | 1 | 10 | 1 | 1 | 100.76
07498347327 | STP6X19MOR | Copper Patch Cord, Cat 6A, Orange S/FTP | Category 6A, 10 Gb/s S/FTP patch cord with TX6A™ 10Gig™ Modular Plugs on each end. | PC | 1 | 10 | 1 | 1 | 100.76
07498347328 | STP6X19MRD | Copper Patch Cord, Cat 6A, Red S/FTP Cab | Category 6A, 10 Gb/s S/FTP patch cord with TX6A™ 10Gig™ Modular Plugs on each end. | PC | 1 | 10 | 1 | 1 | 100.76
07498308687 | STP6X19MRDF2 | Copper Patch Cord, Cat6A, Red S/FTP Cabl | Copper Patch Cord, Cat6A, Red S/FTP Cable, 19 Meters, Crossover Special Wiring | PC | 1 | 10 | 1 | 1 | 100.76
07498347329 | STP6X19MVL | Copper Patch Cord, Cat 6A, Violet S/FTP | Category 6A, 10 Gb/s S/FTP patch cord with TX6A™ 10Gig™ Modular Plugs on each end. | PC | 1 | 10 | 1 | 1 | 100.76
07498347330 | STP6X19MYL | Copper Patch Cord, Cat 6A, Yellow S/FTP | Category 6A, 10 Gb/s S/FTP patch cord with TX6A™ 10Gig™ Modular Plugs on each end. | PC | 1 | 10 | 1 | 1 | 100.76
07498308689 | STP6X19MYLF2 | Copper Patch Cord, Cat6A, Yellow S/FTP C | Copper Patch Cord, Cat6A, Yellow S/FTP Cable, 19 Meters, Crossover Special Wiring | PC | 1 | 10 | 1 | 1 | 100.76
07498301299 | STP6X19OR | CU Patch Crd,Cat 6A,S/FTP,19ft,OR | Category 6A, 10 Gb/s S/FTP patch cord with TX6A™ 10Gig™ Modular Plugs on each end. Orange, 19 ft. | PC | 1 | 10 | 1 | 1 | 45.74
07498359474 | STP6X19OR-Q | CU Patch Crd,Cat 6A,S/FTP,19ft,OR,25Pk | Copper Patch Cord, Cat 6A, Orange S/FTP Cable, 19Ft - PACK 25 | PC | 1 | 25 | 25 | 1 | 45.74
07498301220 | STP6X19RD | CU Patch Crd,Cat 6A,S/FTP,19ft,RD | Category 6A, 10 Gb/s S/FTP patch cord with TX6A™ 10Gig™ Modular Plugs on each end. Red, 19 ft. | PC | 1 | 10 | 1 | 1 | 45.74
07498359476 | STP6X19RD-Q | CU Patch Crd,Cat 6A,S/FTP,19ft,RD,25Pk | Copper Patch Cord, Cat 6A, Red S/FTP Cable, 19Ft - PACK 25 | PC | 1 | 25 | 25 | 1 | 45.74
07498301325 | STP6X19VL | CU Patch Crd,Cat 6A,S/FTP,19ft,VL | Category 6A, 10 Gb/s S/FTP patch cord with TX6A™ 10Gig™ Modular Plugs on each end. Violet, 19 ft. | PC | 1 | 10 | 1 | 1 | 45.74
07498359503 | STP6X19VL-Q | CU Patch Crd,Cat 6A,S/FTP,19ft,VL,25Pk | Copper Patch Cord, Cat 6A, Violet S/FTP Cable, 19Ft - PACK 25 | PC | 1 | 25 | 25 | 1 | 45.74
07498301246 | STP6X19YL | CU Patch Crd,Cat 6A,S/FTP,19ft,YL | Category 6A, 10 Gb/s S/FTP patch cord with TX6A™ 10Gig™ Modular Plugs on each end. Yellow, 19 ft. | PC | 1 | 10 | 1 | 1 | 45.74
07498359865 | STP6X19YL-Q | CU Patch Crd,Cat 6A,S/FTP,19ft,YL,25Pk | Copper Patch Cord, Cat 6A, Yellow S/FTP Cable, 19Ft - PACK 25 | PC | 1 | 25 | 25 | 1 | 45.74
07498351390 | STP6X1BL-Q | CU Patch Crd,Cat 6A,S/FTP,1ft,BL,25Pk | Copper Patch Cord, Cat 6A, Black S/FTP Cable, 1Ft - PACK 25 | PC | 1 | 25 | 25 | 1 | 22.46
07498351391 | STP6X1BU-Q | CU Patch Crd,Cat 6A,S/FTP,1ft,BU,25Pk | Copper Patch Cord, Cat 6A, Blue S/FTP Cable, 1Ft - PACK 25 | PC | 1 | 25 | 25 | 1 | 22.46
07498351394 | STP6X1GR-Q | CU Patch Crd,Cat 6A,S/FTP,1ft,GR,25Pk | Copper Patch Cord, Cat 6A, Green S/FTP Cable, 1Ft - PACK 25 | PC | 1 | 25 | 25 | 1 | 22.46
07498351415 | STP6X1IG-Q | CU Patch Crd,Cat 6A,S/FTP,1ft,IG,25Pk | Copper Patch Cord, Cat 6A, Intl Gray S/FTP Cable, 1Ft - PACK 25 | PC | 1 | 25 | 25 | 1 | 22.46
07498371209 | STP6X1MBL | CU Patch Crd,Cat 6A,S/FTP,1m,BL | The TX6A™ Cat 6A Shielded Patch Cord is constructed of 26 AWG, shielded, twisted pair, stranded, CM/LSZH cable with enhanced performance modular plugs. The patented tangle free latch prevents snags and provides easy release saving time on frequent moves, | PC | 1 | 10 | 1 | 1 | 24.36
07498371109 | STP6X1MBU | CU Patch Crd,Cat 6A,S/FTP,1m,BU | The TX6A™ Cat 6A Shielded Patch Cord is constructed of 26 AWG, shielded, twisted pair, stranded, CM/LSZH cable with enhanced performance modular plugs. The patented tangle free latch prevents snags and provides easy release saving time on frequent moves, | PC | 1 | 10 | 1 | 1 | 24.36
07498370988 | STP6X1MGR | CU Patch Crd,Cat 6A,S/FTP,1m,GR | The TX6A™ Cat 6A Shielded Patch Cord is constructed of 26 AWG, shielded, twisted pair, stranded, CM/LSZH cable with enhanced performance modular plugs. The patented tangle free latch prevents snags and provides easy release saving time on frequent moves, | PC | 1 | 10 | 1 | 1 | 24.36
07498370711 | STP6X1MIG | CU Patch Crd,Cat 6A,S/FTP,1m,IG | The TX6A™ Cat 6A Shielded Patch Cord is constructed of 26 AWG, shielded, twisted pair, stranded, CM/LSZH cable with enhanced performance modular plugs. The patented tangle free latch prevents snags and provides easy release saving time on frequent moves, | PC | 1 | 10 | 1 | 1 | 24.36
07498371721 | STP6X1MOR | CU Patch Crd,Cat 6A,S/FTP,1m,OR | Category 6A, 10 Gb/s S/FTP patch cord with TX6A™ 10Gig™ Modular Plugs on each end. Orange, 1 meters. | PC | 1 | 10 | 1 | 1 | 24.36
07498371138 | STP6X1MRD | CU Patch Crd,Cat 6A,S/FTP,1m,RD | The TX6A™ Cat 6A Shielded Patch Cord is constructed of 26 AWG, shielded, twisted pair, stranded, CM/LSZH cable with enhanced performance modular plugs. The patented tangle free latch prevents snags and provides easy release saving time on frequent moves, | PC | 1 | 10 | 1 | 1 | 24.36
07498371681 | STP6X1MVL | CU Patch Crd,Cat 6A,S/FTP,1m,VL | Category 6A, 10 Gb/s S/FTP patch cord with TX6A™ 10Gig™ Modular Plugs on each end. Violet, 1 meters. | PC | 1 | 10 | 1 | 1 | 24.36
07498371169 | STP6X1MYL | CU Patch Crd,Cat 6A,S/FTP,1m,YL | The TX6A™ Cat 6A Shielded Patch Cord is constructed of 26 AWG, shielded, twisted pair, stranded, CM/LSZH cable with enhanced performance modular plugs. The patented tangle free latch prevents snags and provides easy release saving time on frequent moves, | PC | 1 | 10 | 1 | 1 | 24.36
07498347564 | STP6X1OR | Copper Patch Cord, Cat 6A, Orange S/FTP | Category 6A, 10 Gb/s S/FTP patch cord with TX6™ PLUS Modular Plugs on each end. | PC | 1 | 10 | 1 | 1 | 22.46
07498351395 | STP6X1OR-Q | CU Patch Crd,Cat 6A,S/FTP,1ft,OR,25Pk | Copper Patch Cord, Cat 6A, Orange S/FTP Cable, 1Ft - PACK 25 | PC | 1 | 25 | 25 | 1 | 22.46
07498351392 | STP6X1RD-Q | CU Patch Crd,Cat 6A,S/FTP,1ft,RD,25Pk | Copper Patch Cord, Cat 6A, Red S/FTP Cable, 1Ft - PACK 25 | PC | 1 | 25 | 25 | 1 | 22.46
07498351398 | STP6X1VL-Q | CU Patch Crd,Cat 6A,S/FTP,1ft,VL,25Pk | Copper Patch Cord, Cat 6A, Violet S/FTP Cable, 1Ft - PACK 25 | PC | 1 | 25 | 25 | 1 | 22.46
07498351401 | STP6X1YL-Q | CU Patch Crd,Cat 6A,S/FTP,1ft,YL,25Pk | Copper Patch Cord, Cat 6A, Yellow S/FTP Cable, 1Ft - PACK 25 | PC | 1 | 25 | 25 | 1 | 22.46
07498370813 | STP6X2.5MBL | CU Patch Crd,Cat 6A,S/FTP,2.5m,BL | The TX6A™ Cat 6A Shielded Patch Cord is constructed of 26 AWG, shielded, twisted pair, stranded, CM/LSZH cable with enhanced performance modular plugs. The patented tangle free latch prevents snags and provides easy release saving time on frequent moves, | PC | 1 | 10 | 1 | 1 | 30.72
07498371112 | STP6X2.5MBU | CU Patch Crd,Cat 6A,S/FTP,2.5m,BU | The TX6A™ Cat 6A Shielded Patch Cord is constructed of 26 AWG, shielded, twisted pair, stranded, CM/LSZH cable with enhanced performance modular plugs. The patented tangle free latch prevents snags and provides easy release saving time on frequent moves, | PC | 1 | 10 | 1 | 1 | 30.72
07498370991 | STP6X2.5MGR | CU Patch Crd,Cat 6A,S/FTP,2.5m,GR | The TX6A™ Cat 6A Shielded Patch Cord is constructed of 26 AWG, shielded, twisted pair, stranded, CM/LSZH cable with enhanced performance modular plugs. The patented tangle free latch prevents snags and provides easy release saving time on frequent moves, | PC | 1 | 10 | 1 | 1 | 30.72
07498370714 | STP6X2.5MIG | CU Patch Crd,Cat 6A,S/FTP,2.5m,IG | The TX6A™ Cat 6A Shielded Patch Cord is constructed of 26 AWG, shielded, twisted pair, stranded, CM/LSZH cable with enhanced performance modular plugs. The patented tangle free latch prevents snags and provides easy release saving time on frequent moves, | PC | 1 | 10 | 1 | 1 | 30.72
07498371724 | STP6X2.5MOR | CU Patch Crd,Cat 6A,S/FTP,2.5m,OR | Category 6A, 10 Gb/s S/FTP patch cord with TX6A™ 10Gig™ Modular Plugs on each end. Orange, 2.5 meters. | PC | 1 | 10 | 1 | 1 | 30.72
07498371141 | STP6X2.5MRD | CU Patch Crd,Cat 6A,S/FTP,2.5m,RD | The TX6A™ Cat 6A Shielded Patch Cord is constructed of 26 AWG, shielded, twisted pair, stranded, CM/LSZH cable with enhanced performance modular plugs. The patented tangle free latch prevents snags and provides easy release saving time on frequent moves, | PC | 1 | 10 | 1 | 1 | 30.72
07498371704 | STP6X2.5MVL | CU Patch Crd,Cat 6A,S/FTP,2.5m,VL | Category 6A, 10 Gb/s S/FTP patch cord with TX6A™ 10Gig™ Modular Plugs on each end. Violet, 2.5 meters. | PC | 1 | 10 | 1 | 1 | 30.72
07498371172 | STP6X2.5MYL | CU Patch Crd,Cat 6A,S/FTP,2.5m,YL | The TX6A™ Cat 6A Shielded Patch Cord is constructed of 26 AWG, shielded, twisted pair, stranded, CM/LSZH cable with enhanced performance modular plugs. The patented tangle free latch prevents snags and provides easy release saving time on frequent moves, | PC | 1 | 10 | 1 | 1 | 30.72
07498346856 | STP6X200BL | CU Patch Crd,Cat 6A,S/FTP,200ft,BL | Category 6A, 10 Gb/s S/FTP patch cord with TX6A™ 10Gig™ Modular Plugs on each end. | PC | 1 | 5 | 1 | 1 | 279.92
07498346857 | STP6X200BU | CU Patch Crd,Cat 6A,S/FTP,200ft,BU | Category 6A, 10 Gb/s S/FTP patch cord with TX6A™ 10Gig™ Modular Plugs on each end. | PC | 1 | 5 | 1 | 1 | 279.92
07498346858 | STP6X200GR | CU Patch Crd,Cat 6A,S/FTP,200ft,GR | Category 6A, 10 Gb/s S/FTP patch cord with TX6A™ 10Gig™ Modular Plugs on each end. | PC | 1 | 5 | 1 | 1 | 279.92
07498346855 | STP6X200IG | CU Patch Crd,Cat 6A,S/FTP,200ft,IG | Category 6A, 10 Gb/s S/FTP patch cord with TX6A™ 10Gig™ Modular Plugs on each end. | PC | 1 | 5 | 1 | 1 | 279.92
07498346859 | STP6X200OR | CU Patch Crd,Cat 6A,S/FTP,200ft,OR | Category 6A, 10 Gb/s S/FTP patch cord with TX6A™ 10Gig™ Modular Plugs on each end. | PC | 1 | 5 | 1 | 1 | 279.92
07498346860 | STP6X200RD | CU Patch Crd,Cat 6A,S/FTP,200ft,RD | Category 6A, 10 Gb/s S/FTP patch cord with TX6A™ 10Gig™ Modular Plugs on each end. | PC | 1 | 5 | 1 | 1 | 279.92
07498346861 | STP6X200VL | CU Patch Crd,Cat 6A,S/FTP,200ft,VL | Category 6A, 10 Gb/s S/FTP patch cord with TX6A™ 10Gig™ Modular Plugs on each end. | PC | 1 | 5 | 1 | 1 | 279.92
07498346862 | STP6X200YL | CU Patch Crd,Cat 6A,S/FTP,200ft,YL | Category 6A, 10 Gb/s S/FTP patch cord with TX6A™ 10Gig™ Modular Plugs on each end. | PC | 1 | 5 | 1 | 1 | 279.92
07498301169 | STP6X20BL | CU Patch Crd,Cat 6A,S/FTP,20ft,BL | Category 6A, 10 Gb/s S/FTP patch cord with TX6A™ 10Gig™ Modular Plugs on each end. Black, 20 ft. | PC | 1 | 10 | 1 | 1 | 47.04
07498359901 | STP6X20BL-Q | CU Patch Crd,Cat 6A,S/FTP,20ft,BL,25Pk | Copper Patch Cord, Cat 6A, Black S/FTP Cable, 20Ft - PACK 25 | PC | 1 | 25 | 25 | 1 | 47.04
07498301195 | STP6X20BU | CU Patch Crd,Cat 6A,S/FTP,20ft,BU | Category 6A, 10 Gb/s S/FTP patch cord with TX6A™ 10Gig™ Modular Plugs on each end. Blue, 20 ft. | PC | 1 | 10 | 1 | 1 | 47.04
07498359905 | STP6X20BU-Q | CU Patch Crd,Cat 6A,S/FTP,20ft,BU,25Pk | Copper Patch Cord, Cat 6A, Blue S/FTP Cable, 20Ft - PACK 25 | PC | 1 | 25 | 25 | 1 | 47.04
07498301273 | STP6X20GR | CU Patch Crd,Cat 6A,S/FTP,20ft,GR | Category 6A, 10 Gb/s S/FTP patch cord with TX6A™ 10Gig™ Modular Plugs on each end. Green, 20 ft. | PC | 1 | 10 | 1 | 1 | 47.04
07498359930 | STP6X20GR-Q | CU Patch Crd,Cat 6A,S/FTP,20ft,GR,25Pk | Copper Patch Cord, Cat 6A, Green S/FTP Cable, 20Ft - PACK 25 | PC | 1 | 25 | 25 | 1 | 47.04
07498301143 | STP6X20IG | CU Patch Crd,Cat 6A,S/FTP,20ft,IG | Category 6A, 10 Gb/s S/FTP patch cord with TX6A™ 10Gig™ Modular Plugs on each end. International Gray, 20 ft. | PC | 1 | 10 | 1 | 1 | 47.04
07498359941 | STP6X20IG-Q | CU Patch Crd,Cat 6A,S/FTP,20ft,IG,25Pk | Copper Patch Cord, Cat 6A, Intl Gray S/FTP Cable, 20Ft - PACK 25 | PC | 1 | 25 | 25 | 1 | 47.04
07498370824 | STP6X20MBL | CU Patch Crd,Cat 6A,S/FTP,20m,BL | Category 6A, 10 Gb/s S/FTP patch cord with TX6A™ 10Gig™ Modular Plugs on each end. Black, 20 meters. | PC | 1 | 10 | 1 | 1 | 105.02
07498371132 | STP6X20MBU | CU Patch Crd,Cat 6A,S/FTP,20m,BU | Category 6A, 10 Gb/s S/FTP patch cord with TX6A™ 10Gig™ Modular Plugs on each end. Blue, 20 meters. | PC | 1 | 10 | 1 | 1 | 105.02
07498308690 | STP6X20MBUF2 | Copper Patch Cord, Cat6A, Blue S/FTP Cab | Copper Patch Cord, Cat6A, Blue S/FTP Cable, 20 Meters, Crossover Special Wiring | PC | 1 | 10 | 1 | 1 | 105.02
07498371099 | STP6X20MGR | CU Patch Crd,Cat 6A,S/FTP,20m,GR | Category 6A, 10 Gb/s S/FTP patch cord with TX6A™ 10Gig™ Modular Plugs on each end. Green, 20 meters. | PC | 1 | 10 | 1 | 1 | 105.02
07498308692 | STP6X20MGRF2 | Copper Patch Cord, Cat6A, Green S/FTP Ca | Copper Patch Cord, Cat6A, Green S/FTP Cable, 20 Meters, Crossover Special Wiring | PC | 1 | 10 | 1 | 1 | 105.02
07498370724 | STP6X20MIG | CU Patch Crd,Cat 6A,S/FTP,20m,IG | Category 6A, 10 Gb/s S/FTP patch cord with TX6A™ 10Gig™ Modular Plugs on each end. International Gray, 20 meters. | PC | 1 | 10 | 1 | 1 | 105.02
07498371734 | STP6X20MOR | CU Patch Crd,Cat 6A,S/FTP,20m,OR | Category 6A, 10 Gb/s S/FTP patch cord with TX6A™ 10Gig™ Modular Plugs on each end. Orange, 20 meters. | PC | 1 | 10 | 1 | 1 | 105.02
07498371162 | STP6X20MRD | CU Patch Crd,Cat 6A,S/FTP,20m,RD | Category 6A, 10 Gb/s S/FTP patch cord with TX6A™ 10Gig™ Modular Plugs on each end. Red, 20 meters. | PC | 1 | 10 | 1 | 1 | 105.02
07498308693 | STP6X20MRDF2 | Copper Patch Cord, Cat6A, Red S/FTP Cabl | Copper Patch Cord, Cat6A, Red S/FTP Cable, 20 Meters, Crossover Special Wiring | PC | 1 | 10 | 1 | 1 | 105.02
07498371715 | STP6X20MVL | CU Patch Crd,Cat 6A,S/FTP,20m,VL | Category 6A, 10 Gb/s S/FTP patch cord with TX6A™ 10Gig™ Modular Plugs on each end. Violet, 20 meters. | PC | 1 | 10 | 1 | 1 | 105.02
07498371182 | STP6X20MYL | CU Patch Crd,Cat 6A,S/FTP,20m,YL | Category 6A, 10 Gb/s S/FTP patch cord with TX6A™ 10Gig™ Modular Plugs on each end. Yellow, 20 meters. | PC | 1 | 10 | 1 | 1 | 105.02
07498308694 | STP6X20MYLF2 | Copper Patch Cord, Cat6A, Yellow S/FTP C | Copper Patch Cord, Cat6A, Yellow S/FTP Cable, 20 Meters, Crossover Special Wiring | PC | 1 | 10 | 1 | 1 | 105.02
07498301300 | STP6X20OR | CU Patch Crd,Cat 6A,S/FTP,20ft,OR | Category 6A, 10 Gb/s S/FTP patch cord with TX6A™ 10Gig™ Modular Plugs on each end. Orange, 20 ft. | PC | 1 | 10 | 1 | 1 | 47.04
07498359934 | STP6X20OR-Q | CU Patch Crd,Cat 6A,S/FTP,20ft,OR,25Pk | Copper Patch Cord, Cat 6A, Orange S/FTP Cable, 20Ft - PACK 25 | PC | 1 | 25 | 25 | 1 | 47.04
07498301221 | STP6X20RD | CU Patch Crd,Cat 6A,S/FTP,20ft,RD | Category 6A, 10 Gb/s S/FTP patch cord with TX6A™ 10Gig™ Modular Plugs on each end. Red, 20 ft. | PC | 1 | 10 | 1 | 1 | 47.04
07498359940 | STP6X20RD-Q | CU Patch Crd,Cat 6A,S/FTP,20ft,RD,25Pk | Copper Patch Cord, Cat 6A, Red S/FTP Cable, 20Ft - PACK 25 | PC | 1 | 25 | 25 | 1 | 47.04
07498301326 | STP6X20VL | CU Patch Crd,Cat 6A,S/FTP,20ft,VL | Category 6A, 10 Gb/s S/FTP patch cord with TX6A™ 10Gig™ Modular Plugs on each end. Violet, 20 ft. | PC | 1 | 10 | 1 | 1 | 47.04
07498359944 | STP6X20VL-Q | CU Patch Crd,Cat 6A,S/FTP,20ft,VL,25Pk | Copper Patch Cord, Cat 6A, Violet S/FTP Cable, 20Ft - PACK 25 | PC | 1 | 25 | 25 | 1 | 47.04
07498301247 | STP6X20YL | CU Patch Crd,Cat 6A,S/FTP,20ft,YL | Category 6A, 10 Gb/s S/FTP patch cord with TX6A™ 10Gig™ Modular Plugs on each end. Yellow, 20 ft. | PC | 1 | 10 | 1 | 1 | 47.04
07498359946 | STP6X20YL-Q | CU Patch Crd,Cat 6A,S/FTP,20ft,YL,25Pk | Copper Patch Cord, Cat 6A, Yellow S/FTP Cable, 20Ft - PACK 25 | PC | 1 | 25 | 25 | 1 | 47.04
07498344177 | STP6X21BL | CU Patch Crd,Cat 6A,S/FTP,21ft,BL | Copper patch cord, category 6A, 10Gb/s black S/FTP cable with TX6A™ 10Gig™ modular plugs on each end, 21 ft. | PC | 1 | 10 | 1 | 1 | 48.3
07498344178 | STP6X21BU | CU Patch Crd,Cat 6A,S/FTP,21ft,BU | Copper patch cord, category 6A, 10Gb/s blue S/FTP cable with TX6A™ 10Gig™ modular plugs on each end, 21 ft. | PC | 1 | 10 | 1 | 1 | 48.3
07498344179 | STP6X21GR | CU Patch Crd,Cat 6A,S/FTP,21ft,GR | Copper patch cord, category 6A, 10Gb/s green S/FTP cable with TX6A™ 10Gig™ modular plugs on each end, 21 ft. | PC | 1 | 10 | 1 | 1 | 48.3
07498343499 | STP6X21IG | CU Patch Crd,Cat 6A,S/FTP,21ft,IG | Copper patch cord, category 6A, 10Gb/s international gray S/FTP cable with TX6A™ 10Gig™ modular plugs on each end, 21 ft. | PC | 1 | 10 | 1 | 1 | 48.3
07498303140 | STP6X21MBU | Copper Patch Cord, Cat 6A, Blue S/FTP Ca | Copper patch cord, category 6A, 10Gb/s blue S/FTP cable with TX6A™ 10Gig™ modular plugs on each end, 21 meters. | PC | 1 | 10 | 1 | 1 | 110.32
07498308695 | STP6X21MBUF2 | Copper Patch Cord, Cat6A, Blue S/FTP Cab | Copper Patch Cord, Cat6A, Blue S/FTP Cable, 21 Meters, Crossover Special Wiring | PC | 1 | 10 | 1 | 1 | 110.32
07498306063 | STP6X21MGR | Copper Patch Cord, Cat 6A, Green S/FTP C | Copper Patch Cord, Cat 6A, Green S/FTP Cable, 21 Meters | PC | 1 | 10 | 1 | 1 | 110.32
07498308697 | STP6X21MGRF2 | Copper Patch Cord, Cat6A, Green S/FTP Ca | Copper Patch Cord, Cat6A, Green S/FTP Cable, 21 Meters, Crossover Special Wiring | PC | 1 | 10 | 1 | 1 | 110.32
07498306060 | STP6X21MRD | Copper Patch Cord, Cat 6A, Red S/FTP Cab | Copper Patch Cord, Cat 6A, Red S/FTP Cable, 21 Meters | PC | 1 | 10 | 1 | 1 | 110.32
07498308696 | STP6X21MRDF2 | Copper Patch Cord, Cat6A, Red S/FTP Cabl | Copper Patch Cord, Cat6A, Red S/FTP Cable, 21 Meters, Crossover Special Wiring | PC | 1 | 10 | 1 | 1 | 110.32
07498306059 | STP6X21MYL | Copper Patch Cord, Cat 6A, Yellow S/FTP | Copper Patch Cord, Cat 6A, Yellow S/FTP Cable, 21 Meters | PC | 1 | 10 | 1 | 1 | 110.32
07498308698 | STP6X21MYLF2 | Copper Patch Cord, Cat6A, Yellow S/FTP C | Copper Patch Cord, Cat6A, Yellow S/FTP Cable, 21 Meters, Crossover Special Wiring | PC | 1 | 10 | 1 | 1 | 110.32
07498344180 | STP6X21OR | CU Patch Crd,Cat 6A,S/FTP,21ft,OR | Copper patch cord, category 6A, 10Gb/s orange S/FTP cable with TX6A™ 10Gig™ modular plugs on each end, 21 ft. | PC | 1 | 10 | 1 | 1 | 48.3
07498344181 | STP6X21RD | CU Patch Crd,Cat 6A,S/FTP,21ft,RD | Copper patch cord, category 6A, 10Gb/s red S/FTP cable with TX6A™ 10Gig™ modular plugs on each end, 21 ft. | PC | 1 | 10 | 1 | 1 | 48.3
07498344183 | STP6X21VL | CU Patch Crd,Cat 6A,S/FTP,21ft,VL | Copper patch cord, category 6A, 10Gb/s violet S/FTP cable with TX6A™ 10Gig™ modular plugs on each end, 21 ft. | PC | 1 | 10 | 1 | 1 | 48.3
07498344185 | STP6X21YL | CU Patch Crd,Cat 6A,S/FTP,21ft,YL | Copper patch cord, category 6A, 10Gb/s yellow S/FTP cable with TX6A™ 10Gig™ modular plugs on each end, 21 ft. | PC | 1 | 10 | 1 | 1 | 48.3
07498344187 | STP6X22BL | CU Patch Crd,Cat 6A,S/FTP,22ft,BL | Category 6A, 10 Gb/s S/FTP patch cord with TX6A™ 10Gig™ Modular Plugs on each end. | PC | 1 | 10 | 1 | 1 | 49.6
07498344188 | STP6X22BU | CU Patch Crd,Cat 6A,S/FTP,22ft,BU | Category 6A, 10 Gb/s S/FTP patch cord with TX6A™ 10Gig™ Modular Plugs on each end. | PC | 1 | 10 | 1 | 1 | 49.6
07498344190 | STP6X22GR | CU Patch Crd,Cat 6A,S/FTP,22ft,GR | Category 6A, 10 Gb/s S/FTP patch cord with TX6A™ 10Gig™ Modular Plugs on each end. | PC | 1 | 10 | 1 | 1 | 49.6
07498344186 | STP6X22IG | CU Patch Crd,Cat 6A,S/FTP,22ft,IG | Category 6A, 10 Gb/s S/FTP patch cord with TX6A™ 10Gig™ Modular Plugs on each end. | PC | 1 | 10 | 1 | 1 | 49.6
07498306066 | STP6X22MBU | CuPC,Cat6A,BUS/FTPCbl,BU,22M,RL | Copper Patch Cord, Cat 6A, Blue S/FTP Cable, 22 Meters | PC | 1 | 10 | 1 | 1 | 114.52
07498308699 | STP6X22MBUF2 | Copper Patch Cord, Cat6A, Blue S/FTP Cab | Copper Patch Cord, Cat6A, Blue S/FTP Cable, 22 Meters, Crossover Special Wiring | PC | 1 | 10 | 1 | 1 | 114.52
07498306070 | STP6X22MGR | Copper Patch Cord, Cat 6A, Green S/FTP C | Copper Patch Cord, Cat 6A, Green S/FTP Cable, 22 Meters | PC | 1 | 10 | 1 | 1 | 114.52
07498308701 | STP6X22MGRF2 | Copper Patch Cord, Cat6A, Green S/FTP Ca | Copper Patch Cord, Cat6A, Green S/FTP Cable, 22 Meters, Crossover Special Wiring | PC | 1 | 10 | 1 | 1 | 114.52
07498306069 | STP6X22MRD | Copper Patch Cord, Cat 6A, Red S/FTP Cab | Copper Patch Cord, Cat 6A, Red S/FTP Cable, 22 Meters | PC | 1 | 10 | 1 | 1 | 114.52
07498308700 | STP6X22MRDF2 | Copper Patch Cord, Cat6A, Red S/FTP Cabl | Copper Patch Cord, Cat6A, Red S/FTP Cable, 22 Meters, Crossover Special Wiring | PC | 1 | 10 | 1 | 1 | 114.52
07498306067 | STP6X22MYL | Copper Patch Cord, Cat 6A, Yellow S/FTP | Copper Patch Cord, Cat 6A, Yellow S/FTP Cable, 22 Meters | PC | 1 | 10 | 1 | 1 | 114.52
07498308702 | STP6X22MYLF2 | Copper Patch Cord, Cat6A, Yellow S/FTP C | Copper Patch Cord, Cat6A, Yellow S/FTP Cable, 22 Meters, Crossover Special Wiring | PC | 1 | 10 | 1 | 1 | 114.52
07498344192 | STP6X22OR | CU Patch Crd,Cat 6A,S/FTP,22ft,OR | Category 6A, 10 Gb/s S/FTP patch cord with TX6A™ 10Gig™ Modular Plugs on each end. | PC | 1 | 10 | 1 | 1 | 49.6
07498344193 | STP6X22RD | CU Patch Crd,Cat 6A,S/FTP,22ft,RD | Category 6A, 10 Gb/s S/FTP patch cord with TX6A™ 10Gig™ Modular Plugs on each end. | PC | 1 | 10 | 1 | 1 | 49.6
07498344202 | STP6X22VL | CU Patch Crd,Cat 6A,S/FTP,22ft,VL | Category 6A, 10 Gb/s S/FTP patch cord with TX6A™ 10Gig™ Modular Plugs on each end. | PC | 1 | 10 | 1 | 1 | 49.6
07498344208 | STP6X22YL | CU Patch Crd,Cat 6A,S/FTP,22ft,YL | Category 6A, 10 Gb/s S/FTP patch cord with TX6A™ 10Gig™ Modular Plugs on each end. | PC | 1 | 10 | 1 | 1 | 49.6
07498344216 | STP6X23BL | CU Patch Crd,Cat 6A,S/FTP,23ft,BL | Category 6A, 10 Gb/s S/FTP patch cord with TX6A™ 10Gig™ Modular Plugs on each end. | PC | 1 | 10 | 1 | 1 | 50.92
07498344217 | STP6X23BU | CU Patch Crd,Cat 6A,S/FTP,23ft,BU | Category 6A, 10 Gb/s S/FTP patch cord with TX6A™ 10Gig™ Modular Plugs on each end. | PC | 1 | 10 | 1 | 1 | 50.92
07498344221 | STP6X23GR | CU Patch Crd,Cat 6A,S/FTP,23ft,GR | Category 6A, 10 Gb/s S/FTP patch cord with TX6A™ 10Gig™ Modular Plugs on each end. | PC | 1 | 10 | 1 | 1 | 50.92
07498344214 | STP6X23IG | CU Patch Crd,Cat 6A,S/FTP,23ft,IG | Category 6A, 10 Gb/s S/FTP patch cord with TX6A™ 10Gig™ Modular Plugs on each end. | PC | 1 | 10 | 1 | 1 | 50.92
07498303142 | STP6X23MBU | Copper Patch Cord, Cat 6A, Blue S/FTP Ca | Copper Patch Cord, Cat 6A, Blue S/FTP Cable, 23 Meters | PC | 1 | 10 | 1 | 1 | 118.78
07498308703 | STP6X23MBUF2 | Copper Patch Cord, Cat6A, Blue S/FTP Cab | Copper Patch Cord, Cat6A, Blue S/FTP Cable, 23 Meters, Crossover Special Wiring | PC | 1 | 10 | 1 | 1 | 118.78
07498306073 | STP6X23MGR | Copper Patch Cord, Cat 6A, Green S/FTP C | Copper Patch Cord, Cat 6A, Green S/FTP Cable, 23 Meters | PC | 1 | 10 | 1 | 1 | 118.78
07498308705 | STP6X23MGRF2 | Copper Patch Cord, Cat6A, Green S/FTP Ca | Copper Patch Cord, Cat6A, Green S/FTP Cable, 23 Meters, Crossover Special Wiring | PC | 1 | 10 | 1 | 1 | 118.78
07498306071 | STP6X23MRD | Copper Patch Cord, Cat 6A, Red S/FTP Cab | Copper Patch Cord, Cat 6A, Red S/FTP Cable, 23 Meters | PC | 1 | 10 | 1 | 1 | 118.78
07498308704 | STP6X23MRDF2 | Copper Patch Cord, Cat6A, Red S/FTP Cabl | Copper Patch Cord, Cat6A, Red S/FTP Cable, 23 Meters, Crossover Special Wiring | PC | 1 | 10 | 1 | 1 | 118.78
07498306072 | STP6X23MYL | Copper Patch Cord, Cat 6A, Yellow S/FTP | Copper Patch Cord, Cat 6A, Yellow S/FTP Cable, 23 Meters | PC | 1 | 10 | 1 | 1 | 118.78
07498308706 | STP6X23MYLF2 | Copper Patch Cord, Cat6A, Yellow S/FTP C | Copper Patch Cord, Cat6A, Yellow S/FTP Cable, 23 Meters, Crossover Special Wiring | PC | 1 | 10 | 1 | 1 | 118.78
07498344222 | STP6X23OR | CU Patch Crd,Cat 6A,S/FTP,23ft,OR | Category 6A, 10 Gb/s S/FTP patch cord with TX6A™ 10Gig™ Modular Plugs on each end. | PC | 1 | 10 | 1 | 1 | 50.92
07498344228 | STP6X23RD | CU Patch Crd,Cat 6A,S/FTP,23ft,RD | Category 6A, 10 Gb/s S/FTP patch cord with TX6A™ 10Gig™ Modular Plugs on each end. | PC | 1 | 10 | 1 | 1 | 50.92
07498344229 | STP6X23VL | CU Patch Crd,Cat 6A,S/FTP,23ft,VL | Category 6A, 10 Gb/s S/FTP patch cord with TX6A™ 10Gig™ Modular Plugs on each end. | PC | 1 | 10 | 1 | 1 | 50.92
07498344249 | STP6X23YL | CU Patch Crd,Cat 6A,S/FTP,23ft,YL | Category 6A, 10 Gb/s S/FTP patch cord with TX6A™ 10Gig™ Modular Plugs on each end. | PC | 1 | 10 | 1 | 1 | 50.92
07498344251 | STP6X24BL | CU Patch Crd,Cat 6A,S/FTP,24ft,BL | Category 6A, 10 Gb/s S/FTP patch cord with TX6A™ 10Gig™ Modular Plugs on each end. | PC | 1 | 10 | 1 | 1 | 52.2
07498344252 | STP6X24BU | CU Patch Crd,Cat 6A,S/FTP,24ft,BU | Category 6A, 10 Gb/s S/FTP patch cord with TX6A™ 10Gig™ Modular Plugs on each end. | PC | 1 | 10 | 1 | 1 | 52.2
07498344253 | STP6X24GR | CU Patch Crd,Cat 6A,S/FTP,24ft,GR | Category 6A, 10 Gb/s S/FTP patch cord with TX6A™ 10Gig™ Modular Plugs on each end. | PC | 1 | 10 | 1 | 1 | 52.2
07498344250 | STP6X24IG | CU Patch Crd,Cat 6A,S/FTP,24ft,IG | Category 6A, 10 Gb/s S/FTP patch cord with TX6A™ 10Gig™ Modular Plugs on each end. | PC | 1 | 10 | 1 | 1 | 52.2
07498306074 | STP6X24MBU | Copper Patch Cord, Cat 6A, Blue S/FTP Ca | Copper Patch Cord, Cat 6A, Blue S/FTP Cable, 24 Meters | PC | 1 | 10 | 1 | 1 | 123.04
07498308707 | STP6X24MBUF2 | Copper Patch Cord, Cat6A, Blue S/FTP Cab | Copper Patch Cord, Cat6A, Blue S/FTP Cable, 24 Meters, Crossover Special Wiring | PC | 1 | 10 | 1 | 1 | 123.04
07498306081 | STP6X24MGR | Copper Patch Cord, Cat 6A, Green S/FTP C | Copper Patch Cord, Cat 6A, Green S/FTP Cable, 24 Meters | PC | 1 | 10 | 1 | 1 | 123.04
07498308709 | STP6X24MGRF2 | Copper Patch Cord, Cat6A, Green S/FTP Ca | Copper Patch Cord, Cat6A, Green S/FTP Cable, 24 Meters, Crossover Special Wiring | PC | 1 | 10 | 1 | 1 | 123.04
07498306085 | STP6X24MRD | Copper Patch Cord, Cat 6A, Red S/FTP Cab | Copper Patch Cord, Cat 6A, Red S/FTP Cable, 24 Meters | PC | 1 | 10 | 1 | 1 | 123.04
07498308708 | STP6X24MRDF2 | Copper Patch Cord, Cat6A, Red S/FTP Cabl | Copper Patch Cord, Cat6A, Red S/FTP Cable, 24 Meters, Crossover Special Wiring | PC | 1 | 10 | 1 | 1 | 123.04
07498306087 | STP6X24MYL | Copper Patch Cord, Cat 6A, Yellow S/FTP | Copper Patch Cord, Cat 6A, Yellow S/FTP Cable, 24 Meters | PC | 1 | 10 | 1 | 1 | 123.04
07498308710 | STP6X24MYLF2 | Copper Patch Cord, Cat6A, Yellow S/FTP C | Copper Patch Cord, Cat6A, Yellow S/FTP Cable, 24 Meters, Crossover Special Wiring | PC | 1 | 10 | 1 | 1 | 123.04
07498344254 | STP6X24OR | CU Patch Crd,Cat 6A,S/FTP,24ft,OR | Category 6A, 10 Gb/s S/FTP patch cord with TX6A™ 10Gig™ Modular Plugs on each end. | PC | 1 | 10 | 1 | 1 | 52.2
07498344259 | STP6X24RD | CU Patch Crd,Cat 6A,S/FTP,24ft,RD | Category 6A, 10 Gb/s S/FTP patch cord with TX6A™ 10Gig™ Modular Plugs on each end. | PC | 1 | 10 | 1 | 1 | 52.2
07498344260 | STP6X24VL | CU Patch Crd,Cat 6A,S/FTP,24ft,VL | Category 6A, 10 Gb/s S/FTP patch cord with TX6A™ 10Gig™ Modular Plugs on each end. | PC | 1 | 10 | 1 | 1 | 52.2
07498344275 | STP6X24YL | CU Patch Crd,Cat 6A,S/FTP,24ft,YL | Category 6A, 10 Gb/s S/FTP patch cord with TX6A™ 10Gig™ Modular Plugs on each end. | PC | 1 | 10 | 1 | 1 | 52.2
07498301170 | STP6X25BL | CU Patch Crd,Cat 6A,S/FTP,25ft,BL | Category 6A, 10 Gb/s S/FTP patch cord with TX6A™ 10Gig™ Modular Plugs on each end. Black, 25 ft. | PC | 1 | 10 | 1 | 1 | 53.48
07498301196 | STP6X25BU | CU Patch Crd,Cat 6A,S/FTP,25ft,BU | Category 6A, 10 Gb/s S/FTP patch cord with TX6A™ 10Gig™ Modular Plugs on each end. Blue, 25 ft. | PC | 1 | 10 | 1 | 1 | 53.48
07498301274 | STP6X25GR | CU Patch Crd,Cat 6A,S/FTP,25ft,GR | Category 6A, 10 Gb/s S/FTP patch cord with TX6A™ 10Gig™ Modular Plugs on each end. Green, 25 ft. | PC | 1 | 10 | 1 | 1 | 53.48
07498301144 | STP6X25IG | CU Patch Crd,Cat 6A,S/FTP,25ft,IG | Category 6A, 10 Gb/s S/FTP patch cord with TX6A™ 10Gig™ Modular Plugs on each end. International Gray, 25 ft. | PC | 1 | 10 | 1 | 1 | 53.48
07498370825 | STP6X25MBL | CU Patch Crd,Cat 6A,S/FTP,25m,BL | Category 6A, 10 Gb/s S/FTP patch cord with TX6A™ 10Gig™ Modular Plugs on each end. Black, 25 meters. | PC | 1 | 10 | 1 | 1 | 126.24
07498371133 | STP6X25MBU | CU Patch Crd,Cat 6A,S/FTP,25m,BU | Category 6A, 10 Gb/s S/FTP patch cord with TX6A™ 10Gig™ Modular Plugs on each end. Blue, 25 meters. | PC | 1 | 10 | 1 | 1 | 126.24
07498308714 | STP6X25MBUF2 | Copper Patch Cord, Cat6A, Blue S/FTP Cab | Copper Patch Cord, Cat6A, Blue S/FTP Cable, 25 Meters, Crossover Special Wiring | PC | 1 | 10 | 1 | 1 | 126.24
07498371678 | STP6X25MGR | CU Patch Crd,Cat 6A,S/FTP,25m,GR | Category 6A, 10 Gb/s S/FTP patch cord with TX6A™ 10Gig™ Modular Plugs on each end. Green, 25 meters. | PC | 1 | 10 | 1 | 1 | 126.24
07498308716 | STP6X25MGRF2 | Copper Patch Cord, Cat6A, Green S/FTP Ca | Copper Patch Cord, Cat6A, Green S/FTP Cable, 25 Meters, Crossover Special Wiring | PC | 1 | 10 | 1 | 1 | 126.24
07498370725 | STP6X25MIG | CU Patch Crd,Cat 6A,S/FTP,25m,IG | Category 6A, 10 Gb/s S/FTP patch cord with TX6A™ 10Gig™ Modular Plugs on each end. International Gray, 25 meters. | PC | 1 | 10 | 1 | 1 | 126.24
07498371735 | STP6X25MOR | CU Patch Crd,Cat 6A,S/FTP,25m,OR | Category 6A, 10 Gb/s S/FTP patch cord with TX6A™ 10Gig™ Modular Plugs on each end. Orange, 25 meters. | PC | 1 | 10 | 1 | 1 | 126.24
07498371163 | STP6X25MRD | CU Patch Crd,Cat 6A,S/FTP,25m,RD | Category 6A, 10 Gb/s S/FTP patch cord with TX6A™ 10Gig™ Modular Plugs on each end. Red, 25 meters. | PC | 1 | 10 | 1 | 1 | 126.24
07498308715 | STP6X25MRDF2 | Copper Patch Cord, Cat6A, Red S/FTP Cabl | Copper Patch Cord, Cat6A, Red S/FTP Cable, 25 Meters, Crossover Special Wiring | PC | 1 | 10 | 1 | 1 | 126.24
07498371716 | STP6X25MVL | CU Patch Crd,Cat 6A,S/FTP,25m,VL | Category 6A, 10 Gb/s S/FTP patch cord with TX6A™ 10Gig™ Modular Plugs on each end. Violet, 25 meters. | PC | 1 | 10 | 1 | 1 | 126.24
07498371183 | STP6X25MYL | CU Patch Crd,Cat 6A,S/FTP,25m,YL | Category 6A, 10 Gb/s S/FTP patch cord with TX6A™ 10Gig™ Modular Plugs on each end. Yellow, 25 meters. | PC | 1 | 10 | 1 | 1 | 126.24
07498308717 | STP6X25MYLF2 | Copper Patch Cord, Cat6A, Yellow S/FTP C | Copper Patch Cord, Cat6A, Yellow S/FTP Cable, 25 Meters, Crossover Special Wiring | PC | 1 | 10 | 1 | 1 | 126.24
07498301301 | STP6X25OR | CU Patch Crd,Cat 6A,S/FTP,25ft,OR | Category 6A, 10 Gb/s S/FTP patch cord with TX6A™ 10Gig™ Modular Plugs on each end. Orange, 25 ft. | PC | 1 | 10 | 1 | 1 | 53.48
07498301222 | STP6X25RD | CU Patch Crd,Cat 6A,S/FTP,25ft,RD | Category 6A, 10 Gb/s S/FTP patch cord with TX6A™ 10Gig™ Modular Plugs on each end. Red, 25 ft. | PC | 1 | 10 | 1 | 1 | 53.48
07498301327 | STP6X25VL | CU Patch Crd,Cat 6A,S/FTP,25ft,VL | Category 6A, 10 Gb/s S/FTP patch cord with TX6A™ 10Gig™ Modular Plugs on each end. Violet, 25 ft. | PC | 1 | 10 | 1 | 1 | 53.48
07498301248 | STP6X25YL | CU Patch Crd,Cat 6A,S/FTP,25ft,YL | Category 6A, 10 Gb/s S/FTP patch cord with TX6A™ 10Gig™ Modular Plugs on each end. Yellow, 25 ft. | PC | 1 | 10 | 1 | 1 | 53.48
07498344276 | STP6X26BL | CU Patch Crd,Cat 6A,S/FTP,26ft,BL | Category 6A, 10 Gb/s S/FTP patch cord with TX6A™ 10Gig™ Modular Plugs on each end. | PC | 1 | 10 | 1 | 1 | 54.78
07498344285 | STP6X26BU | CU Patch Crd,Cat 6A,S/FTP,26ft,BU | Category 6A, 10 Gb/s S/FTP patch cord with TX6A™ 10Gig™ Modular Plugs on each end. | PC | 1 | 10 | 1 | 1 | 54.78
07498344286 | STP6X26GR | CU Patch Crd,Cat 6A,S/FTP,26ft,GR | Category 6A, 10 Gb/s S/FTP patch cord with TX6A™ 10Gig™ Modular Plugs on each end. | PC | 1 | 10 | 1 | 1 | 54.78
07498341590 | STP6X26IG | CU Patch Crd,Cat 6A,S/FTP,26ft,IG | Category 6A, 10 Gb/s S/FTP patch cord with TX6A™ 10Gig™ Modular Plugs on each end. | PC | 1 | 10 | 1 | 1 | 54.78
07498306088 | STP6X26MBU | Copper Patch Cord, Cat 6A, Blue S/FTP Ca | Copper Patch Cord, Cat 6A, Blue S/FTP Cable, 26 Meters | PC | 1 | 10 | 1 | 1 | 131.54
07498306112 | STP6X26MBUF2 | Copper Patch Cord, Cat 6A, Blue S/FTP Ca | Copper patch cord, category 6A, blue S/FTP cable, 26 meters, crossover special wiring. | PC | 1 | 10 | 1 | 1 | 131.54
07498306090 | STP6X26MGR | Copper Patch Cord, Cat 6A, Green S/FTP C | Copper Patch Cord, Cat 6A, Green S/FTP Cable, 26 Meters | PC | 1 | 10 | 1 | 1 | 131.54
07498308719 | STP6X26MGRF2 | Copper Patch Cord, Cat6A, Green S/FTP Ca | Copper Patch Cord, Cat6A, Green S/FTP Cable, 26 Meters, Crossover Special Wiring | PC | 1 | 10 | 1 | 1 | 131.54
07498306089 | STP6X26MRD | Copper Patch Cord, Cat 6A, Red S/FTP Cab | Copper Patch Cord, Cat 6A, Red S/FTP Cable, 26 Meters | PC | 1 | 10 | 1 | 1 | 131.54
07498308718 | STP6X26MRDF2 | Copper Patch Cord, Cat6A, Red S/FTP Cabl | Copper Patch Cord, Cat6A, Red S/FTP Cable, 26 Meters, Crossover Special Wiring | PC | 1 | 10 | 1 | 1 | 131.54
07498306091 | STP6X26MYL | Copper Patch Cord, Cat 6A, Yellow S/FTP | Copper Patch Cord, Cat 6A, Yellow S/FTP Cable, 26 Meters | PC | 1 | 10 | 1 | 1 | 131.54
07498308720 | STP6X26MYLF2 | Copper Patch Cord, Cat6A, Yellow S/FTP C | Copper Patch Cord, Cat6A, Yellow S/FTP Cable, 26 Meters, Crossover Special Wiring | PC | 1 | 10 | 1 | 1 | 131.54
07498344287 | STP6X26OR | CU Patch Crd,Cat 6A,S/FTP,26ft,OR | Category 6A, 10 Gb/s S/FTP patch cord with TX6A™ 10Gig™ Modular Plugs on each end. | PC | 1 | 10 | 1 | 1 | 54.78
07498344302 | STP6X26RD | CU Patch Crd,Cat 6A,S/FTP,26ft,RD | Category 6A, 10 Gb/s S/FTP patch cord with TX6A™ 10Gig™ Modular Plugs on each end. | PC | 1 | 10 | 1 | 1 | 54.78
07498344303 | STP6X26VL | CU Patch Crd,Cat 6A,S/FTP,26ft,VL | Category 6A, 10 Gb/s S/FTP patch cord with TX6A™ 10Gig™ Modular Plugs on each end. | PC | 1 | 10 | 1 | 1 | 54.78
07498344328 | STP6X26YL | CU Patch Crd,Cat 6A,S/FTP,26ft,YL | Category 6A, 10 Gb/s S/FTP patch cord with TX6A™ 10Gig™ Modular Plugs on each end. | PC | 1 | 10 | 1 | 1 | 54.78
07498344331 | STP6X27BL | CU Patch Crd,Cat 6A,S/FTP,27ft,BL | Category 6A, 10 Gb/s S/FTP patch cord with TX6A™ 10Gig™ Modular Plugs on each end. | PC | 1 | 10 | 1 | 1 | 56.08
07498341591 | STP6X27BU | CU Patch Crd,Cat 6A,S/FTP,27ft,BU | Category 6A, 10 Gb/s S/FTP patch cord with TX6A™ 10Gig™ Modular Plugs on each end. | PC | 1 | 10 | 1 | 1 | 56.08
07498344332 | STP6X27GR | CU Patch Crd,Cat 6A,S/FTP,27ft,GR | Category 6A, 10 Gb/s S/FTP patch cord with TX6A™ 10Gig™ Modular Plugs on each end. | PC | 1 | 10 | 1 | 1 | 56.08
07498344330 | STP6X27IG | CU Patch Crd,Cat 6A,S/FTP,27ft,IG | Category 6A, 10 Gb/s S/FTP patch cord with TX6A™ 10Gig™ Modular Plugs on each end. | PC | 1 | 10 | 1 | 1 | 56.08
07498306092 | STP6X27MBU | Copper Patch Cord, Cat 6A, Blue S/FTP Ca | Copper Patch Cord, Cat 6A, Blue S/FTP Cable, 27 Meters | PC | 1 | 10 | 1 | 1 | 135.78
07498308721 | STP6X27MBUF2 | Copper Patch Cord, Cat6A, Blue S/FTP Cab | Copper Patch Cord, Cat6A, Blue S/FTP Cable, 27 Meters, Crossover Special Wiring | PC | 1 | 10 | 1 | 1 | 135.78
07498306094 | STP6X27MGR | Copper Patch Cord, Cat 6A, Green S/FTP C | Copper Patch Cord, Cat 6A, Green S/FTP Cable, 27 Meters | PC | 1 | 10 | 1 | 1 | 135.78
07498308748 | STP6X27MGRF2 | Copper Patch Cord, Cat6A, Green S/FTP Ca | Copper Patch Cord, Cat6A, Green S/FTP Cable, 27 Meters, Crossover Special Wiring | PC | 1 | 10 | 1 | 1 | 135.78
07498306093 | STP6X27MRD | Copper Patch Cord, Cat 6A, Red S/FTP Cab | Copper Patch Cord, Cat 6A, Red S/FTP Cable, 27 Meters | PC | 1 | 10 | 1 | 1 | 135.78
07498308722 | STP6X27MRDF2 | Copper Patch Cord, Cat6A, Red S/FTP Cabl | Copper Patch Cord, Cat6A, Red S/FTP Cable, 27 Meters, Crossover Special Wiring | PC | 1 | 10 | 1 | 1 | 135.78
07498306095 | STP6X27MYL | Copper Patch Cord, Cat 6A, Yellow S/FTP | Copper Patch Cord, Cat 6A, Yellow S/FTP Cable, 27 Meters | PC | 1 | 10 | 1 | 1 | 135.78
07498308760 | STP6X27MYLF2 | Copper Patch Cord, Cat6A, Yellow S/FTP C | Copper Patch Cord, Cat6A, Yellow S/FTP Cable, 27 Meters, Crossover Special Wiring | PC | 1 | 10 | 1 | 1 | 135.78
07498344333 | STP6X27OR | CU Patch Crd,Cat 6A,S/FTP,27ft,OR | Category 6A, 10 Gb/s S/FTP patch cord with TX6A™ 10Gig™ Modular Plugs on each end. | PC | 1 | 10 | 1 | 1 | 56.08
07498344334 | STP6X27RD | CU Patch Crd,Cat 6A,S/FTP,27ft,RD | Category 6A, 10 Gb/s S/FTP patch cord with TX6A™ 10Gig™ Modular Plugs on each end. | PC | 1 | 10 | 1 | 1 | 56.08
07498344335 | STP6X27VL | CU Patch Crd,Cat 6A,S/FTP,27ft,VL | Category 6A, 10 Gb/s S/FTP patch cord with TX6A™ 10Gig™ Modular Plugs on each end. | PC | 1 | 10 | 1 | 1 | 56.08
07498344341 | STP6X27YL | CU Patch Crd,Cat 6A,S/FTP,27ft,YL | Category 6A, 10 Gb/s S/FTP patch cord with TX6A™ 10Gig™ Modular Plugs on each end. | PC | 1 | 10 | 1 | 1 | 56.08
07498344352 | STP6X28BL | CU Patch Crd,Cat 6A,S/FTP,28ft,BL | Category 6A, 10 Gb/s S/FTP patch cord with TX6A™ 10Gig™ Modular Plugs on each end. | PC | 1 | 10 | 1 | 1 | 57.4
07498344357 | STP6X28BU | CU Patch Crd,Cat 6A,S/FTP,28ft,BU | Category 6A, 10 Gb/s S/FTP patch cord with TX6A™ 10Gig™ Modular Plugs on each end. | PC | 1 | 10 | 1 | 1 | 57.4
07498344366 | STP6X28GR | CU Patch Crd,Cat 6A,S/FTP,28ft,GR | Category 6A, 10 Gb/s S/FTP patch cord with TX6A™ 10Gig™ Modular Plugs on each end. | PC | 1 | 10 | 1 | 1 | 57.4
07498344351 | STP6X28IG | CU Patch Crd,Cat 6A,S/FTP,28ft,IG | Category 6A, 10 Gb/s S/FTP patch cord with TX6A™ 10Gig™ Modular Plugs on each end. | PC | 1 | 10 | 1 | 1 | 57.4
07498306096 | STP6X28MBU | Copper Patch Cord, Cat 6A, Blue S/FTP Ca | Copper Patch Cord, Cat 6A, Blue S/FTP Cable, 28 Meters | PC | 1 | 10 | 1 | 1 | 140.02
07498308771 | STP6X28MBUF2 | Copper Patch Cord, Cat6A, Blue S/FTP Cab | Copper Patch Cord, Cat6A, Blue S/FTP Cable, 28 Meters, Crossover Special Wiring | PC | 1 | 10 | 1 | 1 | 140.02
07498306100 | STP6X28MGR | Copper Patch Cord, Cat 6A, Green S/FTP C | Copper Patch Cord, Cat 6A, Green S/FTP Cable, 28 Meters | PC | 1 | 10 | 1 | 1 | 140.02
07498308773 | STP6X28MGRF2 | Copper Patch Cord, Cat6A, Green S/FTP Ca | Copper Patch Cord, Cat6A, Green S/FTP Cable, 28 Meters, Crossover Special Wiring | PC | 1 | 10 | 1 | 1 | 140.02
07498306099 | STP6X28MRD | Copper Patch Cord, Cat 6A, Red S/FTP Cab | Copper Patch Cord, Cat 6A, Red S/FTP Cable, 28 Meters | PC | 1 | 10 | 1 | 1 | 140.02
07498308772 | STP6X28MRDF2 | Copper Patch Cord, Cat6A, Red S/FTP Cabl | Copper Patch Cord, Cat6A, Red S/FTP Cable, 28 Meters, Crossover Special Wiring | PC | 1 | 10 | 1 | 1 | 140.02
07498306101 | STP6X28MYL | Copper Patch Cord, Cat 6A, Yellow S/FTP | Copper Patch Cord, Cat 6A, Yellow S/FTP Cable, 28 Meters | PC | 1 | 10 | 1 | 1 | 140.02
07498308774 | STP6X28MYLF2 | Copper Patch Cord, Cat6A, Yellow S/FTP C | Copper Patch Cord, Cat6A, Yellow S/FTP Cable, 28 Meters, Crossover Special Wiring | PC | 1 | 10 | 1 | 1 | 140.02
07498344377 | STP6X28OR | CU Patch Crd,Cat 6A,S/FTP,28ft,OR | Category 6A, 10 Gb/s S/FTP patch cord with TX6A™ 10Gig™ Modular Plugs on each end. | PC | 1 | 10 | 1 | 1 | 57.4
07498344393 | STP6X28RD | CU Patch Crd,Cat 6A,S/FTP,28ft,RD | Category 6A, 10 Gb/s S/FTP patch cord with TX6A™ 10Gig™ Modular Plugs on each end. | PC | 1 | 10 | 1 | 1 | 57.4
07498344444 | STP6X28VL | CU Patch Crd,Cat 6A,S/FTP,28ft,VL | Category 6A, 10 Gb/s S/FTP patch cord with TX6A™ 10Gig™ Modular Plugs on each end. | PC | 1 | 10 | 1 | 1 | 57.4
07498344450 | STP6X28YL | CU Patch Crd,Cat 6A,S/FTP,28ft,YL | Category 6A, 10 Gb/s S/FTP patch cord with TX6A™ 10Gig™ Modular Plugs on each end. | PC | 1 | 10 | 1 | 1 | 57.4
07498344452 | STP6X29BL | CU Patch Crd,Cat 6A,S/FTP,29ft,BL | Category 6A, 10 Gb/s S/FTP patch cord with TX6A™ 10Gig™ Modular Plugs on each end. | PC | 1 | 10 | 1 | 1 | 58.7
07498344453 | STP6X29BU | CU Patch Crd,Cat 6A,S/FTP,29ft,BU | Category 6A, 10 Gb/s S/FTP patch cord with TX6A™ 10Gig™ Modular Plugs on each end. | PC | 1 | 10 | 1 | 1 | 58.7
07498344454 | STP6X29GR | CU Patch Crd,Cat 6A,S/FTP,29ft,GR | Category 6A, 10 Gb/s S/FTP patch cord with TX6A™ 10Gig™ Modular Plugs on each end. | PC | 1 | 10 | 1 | 1 | 58.7
07498344451 | STP6X29IG | CU Patch Crd,Cat 6A,S/FTP,29ft,IG | Category 6A, 10 Gb/s S/FTP patch cord with TX6A™ 10Gig™ Modular Plugs on each end. | PC | 1 | 10 | 1 | 1 | 58.7
07498306097 | STP6X29MBU | Copper Patch Cord, Cat 6A, Blue S/FTP Ca | Copper Patch Cord, Cat 6A, Blue S/FTP Cable, 29 Meters | PC | 1 | 10 | 1 | 1 | 144.26
07498308775 | STP6X29MBUF2 | Copper Patch Cord, Cat6A, Blue S/FTP Cab | Copper Patch Cord, Cat6A, Blue S/FTP Cable, 29 Meters, Crossover Special Wiring | PC | 1 | 10 | 1 | 1 | 144.26
07498306107 | STP6X29MGR | Copper Patch Cord, Cat 6A, Green S/FTP C | Copper Patch Cord, Cat 6A, Green S/FTP Cable, 29 Meters | PC | 1 | 10 | 1 | 1 | 144.26
07498308776 | STP6X29MGRF2 | Copper Patch Cord, Cat6A, Green S/FTP Ca | Copper Patch Cord, Cat6A, Green S/FTP Cable, 29 Meters, Crossover Special Wiring | PC | 1 | 10 | 1 | 1 | 144.26
07498306102 | STP6X29MRD | Copper Patch Cord, Cat 6A, Red S/FTP Cab | Copper Patch Cord, Cat 6A, Red S/FTP Cable, 29 Meters | PC | 1 | 10 | 1 | 1 | 144.26
07498308777 | STP6X29MRDF2 | Copper Patch Cord, Cat6A, Red S/FTP Cabl | Copper Patch Cord, Cat6A, Red S/FTP Cable, 29 Meters, Crossover Special Wiring | PC | 1 | 10 | 1 | 1 | 144.26
07498306109 | STP6X29MYL | Copper Patch Cord, Cat 6A, Yellow S/FTP | Copper Patch Cord, Cat 6A, Yellow S/FTP Cable, 29 Meters | PC | 1 | 10 | 1 | 1 | 144.26
07498308778 | STP6X29MYLF2 | Copper Patch Cord, Cat6A, Yellow S/FTP C | Copper Patch Cord, Cat6A, Yellow S/FTP Cable, 29 Meters, Crossover Special Wiring | PC | 1 | 10 | 1 | 1 | 144.26
07498344455 | STP6X29OR | CU Patch Crd,Cat 6A,S/FTP,29ft,OR | Category 6A, 10 Gb/s S/FTP patch cord with TX6A™ 10Gig™ Modular Plugs on each end. | PC | 1 | 10 | 1 | 1 | 58.7
07498344456 | STP6X29RD | CU Patch Crd,Cat 6A,S/FTP,29ft,RD | Category 6A, 10 Gb/s S/FTP patch cord with TX6A™ 10Gig™ Modular Plugs on each end. | PC | 1 | 10 | 1 | 1 | 58.7
07498344457 | STP6X29VL | CU Patch Crd,Cat 6A,S/FTP,29ft,VL | Category 6A, 10 Gb/s S/FTP patch cord with TX6A™ 10Gig™ Modular Plugs on each end. | PC | 1 | 10 | 1 | 1 | 58.7
07498344484 | STP6X29YL | CU Patch Crd,Cat 6A,S/FTP,29ft,YL | Category 6A, 10 Gb/s S/FTP patch cord with TX6A™ 10Gig™ Modular Plugs on each end. | PC | 1 | 10 | 1 | 1 | 58.7
07498301151 | STP6X2BL | CU Patch Crd,Cat 6A,S/FTP,2ft,BL | Category 6A, 10 Gb/s S/FTP patch cord with TX6A™ 10Gig™ Modular Plugs on each end. | PC | 1 | 10 | 1 | 1 | 23.74
07498351416 | STP6X2BL-Q | CU Patch Crd,Cat 6A,S/FTP,2ft,BL,25Pk | Copper Patch Cord, Cat 6A, Black S/FTP Cable, 2Ft - PACK 25 | PC | 1 | 25 | 25 | 1 | 23.74
07498301177 | STP6X2BU | CU Patch Crd,Cat 6A,S/FTP,2ft,BU | Category 6A, 10 Gb/s S/FTP patch cord with TX6A™ 10Gig™ Modular Plugs on each end. | PC | 1 | 10 | 1 | 1 | 23.74
07498351417 | STP6X2BU-Q | CU Patch Crd,Cat 6A,S/FTP,2ft,BU,25Pk | Copper Patch Cord, Cat 6A, Blue S/FTP Cable, 2Ft - PACK 25 | PC | 1 | 25 | 25 | 1 | 23.74
07498301255 | STP6X2GR | CU Patch Crd,Cat 6A,S/FTP,2ft,GR | Category 6A, 10 Gb/s S/FTP patch cord with TX6A™ 10Gig™ Modular Plugs on each end. | PC | 1 | 10 | 1 | 1 | 23.74
07498351419 | STP6X2GR-Q | CU Patch Crd,Cat 6A,S/FTP,2ft,GR,25Pk | Copper Patch Cord, Cat 6A, Green S/FTP Cable, 2Ft - PACK 25 | PC | 1 | 25 | 25 | 1 | 23.74
07498301125 | STP6X2IG | CU Patch Crd,Cat 6A,S/FTP,2ft,IG | Category 6A, 10 Gb/s S/FTP patch cord with TX6A™ 10Gig™ Modular Plugs on each end. | PC | 1 | 10 | 1 | 1 | 23.74
07498351439 | STP6X2IG-Q | CU Patch Crd,Cat 6A,S/FTP,2ft,IG,25Pk | Copper Patch Cord, Cat 6A, Intl Gray S/FTP Cable, 2Ft - PACK 25 | PC | 1 | 25 | 25 | 1 | 23.74
07498370812 | STP6X2MBL | CU Patch Crd,Cat 6A,S/FTP,2m,BL | The TX6A™ Cat 6A Shielded Patch Cord is constructed of 26 AWG, shielded, twisted pair, stranded, CM/LSZH cable with enhanced performance modular plugs. The patented tangle free latch prevents snags and provides easy release saving time on frequent moves, | PC | 1 | 10 | 1 | 1 | 28.58
07498371111 | STP6X2MBU | CU Patch Crd,Cat 6A,S/FTP,2m,BU | The TX6A™ Cat 6A Shielded Patch Cord is constructed of 26 AWG, shielded, twisted pair, stranded, CM/LSZH cable with enhanced performance modular plugs. The patented tangle free latch prevents snags and provides easy release saving time on frequent moves, | PC | 1 | 10 | 1 | 1 | 28.58
07498370990 | STP6X2MGR | CU Patch Crd,Cat 6A,S/FTP,2m,GR | The TX6A™ Cat 6A Shielded Patch Cord is constructed of 26 AWG, shielded, twisted pair, stranded, CM/LSZH cable with enhanced performance modular plugs. The patented tangle free latch prevents snags and provides easy release saving time on frequent moves, | PC | 1 | 10 | 1 | 1 | 28.58
07498370713 | STP6X2MIG | CU Patch Crd,Cat 6A,S/FTP,2m,IG | The TX6A™ Cat 6A Shielded Patch Cord is constructed of 26 AWG, shielded, twisted pair, stranded, CM/LSZH cable with enhanced performance modular plugs. The patented tangle free latch prevents snags and provides easy release saving time on frequent moves, | PC | 1 | 10 | 1 | 1 | 28.58
07498371723 | STP6X2MOR | CU Patch Crd,Cat 6A,S/FTP,2m,OR | Category 6A, 10 Gb/s S/FTP patch cord with TX6A™ 10Gig™ Modular Plugs on each end. Orange, 2 meters. | PC | 1 | 10 | 1 | 1 | 28.58
07498371140 | STP6X2MRD | CU Patch Crd,Cat 6A,S/FTP,2m,RD | The TX6A™ Cat 6A Shielded Patch Cord is constructed of 26 AWG, shielded, twisted pair, stranded, CM/LSZH cable with enhanced performance modular plugs. The patented tangle free latch prevents snags and provides easy release saving time on frequent moves, | PC | 1 | 10 | 1 | 1 | 28.58
07498371693 | STP6X2MVL | CU Patch Crd,Cat 6A,S/FTP,2m,VL | Category 6A, 10 Gb/s S/FTP patch cord with TX6A™ 10Gig™ Modular Plugs on each end. Violet, 2 meters. | PC | 1 | 10 | 1 | 1 | 28.58
07498371171 | STP6X2MYL | CU Patch Crd,Cat 6A,S/FTP,2m,YL | The TX6A™ Cat 6A Shielded Patch Cord is constructed of 26 AWG, shielded, twisted pair, stranded, CM/LSZH cable with enhanced performance modular plugs. The patented tangle free latch prevents snags and provides easy release saving time on frequent moves, | PC | 1 | 10 | 1 | 1 | 28.58
07498301281 | STP6X2OR | CU Patch Crd,Cat 6A,S/FTP,2ft,OR | Category 6A, 10 Gb/s S/FTP patch cord with TX6A™ 10Gig™ Modular Plugs on each end. | PC | 1 | 10 | 1 | 1 | 23.74
07498351424 | STP6X2OR-Q | CU Patch Crd,Cat 6A,S/FTP,2ft,OR,25Pk | Copper Patch Cord, Cat 6A, Orange S/FTP Cable, 2Ft - PACK 25 | PC | 1 | 25 | 25 | 1 | 23.74
07498301203 | STP6X2RD | CU Patch Crd,Cat 6A,S/FTP,2ft,RD | Category 6A, 10 Gb/s S/FTP patch cord with TX6A™ 10Gig™ Modular Plugs on each end. | PC | 1 | 10 | 1 | 1 | 23.74
07498351425 | STP6X2RD-Q | CU Patch Crd,Cat 6A,S/FTP,2ft,RD,25Pk | Copper Patch Cord, Cat 6A, Red S/FTP Cable, 2Ft - PACK 25 | PC | 1 | 25 | 25 | 1 | 23.74
07498301308 | STP6X2VL | CU Patch Crd,Cat 6A,S/FTP,2ft,VL | Category 6A, 10 Gb/s S/FTP patch cord with TX6A™ 10Gig™ Modular Plugs on each end. | PC | 1 | 10 | 1 | 1 | 23.74
07498351429 | STP6X2VL-Q | CU Patch Crd,Cat 6A,S/FTP,2ft,VL,25Pk | Copper Patch Cord, Cat 6A, Violet S/FTP Cable, 2Ft - PACK 25 | PC | 1 | 25 | 25 | 1 | 23.74
07498301229 | STP6X2YL | CU Patch Crd,Cat 6A,S/FTP,2ft,YL | Category 6A, 10 Gb/s S/FTP patch cord with TX6A™ 10Gig™ Modular Plugs on each end. | PC | 1 | 10 | 1 | 1 | 23.74
07498351428 | STP6X2YL-Q | CU Patch Crd,Cat 6A,S/FTP,2ft,YL,25Pk | Copper Patch Cord, Cat 6A, Yellow S/FTP Cable, 2Ft - PACK 25 | PC | 1 | 25 | 25 | 1 | 23.74
07498346879 | STP6X3.5MBL | CuPatchCordCat6A,S/FTP,BL,3.5M,RL | Category 6A, 10 Gb/s S/FTP patch cord with TX6A™ 10Gig™ Modular Plugs on each end. | PC | 1 | 10 | 1 | 1 | 34.96
07498346880 | STP6X3.5MBU | CuPC,Cat6A,BUS/FTPCbl,BU,3.5M,RL | Category 6A, 10 Gb/s S/FTP patch cord with TX6A™ 10Gig™ Modular Plugs on each end. | PC | 1 | 10 | 1 | 1 | 34.96
07498346881 | STP6X3.5MGR | Copper Patch Cord, Cat 6A, Green S/FTP C | Category 6A, 10 Gb/s S/FTP patch cord with TX6A™ 10Gig™ Modular Plugs on each end. | PC | 1 | 10 | 1 | 1 | 34.96
07498344213 | STP6X3.5MIG | CuPatchCordCat6A,S/FTP,IG,3.5M,RL | Category 6A, 10 Gb/s S/FTP patch cord with TX6A™ 10Gig™ Modular Plugs on each end. | PC | 1 | 10 | 1 | 1 | 34.96
07498346882 | STP6X3.5MOR | Copper Patch Cord, Cat 6A, Orange S/FTP | Category 6A, 10 Gb/s S/FTP patch cord with TX6A™ 10Gig™ Modular Plugs on each end. | PC | 1 | 10 | 1 | 1 | 34.96
07498346883 | STP6X3.5MRD | Copper Patch Cord, Cat 6A, Red S/FTP Cab | Category 6A, 10 Gb/s S/FTP patch cord with TX6A™ 10Gig™ Modular Plugs on each end. | PC | 1 | 10 | 1 | 1 | 34.96
07498346884 | STP6X3.5MVL | Copper Patch Cord, Cat 6A, Violet S/FTP | Category 6A, 10 Gb/s S/FTP patch cord with TX6A™ 10Gig™ Modular Plugs on each end. | PC | 1 | 10 | 1 | 1 | 34.96
07498346885 | STP6X3.5MYL | Copper Patch Cord, Cat 6A, Yellow S/FTP | Category 6A, 10 Gb/s S/FTP patch cord with TX6A™ 10Gig™ Modular Plugs on each end. | PC | 1 | 10 | 1 | 1 | 34.96
07498301171 | STP6X30BL | CU Patch Crd,Cat 6A,S/FTP,30ft,BL | Category 6A, 10 Gb/s S/FTP patch cord with TX6A™ 10Gig™ Modular Plugs on each end. Black, 30 ft. | PC | 1 | 10 | 1 | 1 | 59.96
07498301197 | STP6X30BU | CU Patch Crd,Cat 6A,S/FTP,30ft,BU | Category 6A, 10 Gb/s S/FTP patch cord with TX6A™ 10Gig™ Modular Plugs on each end. Blue, 30 ft. | PC | 1 | 10 | 1 | 1 | 59.96
07498301275 | STP6X30GR | CU Patch Crd,Cat 6A,S/FTP,30ft,GR | Category 6A, 10 Gb/s S/FTP patch cord with TX6A™ 10Gig™ Modular Plugs on each end. Green, 30 ft. | PC | 1 | 10 | 1 | 1 | 59.96
07498301145 | STP6X30IG | CU Patch Crd,Cat 6A,S/FTP,30ft,IG | Category 6A, 10 Gb/s S/FTP patch cord with TX6A™ 10Gig™ Modular Plugs on each end. International Gray, 30 ft. | PC | 1 | 10 | 1 | 1 | 59.96
07498370826 | STP6X30MBL | CU Patch Crd,Cat 6A,S/FTP,30m,BL | Category 6A, 10 Gb/s S/FTP patch cord with TX6A™ 10Gig™ Modular Plugs on each end. Black, 30 meters. | PC | 1 | 10 | 1 | 1 | 147.5
07498371134 | STP6X30MBU | CU Patch Crd,Cat 6A,S/FTP,30m,BU | Category 6A, 10 Gb/s S/FTP patch cord with TX6A™ 10Gig™ Modular Plugs on each end. Blue, 30 meters. | PC | 1 | 10 | 1 | 1 | 147.5
07498308779 | STP6X30MBUF2 | Copper Patch Cord, Cat6A, Blue S/FTP Cab | Copper Patch Cord, Cat6A, Blue S/FTP Cable, 30 Meters, Crossover Special Wiring | PC | 1 | 10 | 1 | 1 | 147.5
07498371101 | STP6X30MGR | CU Patch Crd,Cat 6A,S/FTP,30m,GR | Category 6A, 10 Gb/s S/FTP patch cord with TX6A™ 10Gig™ Modular Plugs on each end. Green, 30 meters. | PC | 1 | 10 | 1 | 1 | 147.5
07498308783 | STP6X30MGRF2 | Copper Patch Cord, Cat6A, Green S/FTP Ca | Copper Patch Cord, Cat6A, Green S/FTP Cable, 30 Meters, Crossover Special Wiring | PC | 1 | 10 | 1 | 1 | 147.5
07498370726 | STP6X30MIG | CU Patch Crd,Cat 6A,S/FTP,30m,IG | Category 6A, 10 Gb/s S/FTP patch cord with TX6A™ 10Gig™ Modular Plugs on each end. International Gray, 30 meters. | PC | 1 | 10 | 1 | 1 | 147.5
07498371736 | STP6X30MOR | CU Patch Crd,Cat 6A,S/FTP,30m,OR | Category 6A, 10 Gb/s S/FTP patch cord with TX6A™ 10Gig™ Modular Plugs on each end. Orange, 30 meters. | PC | 1 | 10 | 1 | 1 | 147.5
07498371164 | STP6X30MRD | CU Patch Crd,Cat 6A,S/FTP,30m,RD | Category 6A, 10 Gb/s S/FTP patch cord with TX6A™ 10Gig™ Modular Plugs on each end. Red, 30 meters. | PC | 1 | 10 | 1 | 1 | 147.5
07498308781 | STP6X30MRDF2 | Copper Patch Cord, Cat6A, Red S/FTP Cabl | Copper Patch Cord, Cat6A, Red S/FTP Cable, 30 Meters, Crossover Special Wiring | PC | 1 | 10 | 1 | 1 | 147.5
07498371717 | STP6X30MVL | CU Patch Crd,Cat 6A,S/FTP,30m,VL | Category 6A, 10 Gb/s S/FTP patch cord with TX6A™ 10Gig™ Modular Plugs on each end. Violet, 30 meters. | PC | 1 | 10 | 1 | 1 | 147.5
07498371184 | STP6X30MYL | CU Patch Crd,Cat 6A,S/FTP,30m,YL | Category 6A, 10 Gb/s S/FTP patch cord with TX6A™ 10Gig™ Modular Plugs on each end. Yellow, 30 meters. | PC | 1 | 10 | 1 | 1 | 147.5
07498308786 | STP6X30MYLF2 | Copper Patch Cord, Cat6A, Yellow S/FTP C | Copper Patch Cord, Cat6A, Yellow S/FTP Cable, 30 Meters, Crossover Special Wiring | PC | 1 | 10 | 1 | 1 | 147.5
07498301302 | STP6X30OR | CU Patch Crd,Cat 6A,S/FTP,30ft,OR | Category 6A, 10 Gb/s S/FTP patch cord with TX6A™ 10Gig™ Modular Plugs on each end. Orange, 30 ft. | PC | 1 | 10 | 1 | 1 | 59.96
07498301223 | STP6X30RD | CU Patch Crd,Cat 6A,S/FTP,30ft,RD | Category 6A, 10 Gb/s S/FTP patch cord with TX6A™ 10Gig™ Modular Plugs on each end. Red, 30 ft. | PC | 1 | 10 | 1 | 1 | 59.96
07498301328 | STP6X30VL | CU Patch Crd,Cat 6A,S/FTP,30ft,VL | Category 6A, 10 Gb/s S/FTP patch cord with TX6A™ 10Gig™ Modular Plugs on each end. Violet, 30 ft. | PC | 1 | 10 | 1 | 1 | 59.96
07498301249 | STP6X30YL | CU Patch Crd,Cat 6A,S/FTP,30ft,YL | Category 6A, 10 Gb/s S/FTP patch cord with TX6A™ 10Gig™ Modular Plugs on each end. Yellow, 30 ft. | PC | 1 | 10 | 1 | 1 | 59.96
07498344496 | STP6X31BL | CU Patch Crd,Cat 6A,S/FTP,31ft,BL | Category 6A, 10 Gb/s S/FTP patch cord with TX6A™ 10Gig™ Modular Plugs on each end. | PC | 1 | 10 | 1 | 1 | 61.28
07498344497 | STP6X31BU | CU Patch Crd,Cat 6A,S/FTP,31ft,BU | Category 6A, 10 Gb/s S/FTP patch cord with TX6A™ 10Gig™ Modular Plugs on each end. | PC | 1 | 10 | 1 | 1 | 61.28
07498344498 | STP6X31GR | CU Patch Crd,Cat 6A,S/FTP,31ft,GR | Category 6A, 10 Gb/s S/FTP patch cord with TX6A™ 10Gig™ Modular Plugs on each end. | PC | 1 | 10 | 1 | 1 | 61.28
07498344489 | STP6X31IG | CU Patch Crd,Cat 6A,S/FTP,31ft,IG | Category 6A, 10 Gb/s S/FTP patch cord with TX6A™ 10Gig™ Modular Plugs on each end. | PC | 1 | 10 | 1 | 1 | 61.28
07498306098 | STP6X31MBU | Copper Patch Cord, Cat 6A, Blue S/FTP Ca | Copper Patch Cord, Cat 6A, Blue S/FTP Cable, 31 Meters | PC | 1 | 10 | 1 | 1 | 152.76
07498308787 | STP6X31MBUF2 | Copper Patch Cord, Cat6A, Blue S/FTP Cab | Copper Patch Cord, Cat6A, Blue S/FTP Cable, 31 Meters, Crossover Special Wiring | PC | 1 | 10 | 1 | 1 | 152.76
07498306118 | STP6X31MGR | Copper Patch Cord, Cat 6A, Green S/FTP C | Copper Patch Cord, Cat 6A, Green S/FTP Cable, 31 Meters | PC | 1 | 10 | 1 | 1 | 152.76
07498308807 | STP6X31MGRF2 | Copper Patch Cord, Cat6A, Green S/FTP Ca | Copper Patch Cord, Cat6A, Green S/FTP Cable, 31 Meters, Crossover Special Wiring | PC | 1 | 10 | 1 | 1 | 152.76
07498306117 | STP6X31MRD | Copper Patch Cord, Cat 6A, Red S/FTP Cab | Copper Patch Cord, Cat 6A, Red S/FTP Cable, 31 Meters | PC | 1 | 10 | 1 | 1 | 152.76
07498308788 | STP6X31MRDF2 | Copper Patch Cord, Cat6A, Red S/FTP Cabl | Copper Patch Cord, Cat6A, Red S/FTP Cable, 31 Meters, Crossover Special Wiring | PC | 1 | 10 | 1 | 1 | 152.76
07498310410 | STP6X31MYL | Copper Patch Cord, Cat 6A, Yellow S/FTP | Copper Patch Cord, Cat 6A, Yellow S/FTP Cable, 31m | PC | 1 | 10 | 1 | 1 | 152.76
07498308814 | STP6X31MYLF2 | Copper Patch Cord, Cat6A, Yellow S/FTP C | Copper Patch Cord, Cat6A, Yellow S/FTP Cable, 31 Meters, Crossover Special Wiring | PC | 1 | 10 | 1 | 1 | 152.76
07498344499 | STP6X31OR | CU Patch Crd,Cat 6A,S/FTP,31ft,OR | Category 6A, 10 Gb/s S/FTP patch cord with TX6A™ 10Gig™ Modular Plugs on each end. | PC | 1 | 10 | 1 | 1 | 61.28
07498344500 | STP6X31RD | CU Patch Crd,Cat 6A,S/FTP,31ft,RD | Category 6A, 10 Gb/s S/FTP patch cord with TX6A™ 10Gig™ Modular Plugs on each end. | PC | 1 | 10 | 1 | 1 | 61.28
07498344501 | STP6X31VL | CU Patch Crd,Cat 6A,S/FTP,31ft,VL | Category 6A, 10 Gb/s S/FTP patch cord with TX6A™ 10Gig™ Modular Plugs on each end. | PC | 1 | 10 | 1 | 1 | 61.28
07498344502 | STP6X31YL | CU Patch Crd,Cat 6A,S/FTP,31ft,YL | Category 6A, 10 Gb/s S/FTP patch cord with TX6A™ 10Gig™ Modular Plugs on each end. | PC | 1 | 10 | 1 | 1 | 61.28
07498344555 | STP6X32BL | CU Patch Crd,Cat 6A,S/FTP,32ft,BL | Category 6A, 10 Gb/s S/FTP patch cord with TX6A™ 10Gig™ Modular Plugs on each end. | PC | 1 | 10 | 1 | 1 | 62.58
07498344560 | STP6X32BU | CU Patch Crd,Cat 6A,S/FTP,32ft,BU | Category 6A, 10 Gb/s S/FTP patch cord with TX6A™ 10Gig™ Modular Plugs on each end. | PC | 1 | 10 | 1 | 1 | 62.58
07498344566 | STP6X32GR | CU Patch Crd,Cat 6A,S/FTP,32ft,GR | Category 6A, 10 Gb/s S/FTP patch cord with TX6A™ 10Gig™ Modular Plugs on each end. | PC | 1 | 10 | 1 | 1 | 62.58
07498344503 | STP6X32IG | CU Patch Crd,Cat 6A,S/FTP,32ft,IG | Category 6A, 10 Gb/s S/FTP patch cord with TX6A™ 10Gig™ Modular Plugs on each end. | PC | 1 | 10 | 1 | 1 | 62.58
07498306120 | STP6X32MBU | Copper Patch Cord, Cat 6A, Blue S/FTP Ca | Copper Patch Cord, Cat 6A, Blue S/FTP Cable, 32 Meters | PC | 1 | 10 | 1 | 1 | 157
07498308815 | STP6X32MBUF2 | Copper Patch Cord, Cat6A, Blue S/FTP Cab | Copper Patch Cord, Cat6A, Blue S/FTP Cable, 32 Meters, Crossover Special Wiring | PC | 1 | 10 | 1 | 1 | 157
07498306131 | STP6X32MGR | Copper Patch Cord, Cat 6A, Green S/FTP C | Copper Patch Cord, Cat 6A, Green S/FTP Cable, 32 Meters | PC | 1 | 10 | 1 | 1 | 157
07498308966 | STP6X32MGRF2 | Copper Patch Cord, Cat6A, Green S/FTP Ca | Copper Patch Cord, Cat6A, Green S/FTP Cable, 32 Meters, Crossover Special Wiring | PC | 1 | 10 | 1 | 1 | 157
07498306129 | STP6X32MRD | Copper Patch Cord, Cat 6A, Red S/FTP Cab | Copper Patch Cord, Cat 6A, Red S/FTP Cable, 32 Meters | PC | 1 | 10 | 1 | 1 | 157
07498308948 | STP6X32MRDF2 | Copper Patch Cord, Cat6A, Red S/FTP Cabl | Copper Patch Cord, Cat6A, Red S/FTP Cable, 32 Meters, Crossover Special Wiring | PC | 1 | 10 | 1 | 1 | 157
07498306128 | STP6X32MYL | Copper Patch Cord, Cat 6A, Yellow S/FTP | Copper Patch Cord, Cat 6A, Yellow S/FTP Cable, 32 Meters | PC | 1 | 10 | 1 | 1 | 157
07498309027 | STP6X32MYLF2 | Copper Patch Cord, Cat6A, Yellow S/FTP C | Copper Patch Cord, Cat6A, Yellow S/FTP Cable, 32 Meters, Crossover Special Wiring | PC | 1 | 10 | 1 | 1 | 157
07498344567 | STP6X32OR | CU Patch Crd,Cat 6A,S/FTP,32ft,OR | Category 6A, 10 Gb/s S/FTP patch cord with TX6A™ 10Gig™ Modular Plugs on each end. | PC | 1 | 10 | 1 | 1 | 62.58
07498344569 | STP6X32RD | CU Patch Crd,Cat 6A,S/FTP,32ft,RD | Category 6A, 10 Gb/s S/FTP patch cord with TX6A™ 10Gig™ Modular Plugs on each end. | PC | 1 | 10 | 1 | 1 | 62.58
07498344590 | STP6X32VL | CU Patch Crd,Cat 6A,S/FTP,32ft,VL | Category 6A, 10 Gb/s S/FTP patch cord with TX6A™ 10Gig™ Modular Plugs on each end. | PC | 1 | 10 | 1 | 1 | 62.58
07498344621 | STP6X32YL | CU Patch Crd,Cat 6A,S/FTP,32ft,YL | Category 6A, 10 Gb/s S/FTP patch cord with TX6A™ 10Gig™ Modular Plugs on each end. | PC | 1 | 10 | 1 | 1 | 62.58
07498344644 | STP6X33BL | CU Patch Crd,Cat 6A,S/FTP,33ft,BL | Category 6A, 10 Gb/s S/FTP patch cord with TX6A™ 10Gig™ Modular Plugs on each end. | PC | 1 | 10 | 1 | 1 | 63.86
07498344645 | STP6X33BU | CU Patch Crd,Cat 6A,S/FTP,33ft,BU | Category 6A, 10 Gb/s S/FTP patch cord with TX6A™ 10Gig™ Modular Plugs on each end. | PC | 1 | 10 | 1 | 1 | 63.86
07498344710 | STP6X33GR | CU Patch Crd,Cat 6A,S/FTP,33ft,GR | Category 6A, 10 Gb/s S/FTP patch cord with TX6A™ 10Gig™ Modular Plugs on each end. | PC | 1 | 10 | 1 | 1 | 63.86
07498344622 | STP6X33IG | CU Patch Crd,Cat 6A,S/FTP,33ft,IG | Category 6A, 10 Gb/s S/FTP patch cord with TX6A™ 10Gig™ Modular Plugs on each end. | PC | 1 | 10 | 1 | 1 | 63.86
07498306121 | STP6X33MBU | Copper Patch Cord, Cat 6A, Blue S/FTP Ca | Copper Patch Cord, Cat 6A, Blue S/FTP Cable, 33 Meters | PC | 1 | 10 | 1 | 1 | 161.26
07498309096 | STP6X33MBUF2 | Copper Patch Cord, Cat6A, Blue S/FTP Cab | Copper Patch Cord, Cat6A, Blue S/FTP Cable, 33 Meters, Crossover Special Wiring | PC | 1 | 10 | 1 | 1 | 161.26
07498306133 | STP6X33MGR | Copper Patch Cord, Cat 6A, Green S/FTP C | Copper Patch Cord, Cat 6A, Green S/FTP Cable, 33 Meters | PC | 1 | 10 | 1 | 1 | 161.26
07498309099 | STP6X33MGRF2 | Copper Patch Cord, Cat6A, Green S/FTP Ca | Copper Patch Cord, Cat6A, Green S/FTP Cable, 33 Meters, Crossover Special Wiring | PC | 1 | 10 | 1 | 1 | 161.26
07498306132 | STP6X33MRD | Copper Patch Cord, Cat 6A, Red S/FTP Cab | Copper Patch Cord, Cat 6A, Red S/FTP Cable, 33 Meters | PC | 1 | 10 | 1 | 1 | 161.26
07498309165 | STP6X33MRDF2 | Copper Patch Cord, Cat6A, Red S/FTP Cabl | Copper Patch Cord, Cat6A, Red S/FTP Cable, 33 Meters, Crossover Special Wiring | PC | 1 | 10 | 1 | 1 | 161.26
07498310934 | STP6X33MYL | Copper Patch Cord, Cat 6A, Yellow S/FTP | Copper Patch Cord, Cat 6A, Yellow S/FTP Cable, 33m | PC | 1 | 10 | 1 | 1 | 161.26
07498309197 | STP6X33MYLF2 | Copper Patch Cord, Cat6A, Yellow S/FTP C | Copper Patch Cord, Cat6A, Yellow S/FTP Cable, 33 Meters, Crossover Special Wiring | PC | 1 | 10 | 1 | 1 | 161.26
07498344713 | STP6X33OR | CU Patch Crd,Cat 6A,S/FTP,33ft,OR | Category 6A, 10 Gb/s S/FTP patch cord with TX6A™ 10Gig™ Modular Plugs on each end. | PC | 1 | 10 | 1 | 1 | 63.86
07498344714 | STP6X33RD | CU Patch Crd,Cat 6A,S/FTP,33ft,RD | Category 6A, 10 Gb/s S/FTP patch cord with TX6A™ 10Gig™ Modular Plugs on each end. | PC | 1 | 10 | 1 | 1 | 63.86
07498344715 | STP6X33VL | CU Patch Crd,Cat 6A,S/FTP,33ft,VL | Category 6A, 10 Gb/s S/FTP patch cord with TX6A™ 10Gig™ Modular Plugs on each end. | PC | 1 | 10 | 1 | 1 | 63.86
07498344716 | STP6X33YL | CU Patch Crd,Cat 6A,S/FTP,33ft,YL | Category 6A, 10 Gb/s S/FTP patch cord with TX6A™ 10Gig™ Modular Plugs on each end. | PC | 1 | 10 | 1 | 1 | 63.86
07498344718 | STP6X34BL | CU Patch Crd,Cat 6A,S/FTP,34ft,BL | Category 6A, 10 Gb/s S/FTP patch cord with TX6A™ 10Gig™ Modular Plugs on each end. | PC | 1 | 10 | 1 | 1 | 65.14
07498344719 | STP6X34BU | CU Patch Crd,Cat 6A,S/FTP,34ft,BU | Category 6A, 10 Gb/s S/FTP patch cord with TX6A™ 10Gig™ Modular Plugs on each end. | PC | 1 | 10 | 1 | 1 | 65.14
07498344720 | STP6X34GR | CU Patch Crd,Cat 6A,S/FTP,34ft,GR | Category 6A, 10 Gb/s S/FTP patch cord with TX6A™ 10Gig™ Modular Plugs on each end. | PC | 1 | 10 | 1 | 1 | 65.14
07498344717 | STP6X34IG | CU Patch Crd,Cat 6A,S/FTP,34ft,IG | Category 6A, 10 Gb/s S/FTP patch cord with TX6A™ 10Gig™ Modular Plugs on each end. | PC | 1 | 10 | 1 | 1 | 65.14
07498306134 | STP6X34MBU | Copper Patch Cord, Cat 6A, Blue S/FTP Ca | Copper Patch Cord, Cat 6A, Blue S/FTP Cable, 34 Meters | PC | 1 | 10 | 1 | 1 | 165.46
07498309208 | STP6X34MBUF2 | Copper Patch Cord, Cat6A, Blue S/FTP Cab | Copper Patch Cord, Cat6A, Blue S/FTP Cable, 34 Meters, Crossover Special Wiring | PC | 1 | 10 | 1 | 1 | 165.46
07498306136 | STP6X34MGR | Copper Patch Cord, Cat 6A, Green S/FTP C | Copper Patch Cord, Cat 6A, Green S/FTP Cable, 34 Meters | PC | 1 | 10 | 1 | 1 | 165.46
07498309361 | STP6X34MGRF2 | Copper Patch Cord, Cat6A, Green S/FTP Ca | Copper Patch Cord, Cat6A, Green S/FTP Cable, 34 Meters, Crossover Special Wiring | PC | 1 | 10 | 1 | 1 | 165.46
07498306135 | STP6X34MRD | Copper Patch Cord, Cat 6A, Red S/FTP Cab | Copper Patch Cord, Cat 6A, Red S/FTP Cable, 34 Meters | PC | 1 | 10 | 1 | 1 | 165.46
07498309362 | STP6X34MRDF2 | Copper Patch Cord, Cat6A, Red S/FTP Cabl | Copper Patch Cord, Cat6A, Red S/FTP Cable, 34 Meters, Crossover Special Wiring | PC | 1 | 10 | 1 | 1 | 165.46
07498310939 | STP6X34MYL | Copper Patch Cord, Cat 6A, Yellow S/FTP | Copper Patch Cord, Cat 6A, Yellow S/FTP Cable, 34m | PC | 1 | 10 | 1 | 1 | 165.46
07498309757 | STP6X34MYLF2 | Copper Patch Cord, Cat6A, Yellow S/FTP C | Copper Patch Cord, Cat6A, Yellow S/FTP Cable, 34 Meters, Crossover Special Wiring | PC | 1 | 10 | 1 | 1 | 165.46
07498344721 | STP6X34OR | CU Patch Crd,Cat 6A,S/FTP,34ft,OR | Category 6A, 10 Gb/s S/FTP patch cord with TX6A™ 10Gig™ Modular Plugs on each end. | PC | 1 | 10 | 1 | 1 | 65.14
07498344722 | STP6X34RD | CU Patch Crd,Cat 6A,S/FTP,34ft,RD | Category 6A, 10 Gb/s S/FTP patch cord with TX6A™ 10Gig™ Modular Plugs on each end. | PC | 1 | 10 | 1 | 1 | 65.14
07498344723 | STP6X34VL | CU Patch Crd,Cat 6A,S/FTP,34ft,VL | Category 6A, 10 Gb/s S/FTP patch cord with TX6A™ 10Gig™ Modular Plugs on each end. | PC | 1 | 10 | 1 | 1 | 65.14
07498344724 | STP6X34YL | CU Patch Crd,Cat 6A,S/FTP,34ft,YL | Category 6A, 10 Gb/s S/FTP patch cord with TX6A™ 10Gig™ Modular Plugs on each end. | PC | 1 | 10 | 1 | 1 | 65.14
07498301172 | STP6X35BL | CU Patch Crd,Cat 6A,S/FTP,35ft,BL | Category 6A, 10 Gb/s S/FTP patch cord with TX6A™ 10Gig™ Modular Plugs on each end. Black, 35 ft. | PC | 1 | 10 | 1 | 1 | 66.44
07498301198 | STP6X35BU | CU Patch Crd,Cat 6A,S/FTP,35ft,BU | Category 6A, 10 Gb/s S/FTP patch cord with TX6A™ 10Gig™ Modular Plugs on each end. Blue, 35 ft. | PC | 1 | 10 | 1 | 1 | 66.44
07498301276 | STP6X35GR | CU Patch Crd,Cat 6A,S/FTP,35ft,GR | Category 6A, 10 Gb/s S/FTP patch cord with TX6A™ 10Gig™ Modular Plugs on each end. Green, 35 ft. | PC | 1 | 10 | 1 | 1 | 66.44
07498301146 | STP6X35IG | CU Patch Crd,Cat 6A,S/FTP,35ft,IG | Category 6A, 10 Gb/s S/FTP patch cord with TX6A™ 10Gig™ Modular Plugs on each end. International Gray, 35 ft. | PC | 1 | 10 | 1 | 1 | 66.44
07498370858 | STP6X35MBL | CU Patch Crd,Cat 6A,S/FTP,35m,BL | Category 6A, 10 Gb/s S/FTP patch cord with TX6A™ 10Gig™ Modular Plugs on each end. Black, 35 meters. | PC | 1 | 10 | 1 | 1 | 168.7
07498371135 | STP6X35MBU | CU Patch Crd,Cat 6A,S/FTP,35m,BU | Category 6A, 10 Gb/s S/FTP patch cord with TX6A™ 10Gig™ Modular Plugs on each end. Blue, 35 meters. | PC | 1 | 10 | 1 | 1 | 168.7
07498309774 | STP6X35MBUF2 | Copper Patch Cord, Cat6A, Blue S/FTP Cab | Copper Patch Cord, Cat6A, Blue S/FTP Cable, 35 Meters, Crossover Special Wiring | PC | 1 | 10 | 1 | 1 | 168.7
07498371103 | STP6X35MGR | CU Patch Crd,Cat 6A,S/FTP,35m,GR | Category 6A, 10 Gb/s S/FTP patch cord with TX6A™ 10Gig™ Modular Plugs on each end. Green, 35 meters. | PC | 1 | 10 | 1 | 1 | 168.7
07498309821 | STP6X35MGRF2 | Copper Patch Cord, Cat6A, Green S/FTP Ca | Copper Patch Cord, Cat6A, Green S/FTP Cable, 35 Meters, Crossover Special Wiring | PC | 1 | 10 | 1 | 1 | 168.7
07498370727 | STP6X35MIG | CU Patch Crd,Cat 6A,S/FTP,35m,IG | Category 6A, 10 Gb/s S/FTP patch cord with TX6A™ 10Gig™ Modular Plugs on each end. International Gray, 35 meters. | PC | 1 | 10 | 1 | 1 | 168.7
07498371737 | STP6X35MOR | CU Patch Crd,Cat 6A,S/FTP,35m,OR | Category 6A, 10 Gb/s S/FTP patch cord with TX6A™ 10Gig™ Modular Plugs on each end. Orange, 35 meters. | PC | 1 | 10 | 1 | 1 | 168.7
07498371165 | STP6X35MRD | CU Patch Crd,Cat 6A,S/FTP,35m,RD | Category 6A, 10 Gb/s S/FTP patch cord with TX6A™ 10Gig™ Modular Plugs on each end. Red, 35 meters. | PC | 1 | 10 | 1 | 1 | 168.7
07498310059 | STP6X35MRDF2 | Copper Patch Cord, Cat6A, Red S/FTP Cabl | Copper Patch Cord, Cat6A, Red S/FTP Cable, 35 Meters, Crossover Special Wiring | PC | 1 | 10 | 1 | 1 | 168.7
07498371718 | STP6X35MVL | CU Patch Crd,Cat 6A,S/FTP,35m,VL | Category 6A, 10 Gb/s S/FTP patch cord with TX6A™ 10Gig™ Modular Plugs on each end. Violet, 35 meters. | PC | 1 | 10 | 1 | 1 | 168.7
07498371185 | STP6X35MYL | CU Patch Crd,Cat 6A,S/FTP,35m,YL | Category 6A, 10 Gb/s S/FTP patch cord with TX6A™ 10Gig™ Modular Plugs on each end. Yellow, 35 meters. | PC | 1 | 10 | 1 | 1 | 168.7
07498310108 | STP6X35MYLF2 | Copper Patch Cord, Cat6A, Yellow S/FTP C | Copper Patch Cord, Cat6A, Yellow S/FTP Cable, 35 Meters, Crossover Special Wiring | PC | 1 | 10 | 1 | 1 | 168.7
07498301303 | STP6X35OR | CU Patch Crd,Cat 6A,S/FTP,35ft,OR | Category 6A, 10 Gb/s S/FTP patch cord with TX6A™ 10Gig™ Modular Plugs on each end. Orange, 35 ft. | PC | 1 | 10 | 1 | 1 | 66.44
07498301224 | STP6X35RD | CU Patch Crd,Cat 6A,S/FTP,35ft,RD | Category 6A, 10 Gb/s S/FTP patch cord with TX6A™ 10Gig™ Modular Plugs on each end. Red, 35 ft. | PC | 1 | 10 | 1 | 1 | 66.44
07498301329 | STP6X35VL | CU Patch Crd,Cat 6A,S/FTP,35ft,VL | Category 6A, 10 Gb/s S/FTP patch cord with TX6A™ 10Gig™ Modular Plugs on each end. Violet, 35 ft. | PC | 1 | 10 | 1 | 1 | 66.44
07498301250 | STP6X35YL | CU Patch Crd,Cat 6A,S/FTP,35ft,YL | Category 6A, 10 Gb/s S/FTP patch cord with TX6A™ 10Gig™ Modular Plugs on each end. Yellow, 35 ft. | PC | 1 | 10 | 1 | 1 | 66.44
07498344727 | STP6X36BL | CU Patch Crd,Cat 6A,S/FTP,36ft,BL | Category 6A, 10 Gb/s S/FTP patch cord with TX6A™ 10Gig™ Modular Plugs on each end. | PC | 1 | 10 | 1 | 1 | 67.72
07498344728 | STP6X36BU | CU Patch Crd,Cat 6A,S/FTP,36ft,BU | Category 6A, 10 Gb/s S/FTP patch cord with TX6A™ 10Gig™ Modular Plugs on each end. | PC | 1 | 10 | 1 | 1 | 67.72
07498344729 | STP6X36GR | CU Patch Crd,Cat 6A,S/FTP,36ft,GR | Category 6A, 10 Gb/s S/FTP patch cord with TX6A™ 10Gig™ Modular Plugs on each end. | PC | 1 | 10 | 1 | 1 | 67.72
07498344726 | STP6X36IG | CU Patch Crd,Cat 6A,S/FTP,36ft,IG | Category 6A, 10 Gb/s S/FTP patch cord with TX6A™ 10Gig™ Modular Plugs on each end. | PC | 1 | 10 | 1 | 1 | 67.72
07498306137 | STP6X36MBU | Copper Patch Cord, Cat 6A, Blue S/FTP Ca | Copper Patch Cord, Cat 6A, Blue S/FTP Cable, 36 Meters | PC | 1 | 10 | 1 | 1 | 174
07498310336 | STP6X36MBUF2 | Copper Patch Cord, Cat6A, Blue S/FTP Cab | Copper Patch Cord, Cat6A, Blue S/FTP Cable, 36 Meters, Crossover Special Wiring | PC | 1 | 10 | 1 | 1 | 174
07498306139 | STP6X36MGR | Copper Patch Cord, Cat 6A, Green S/FTP C | Copper Patch Cord, Cat 6A, Green S/FTP Cable, 36 Meters | PC | 1 | 10 | 1 | 1 | 174
07498310394 | STP6X36MGRF2 | Copper Patch Cord, Cat6A, Green S/FTP Ca | Copper Patch Cord, Cat6A, Green S/FTP Cable, 36 Meters, Crossover Special Wiring | PC | 1 | 10 | 1 | 1 | 174
07498306138 | STP6X36MRD | Copper Patch Cord, Cat 6A, Red S/FTP Cab | Copper Patch Cord, Cat 6A, Red S/FTP Cable, 36 Meters | PC | 1 | 10 | 1 | 1 | 174
07498310390 | STP6X36MRDF2 | Copper Patch Cord, Cat6A, Red S/FTP Cabl | Copper Patch Cord, Cat6A, Red S/FTP Cable, 36 Meters, Crossover Special Wiring | PC | 1 | 10 | 1 | 1 | 174
07498310940 | STP6X36MYL | Copper Patch Cord, Cat 6A, Yellow S/FTP | Copper Patch Cord, Cat 6A, Yellow S/FTP Cable, 36m | PC | 1 | 10 | 1 | 1 | 174
07498310417 | STP6X36MYLF2 | Copper Patch Cord, Cat6A, Yellow S/FTP C | Copper Patch Cord, Cat6A, Yellow S/FTP Cable, 36 Meters, Crossover Special Wiring | PC | 1 | 10 | 1 | 1 | 174
07498344731 | STP6X36OR | CU Patch Crd,Cat 6A,S/FTP,36ft,OR | Category 6A, 10 Gb/s S/FTP patch cord with TX6A™ 10Gig™ Modular Plugs on each end. | PC | 1 | 10 | 1 | 1 | 67.72
07498344732 | STP6X36RD | CU Patch Crd,Cat 6A,S/FTP,36ft,RD | Category 6A, 10 Gb/s S/FTP patch cord with TX6A™ 10Gig™ Modular Plugs on each end. | PC | 1 | 10 | 1 | 1 | 67.72
07498344757 | STP6X36VL | CU Patch Crd,Cat 6A,S/FTP,36ft,VL | Category 6A, 10 Gb/s S/FTP patch cord with TX6A™ 10Gig™ Modular Plugs on each end. | PC | 1 | 10 | 1 | 1 | 67.72
07498344758 | STP6X36YL | CU Patch Crd,Cat 6A,S/FTP,36ft,YL | Category 6A, 10 Gb/s S/FTP patch cord with TX6A™ 10Gig™ Modular Plugs on each end. | PC | 1 | 10 | 1 | 1 | 67.72
07498344811 | STP6X37BL | CU Patch Crd,Cat 6A,S/FTP,37ft,BL | Category 6A, 10 Gb/s S/FTP patch cord with TX6A™ 10Gig™ Modular Plugs on each end. | PC | 1 | 10 | 1 | 1 | 69.04
07498344815 | STP6X37BU | CU Patch Crd,Cat 6A,S/FTP,37ft,BU | Category 6A, 10 Gb/s S/FTP patch cord with TX6A™ 10Gig™ Modular Plugs on each end. | PC | 1 | 10 | 1 | 1 | 69.04
07498344778 | STP6X37GR | CU Patch Crd,Cat 6A,S/FTP,37ft,GR | Category 6A, 10 Gb/s S/FTP patch cord with TX6A™ 10Gig™ Modular Plugs on each end. | PC | 1 | 10 | 1 | 1 | 69.04
07498344759 | STP6X37IG | CU Patch Crd,Cat 6A,S/FTP,37ft,IG | Category 6A, 10 Gb/s S/FTP patch cord with TX6A™ 10Gig™ Modular Plugs on each end. | PC | 1 | 10 | 1 | 1 | 69.04
07498306143 | STP6X37MBU | Copper Patch Cord, Cat 6A, Blue S/FTP Ca | Copper Patch Cord, Cat 6A, Blue S/FTP Cable, 37 Meters | PC | 1 | 10 | 1 | 1 | 178.2
07498310425 | STP6X37MBUF2 | Copper Patch Cord, Cat6A, Blue S/FTP Cab | Copper Patch Cord, Cat6A, Blue S/FTP Cable, 37 Meters, Crossover Special Wiring | PC | 1 | 10 | 1 | 1 | 178.2
07498306149 | STP6X37MGR | Copper Patch Cord, Cat 6A, Green S/FTP C | Copper Patch Cord, Cat 6A, Green S/FTP Cable, 37 Meters | PC | 1 | 10 | 1 | 1 | 178.2
07498310524 | STP6X37MGRF2 | Copper Patch Cord, Cat6A, Green S/FTP Ca | Copper Patch Cord, Cat6A, Green S/FTP Cable, 37 Meters, Crossover Special Wiring | PC | 1 | 10 | 1 | 1 | 178.2
07498306150 | STP6X37MRD | Copper Patch Cord, Cat 6A, Red S/FTP Cab | Copper Patch Cord, Cat 6A, Red S/FTP Cable, 37 Meters | PC | 1 | 10 | 1 | 1 | 178.2
07498311137 | STP6X37MRDF2 | Copper Patch Cord, Cat6A, Red S/FTP Cabl | Copper Patch Cord, Cat6A, Red S/FTP Cable, 37 Meters, Crossover Special Wiring | PC | 1 | 10 | 1 | 1 | 178.2
07498306151 | STP6X37MYL | Copper Patch Cord, Cat 6A, Yellow S/FTP | Copper Patch Cord, Cat 6A, Yellow S/FTP Cable, 37 Meters | PC | 1 | 10 | 1 | 1 | 178.2
07498311139 | STP6X37MYLF2 | Copper Patch Cord, Cat6A, Yellow S/FTP C | Copper Patch Cord, Cat6A, Yellow S/FTP Cable, 37 Meters, Crossover Special Wiring | PC | 1 | 10 | 1 | 1 | 178.2
07498344779 | STP6X37OR | CU Patch Crd,Cat 6A,S/FTP,37ft,OR | Category 6A, 10 Gb/s S/FTP patch cord with TX6A™ 10Gig™ Modular Plugs on each end. | PC | 1 | 10 | 1 | 1 | 69.04
07498344780 | STP6X37RD | CU Patch Crd,Cat 6A,S/FTP,37ft,RD | Category 6A, 10 Gb/s S/FTP patch cord with TX6A™ 10Gig™ Modular Plugs on each end. | PC | 1 | 10 | 1 | 1 | 69.04
07498344809 | STP6X37VL | CU Patch Crd,Cat 6A,S/FTP,37ft,VL | Category 6A, 10 Gb/s S/FTP patch cord with TX6A™ 10Gig™ Modular Plugs on each end. | PC | 1 | 10 | 1 | 1 | 69.04
07498344810 | STP6X37YL | CU Patch Crd,Cat 6A,S/FTP,37ft,YL | Category 6A, 10 Gb/s S/FTP patch cord with TX6A™ 10Gig™ Modular Plugs on each end. | PC | 1 | 10 | 1 | 1 | 69.04
07498344817 | STP6X38BL | CU Patch Crd,Cat 6A,S/FTP,38ft,BL | Category 6A, 10 Gb/s S/FTP patch cord with TX6A™ 10Gig™ Modular Plugs on each end. | PC | 1 | 10 | 1 | 1 | 70.3
07498344824 | STP6X38BU | CU Patch Crd,Cat 6A,S/FTP,38ft,BU | Category 6A, 10 Gb/s S/FTP patch cord with TX6A™ 10Gig™ Modular Plugs on each end. | PC | 1 | 10 | 1 | 1 | 70.3
07498344825 | STP6X38GR | CU Patch Crd,Cat 6A,S/FTP,38ft,GR | Category 6A, 10 Gb/s S/FTP patch cord with TX6A™ 10Gig™ Modular Plugs on each end. | PC | 1 | 10 | 1 | 1 | 70.3
07498344816 | STP6X38IG | CU Patch Crd,Cat 6A,S/FTP,38ft,IG | Category 6A, 10 Gb/s S/FTP patch cord with TX6A™ 10Gig™ Modular Plugs on each end. | PC | 1 | 10 | 1 | 1 | 70.3
07498306152 | STP6X38MBU | Copper Patch Cord, Cat 6A, Blue S/FTP Ca | Copper Patch Cord, Cat 6A, Blue S/FTP Cable, 38 Meters | PC | 1 | 10 | 1 | 1 | 182.48
07498311141 | STP6X38MBUF2 | Copper Patch Cord, Cat6A, Blue S/FTP Cab | Copper Patch Cord, Cat6A, Blue S/FTP Cable, 38 Meters, Crossover Special Wiring | PC | 1 | 10 | 1 | 1 | 182.48
07498306154 | STP6X38MGR | Copper Patch Cord, Cat 6A, Green S/FTP C | Copper Patch Cord, Cat 6A, Green S/FTP Cable, 38 Meters | PC | 1 | 10 | 1 | 1 | 182.48
07498311145 | STP6X38MGRF2 | Copper Patch Cord, Cat6A, Green S/FTP Ca | Copper Patch Cord, Cat6A, Green S/FTP Cable, 38 Meters, Crossover Special Wiring | PC | 1 | 10 | 1 | 1 | 182.48
07498306155 | STP6X38MRD | Copper Patch Cord, Cat 6A, Red S/FTP Cab | Copper Patch Cord, Cat 6A, Red S/FTP Cable, 38 Meters | PC | 1 | 10 | 1 | 1 | 182.48
07498311442 | STP6X38MRDF2 | Copper Patch Cord, Cat6A, Red S/FTP Cabl | Copper Patch Cord, Cat6A, Red S/FTP Cable, 38 Meters, Crossover Special Wiring | PC | 1 | 10 | 1 | 1 | 182.48
07498306161 | STP6X38MYL | Copper Patch Cord, Cat 6A, Yellow S/FTP | Copper Patch Cord, Cat 6A, Yellow S/FTP Cable, 38 Meters | PC | 1 | 10 | 1 | 1 | 182.48
07498311450 | STP6X38MYLF2 | Copper Patch Cord, Cat6A, Yellow S/FTP C | Copper Patch Cord, Cat6A, Yellow S/FTP Cable, 38 Meters, Crossover Special Wiring | PC | 1 | 10 | 1 | 1 | 182.48
07498344826 | STP6X38OR | CU Patch Crd,Cat 6A,S/FTP,38ft,OR | Category 6A, 10 Gb/s S/FTP patch cord with TX6A™ 10Gig™ Modular Plugs on each end. | PC | 1 | 10 | 1 | 1 | 70.3
07498344827 | STP6X38RD | CU Patch Crd,Cat 6A,S/FTP,38ft,RD | Category 6A, 10 Gb/s S/FTP patch cord with TX6A™ 10Gig™ Modular Plugs on each end. | PC | 1 | 10 | 1 | 1 | 70.3
07498344828 | STP6X38VL | CU Patch Crd,Cat 6A,S/FTP,38ft,VL | Category 6A, 10 Gb/s S/FTP patch cord with TX6A™ 10Gig™ Modular Plugs on each end. | PC | 1 | 10 | 1 | 1 | 70.3
07498344829 | STP6X38YL | CU Patch Crd,Cat 6A,S/FTP,38ft,YL | Category 6A, 10 Gb/s S/FTP patch cord with TX6A™ 10Gig™ Modular Plugs on each end. | PC | 1 | 10 | 1 | 1 | 70.3
07498344832 | STP6X39BL | CU Patch Crd,Cat 6A,S/FTP,39ft,BL | Category 6A, 10 Gb/s S/FTP patch cord with TX6A™ 10Gig™ Modular Plugs on each end. | PC | 1 | 10 | 1 | 1 | 71.62
07498344834 | STP6X39BU | CU Patch Crd,Cat 6A,S/FTP,39ft,BU | Category 6A, 10 Gb/s S/FTP patch cord with TX6A™ 10Gig™ Modular Plugs on each end. | PC | 1 | 10 | 1 | 1 | 71.62
07498344838 | STP6X39GR | CU Patch Crd,Cat 6A,S/FTP,39ft,GR | Category 6A, 10 Gb/s S/FTP patch cord with TX6A™ 10Gig™ Modular Plugs on each end. | PC | 1 | 10 | 1 | 1 | 71.62
07498344830 | STP6X39IG | CU Patch Crd,Cat 6A,S/FTP,39ft,IG | Category 6A, 10 Gb/s S/FTP patch cord with TX6A™ 10Gig™ Modular Plugs on each end. | PC | 1 | 10 | 1 | 1 | 71.62
07498306153 | STP6X39MBU | Copper Patch Cord, Cat 6A, Blue S/FTP Ca | Copper Patch Cord, Cat 6A, Blue S/FTP Cable, 39 Meters | PC | 1 | 10 | 1 | 1 | 186.68
07498311451 | STP6X39MBUF2 | Copper Patch Cord, Cat6A, Blue S/FTP Cab | Copper Patch Cord, Cat6A, Blue S/FTP Cable, 39 Meters, Crossover Special Wiring | PC | 1 | 10 | 1 | 1 | 186.68
07498306162 | STP6X39MGR | Copper Patch Cord, Cat 6A, Green S/FTP C | Copper Patch Cord, Cat 6A, Green S/FTP Cable, 39 Meters | PC | 1 | 10 | 1 | 1 | 186.68
07498311922 | STP6X39MGRF2 | Copper Patch Cord, Cat6A, Green S/FTP Ca | Copper Patch Cord, Cat6A, Green S/FTP Cable, 39 Meters, Crossover Special Wiring | PC | 1 | 10 | 1 | 1 | 186.68
07498306164 | STP6X39MRD | Copper Patch Cord, Cat 6A, Red S/FTP Cab | Copper Patch Cord, Cat 6A, Red S/FTP Cable, 39 Meters | PC | 1 | 10 | 1 | 1 | 186.68
07498311910 | STP6X39MRDF2 | Copper Patch Cord, Cat6A, Red S/FTP Cabl | Copper Patch Cord, Cat6A, Red S/FTP Cable, 39 Meters, Crossover Special Wiring | PC | 1 | 10 | 1 | 1 | 186.68
07498306165 | STP6X39MYL | Copper Patch Cord, Cat 6A, Yellow S/FTP | Copper Patch Cord, Cat 6A, Yellow S/FTP Cable, 39 Meters | PC | 1 | 10 | 1 | 1 | 186.68
07498312467 | STP6X39MYLF2 | Copper Patch Cord, Cat6A, Yellow S/FTP C | Copper Patch Cord, Cat6A, Yellow S/FTP Cable, 39 Meters, Crossover Special Wiring | PC | 1 | 10 | 1 | 1 | 186.68
07498344840 | STP6X39OR | CU Patch Crd,Cat 6A,S/FTP,39ft,OR | Category 6A, 10 Gb/s S/FTP patch cord with TX6A™ 10Gig™ Modular Plugs on each end. | PC | 1 | 10 | 1 | 1 | 71.62
07498344842 | STP6X39RD | CU Patch Crd,Cat 6A,S/FTP,39ft,RD | Category 6A, 10 Gb/s S/FTP patch cord with TX6A™ 10Gig™ Modular Plugs on each end. | PC | 1 | 10 | 1 | 1 | 71.62
07498344848 | STP6X39VL | CU Patch Crd,Cat 6A,S/FTP,39ft,VL | Category 6A, 10 Gb/s S/FTP patch cord with TX6A™ 10Gig™ Modular Plugs on each end. | PC | 1 | 10 | 1 | 1 | 71.62
07498344850 | STP6X39YL | CU Patch Crd,Cat 6A,S/FTP,39ft,YL | Category 6A, 10 Gb/s S/FTP patch cord with TX6A™ 10Gig™ Modular Plugs on each end. | PC | 1 | 10 | 1 | 1 | 71.62
07498301152 | STP6X3BL | CU Patch Crd,Cat 6A,S/FTP,3ft,BL | Category 6A, 10 Gb/s S/FTP patch cord with TX6A™ 10Gig™ Modular Plugs on each end. Black, 3 ft. | PC | 1 | 10 | 1 | 1 | 25.04
07498351791 | STP6X3BL-Q | CU Patch Crd,Cat 6A,S/FTP,3ft,BL,25Pk | Copper Patch Cord, Cat 6A, Black S/FTP Cable, 3Ft - PACK 25 | PC | 1 | 25 | 25 | 1 | 25.04
07498301178 | STP6X3BU | CU Patch Crd,Cat 6A,S/FTP,3ft,BU | Category 6A, 10 Gb/s S/FTP patch cord with TX6A™ 10Gig™ Modular Plugs on each end. Blue, 3 ft. | PC | 1 | 10 | 1 | 1 | 25.04
07498352150 | STP6X3BU-Q | CU Patch Crd,Cat 6A,S/FTP,3ft,BU,25Pk | Copper Patch Cord, Cat 6A, Blue S/FTP Cable, 3Ft - PACK 25 | PC | 1 | 25 | 25 | 1 | 25.04
07498301256 | STP6X3GR | CU Patch Crd,Cat 6A,S/FTP,3ft,GR | Category 6A, 10 Gb/s S/FTP patch cord with TX6A™ 10Gig™ Modular Plugs on each end. Green, 3 ft. | PC | 1 | 10 | 1 | 1 | 25.04
07498352151 | STP6X3GR-Q | CU Patch Crd,Cat 6A,S/FTP,3ft,GR,25Pk | Copper Patch Cord, Cat 6A, Green S/FTP Cable, 3Ft - PACK 25 | PC | 1 | 25 | 25 | 1 | 25.04
07498301126 | STP6X3IG | CU Patch Crd,Cat 6A,S/FTP,3ft,IG | Category 6A, 10 Gb/s S/FTP patch cord with TX6A™ 10Gig™ Modular Plugs on each end, International Gray. | PC | 1 | 10 | 1 | 1 | 25.04
07498352175 | STP6X3IG-Q | CU Patch Crd,Cat 6A,S/FTP,3ft,IG,25Pk | Copper Patch Cord, Cat 6A, Intl Gray S/FTP Cable, 3Ft - PACK 25 | PC | 1 | 25 | 25 | 1 | 25.04
07498370815 | STP6X3MBL | CU Patch Crd,Cat 6A,S/FTP,3m,BL | The TX6A™ Cat 6A Shielded Patch Cord is constructed of 26 AWG, shielded, twisted pair, stranded, CM/LSZH cable with enhanced performance modular plugs. The patented tangle free latch prevents snags and provides easy release saving time on frequent moves, | PC | 1 | 10 | 1 | 1 | 32.82
07498371113 | STP6X3MBU | CU Patch Crd,Cat 6A,S/FTP,3m,BU | The TX6A™ Cat 6A Shielded Patch Cord is constructed of 26 AWG, shielded, twisted pair, stranded, CM/LSZH cable with enhanced performance modular plugs. The patented tangle free latch prevents snags and provides easy release saving time on frequent moves, | PC | 1 | 10 | 1 | 1 | 32.82
07498308562 | STP6X3MBUF2 | Copper Patch Cord, Cat6A, Blue S/FTP Cab | Copper Patch Cord, Cat6A, Blue S/FTP Cable, 3 Meters, Crossover Special Wiring | PC | 1 | 10 | 1 | 1 | 32.82
07498370992 | STP6X3MGR | CU Patch Crd,Cat 6A,S/FTP,3m,GR | The TX6A™ Cat 6A Shielded Patch Cord is constructed of 26 AWG, shielded, twisted pair, stranded, CM/LSZH cable with enhanced performance modular plugs. The patented tangle free latch prevents snags and provides easy release saving time on frequent moves, | PC | 1 | 10 | 1 | 1 | 32.82
07498308564 | STP6X3MGRF2 | Copper Patch Cord, Cat6A, Green S/FTP Ca | Copper Patch Cord, Cat6A, Green S/FTP Cable,3 Meters, Crossover Special Wiring | PC | 1 | 10 | 1 | 1 | 32.82
07498370715 | STP6X3MIG | CU Patch Crd,Cat 6A,S/FTP,3m,IG | The TX6A™ Cat 6A Shielded Patch Cord is constructed of 26 AWG, shielded, twisted pair, stranded, CM/LSZH cable with enhanced performance modular plugs. The patented tangle free latch prevents snags and provides easy release saving time on frequent moves, | PC | 1 | 10 | 1 | 1 | 32.82
07498371725 | STP6X3MOR | CU Patch Crd,Cat 6A,S/FTP,3m,OR | Category 6A, 10 Gb/s S/FTP patch cord with TX6A™ 10Gig™ Modular Plugs on each end. Orange, 3 meters. | PC | 1 | 10 | 1 | 1 | 32.82
07498371142 | STP6X3MRD | CU Patch Crd,Cat 6A,S/FTP,3m,RD | The TX6A™ Cat 6A Shielded Patch Cord is constructed of 26 AWG, shielded, twisted pair, stranded, CM/LSZH cable with enhanced performance modular plugs. The patented tangle free latch prevents snags and provides easy release saving time on frequent moves, | PC | 1 | 10 | 1 | 1 | 32.82
07498308563 | STP6X3MRDF2 | Copper Patch Cord, Cat6A, Red S/FTP Cabl | Copper Patch Cord, Cat6A, Red S/FTP Cable,3 Meters, Crossover Special Wiring | PC | 1 | 10 | 1 | 1 | 32.82
07498371705 | STP6X3MVL | CU Patch Crd,Cat 6A,S/FTP,3m,VL | Category 6A, 10 Gb/s S/FTP patch cord with TX6A™ 10Gig™ Modular Plugs on each end. Violet, 3 meters. | PC | 1 | 10 | 1 | 1 | 32.82
07498371173 | STP6X3MYL | CU Patch Crd,Cat 6A,S/FTP,3m,YL | The TX6A™ Cat 6A Shielded Patch Cord is constructed of 26 AWG, shielded, twisted pair, stranded, CM/LSZH cable with enhanced performance modular plugs. The patented tangle free latch prevents snags and provides easy release saving time on frequent moves, | PC | 1 | 10 | 1 | 1 | 32.82
07498308565 | STP6X3MYLF2 | Copper Patch Cord, Cat6A, Yellow S/FTP C | Copper Patch Cord, Cat6A, Yellow S/FTP Cable,3 Meters, Crossover Special Wiring | PC | 1 | 10 | 1 | 1 | 32.82
07498301282 | STP6X3OR | CU Patch Crd,Cat 6A,S/FTP,3ft,OR | Category 6A, 10 Gb/s S/FTP patch cord with TX6A™ 10Gig™ Modular Plugs on each end. Orange, 3 ft. | PC | 1 | 10 | 1 | 1 | 25.04
07498352166 | STP6X3OR-Q | CU Patch Crd,Cat 6A,S/FTP,3ft,OR,25Pk | Copper Patch Cord, Cat 6A, Orange S/FTP Cable, 3Ft - PACK 25 | PC | 1 | 25 | 25 | 1 | 25.04
07498301204 | STP6X3RD | CU Patch Crd,Cat 6A,S/FTP,3ft,RD | Category 6A, 10 Gb/s S/FTP patch cord with TX6A™ 10Gig™ Modular Plugs on each end. Red, 3 ft. | PC | 1 | 10 | 1 | 1 | 25.04
07498352168 | STP6X3RD-Q | CU Patch Crd,Cat 6A,S/FTP,3ft,RD,25Pk | Copper Patch Cord, Cat 6A, Red S/FTP Cable, 3Ft - PACK 25 | PC | 1 | 25 | 25 | 1 | 25.04
07498301309 | STP6X3VL | CU Patch Crd,Cat 6A,S/FTP,3ft,VL | Category 6A, 10 Gb/s S/FTP patch cord with TX6A™ 10Gig™ Modular Plugs on each end. Violet, 3 ft. | PC | 1 | 10 | 1 | 1 | 25.04
07498352171 | STP6X3VL-Q | CU Patch Crd,Cat 6A,S/FTP,3ft,VL,25Pk | Copper Patch Cord, Cat 6A, Violet S/FTP Cable, 3Ft - PACK 25 | PC | 1 | 25 | 25 | 1 | 25.04
07498301230 | STP6X3YL | CU Patch Crd,Cat 6A,S/FTP,3ft,YL | Category 6A, 10 Gb/s S/FTP patch cord with TX6A™ 10Gig™ Modular Plugs on each end. Yellow, 3 ft. | PC | 1 | 10 | 1 | 1 | 25.04
07498352170 | STP6X3YL-Q | CU Patch Crd,Cat 6A,S/FTP,3ft,YL,25Pk | Copper Patch Cord, Cat 6A, Yellow S/FTP Cable, 3Ft - PACK 25 | PC | 1 | 25 | 25 | 1 | 25.04
07498347364 | STP6X4.5MBL | Copper Patch Cord, Cat 6A, Black S/FTP C | Copper patch cord, category 6A, black S/FTP cable, 4.5 meters. | PC | 1 | 10 | 1 | 1 | 39.18
07498347365 | STP6X4.5MBU | CuPatchCordCat6A,S/FTP,BU,4.5M,RL | Copper patch cord, category 6A, blue S/FTP cable, 4.5 meters. | PC | 1 | 10 | 1 | 1 | 39.18
07498347366 | STP6X4.5MGR | CuPC,Cat6A,GRS/FTPCbl,GR,4.5M,RL | Copper patch cord, category 6A, green S/FTP cable, 4.5 meters. | PC | 1 | 10 | 1 | 1 | 39.18
07498347362 | STP6X4.5MIG | Copper Patch Cord, Cat 6A, Intl Gray S/F | Copper patch cord, category 6A, international gray S/FTP cable, 4.5 meters. | PC | 1 | 10 | 1 | 1 | 39.18
07498347367 | STP6X4.5MOR | Copper Patch Cord, Cat 6A, Orange S/FTP | Copper patch cord, category 6A, orange S/FTP cable, 4.5 meters. | PC | 1 | 10 | 1 | 1 | 39.18
07498347368 | STP6X4.5MRD | Copper Patch Cord, Cat 6A, Red S/FTP Cab | Copper patch cord, category 6A, red S/FTP cable, 4.5 meters. | PC | 1 | 10 | 1 | 1 | 39.18
07498347369 | STP6X4.5MVL | Copper Patch Cord, Cat 6A, Violet S/FTP | Copper patch cord, category 6A, violet S/FTP cable, 4.5 meters. | PC | 1 | 10 | 1 | 1 | 39.18
07498347370 | STP6X4.5MYL | CuPC,Cat6A,YLS/FTPCbl,YL,4.5M,RL | Copper patch cord, category 6A, yellow S/FTP cable, 4.5 meters. | PC | 1 | 10 | 1 | 1 | 39.18
07498301173 | STP6X40BL | CU Patch Crd,Cat 6A,S/FTP,40ft,BL | Category 6A, 10 Gb/s S/FTP patch cord with TX6A™ 10Gig™ Modular Plugs on each end. Black, 40 ft. | PC | 1 | 10 | 1 | 1 | 72.9
07498301199 | STP6X40BU | CU Patch Crd,Cat 6A,S/FTP,40ft,BU | Category 6A, 10 Gb/s S/FTP patch cord with TX6A™ 10Gig™ Modular Plugs on each end. Blue, 40 ft. | PC | 1 | 10 | 1 | 1 | 72.9
07498301277 | STP6X40GR | CU Patch Crd,Cat 6A,S/FTP,40ft,GR | Category 6A, 10 Gb/s S/FTP patch cord with TX6A™ 10Gig™ Modular Plugs on each end. Green, 40 ft. | PC | 1 | 10 | 1 | 1 | 72.9
07498301147 | STP6X40IG | CU Patch Crd,Cat 6A,S/FTP,40ft,IG | Category 6A, 10 Gb/s S/FTP patch cord with TX6A™ 10Gig™ Modular Plugs on each end. International Gray, 40 ft. | PC | 1 | 10 | 1 | 1 | 72.9
07498370859 | STP6X40MBL | CU Patch Crd,Cat 6A,S/FTP,40m,BL | Copper patch cord, category 6A, black S/FTP cable, 40 meters. | PC | 1 | 10 | 1 | 1 | 189.9
07498371136 | STP6X40MBU | CU Patch Crd,Cat 6A,S/FTP,40m,BU | Copper patch cord, category 6A, blue S/FTP cable, 40 meters. | PC | 1 | 10 | 1 | 1 | 189.9
07498313596 | STP6X40MBUF2 | Copper Patch Cord, Cat6A, Blue S/FTP Cab | Copper Patch Cord, Cat6A, Blue S/FTP Cable, 40 Meters, Crossover Special Wiring | PC | 1 | 10 | 1 | 1 | 189.9
07498371104 | STP6X40MGR | CU Patch Crd,Cat 6A,S/FTP,40m,GR | Copper patch cord, category 6A,green S/FTP cable, 40 meters. | PC | 1 | 10 | 1 | 1 | 189.9
07498313638 | STP6X40MGRF2 | Copper Patch Cord, Cat6A, Green S/FTP Ca | Copper Patch Cord, Cat6A, Green S/FTP Cable, 40 Meters, Crossover Special Wiring | PC | 1 | 10 | 1 | 1 | 189.9
07498370728 | STP6X40MIG | CU Patch Crd,Cat 6A,S/FTP,40m,IG | Copper patch cord, category 6A, international gray S/FTP cable, 40 meters. | PC | 1 | 10 | 1 | 1 | 189.9
07498371738 | STP6X40MOR | CU Patch Crd,Cat 6A,S/FTP,40m,OR | Copper patch cord, category 6A, orange S/FTP cable, 40 meters. | PC | 1 | 10 | 1 | 1 | 189.9
07498371166 | STP6X40MRD | CU Patch Crd,Cat 6A,S/FTP,40m,RD | Copper patch cord, category 6A, red S/FTP cable, 40 meters. | PC | 1 | 10 | 1 | 1 | 189.9
07498313639 | STP6X40MRDF2 | Copper Patch Cord, Cat6A, Red S/FTP Cabl | Copper Patch Cord, Cat6A, Red S/FTP Cable, 40 Meters, Crossover Special Wiring | PC | 1 | 10 | 1 | 1 | 189.9
07498371719 | STP6X40MVL | CU Patch Crd, Cat 6A,S/FTP,40m,VL | Copper patch cord, category 6A, violet S/FTP cable, 40 meters. | PC | 1 | 10 | 1 | 1 | 189.9
07498371186 | STP6X40MYL | CU Patch Crd, Cat 6A,S/FTP,40m,YL | Copper patch cord, category 6A, yellow S/FTP cable, 40 meters. | PC | 1 | 10 | 1 | 1 | 189.9
07498313646 | STP6X40MYLF2 | Copper Patch Cord, Cat6A, Yellow S/FTP C | Copper Patch Cord, Cat6A, Yellow S/FTP Cable, 40 Meters, Crossover Special Wiring | PC | 1 | 10 | 1 | 1 | 189.9
07498301304 | STP6X40OR | CU Patch Crd,Cat 6A,S/FTP,40ft,OR | Category 6A, 10 Gb/s S/FTP patch cord with TX6A™ 10Gig™ Modular Plugs on each end. Orange, 40 ft. | PC | 1 | 10 | 1 | 1 | 72.9
07498301225 | STP6X40RD | CU Patch Crd,Cat 6A,S/FTP,40ft,RD | Category 6A, 10 Gb/s S/FTP patch cord with TX6A™ 10Gig™ Modular Plugs on each end. Red, 40 ft. | PC | 1 | 10 | 1 | 1 | 72.9
07498301330 | STP6X40VL | CU Patch Crd,Cat 6A,S/FTP,40ft,VL | Category 6A, 10 Gb/s S/FTP patch cord with TX6A™ 10Gig™ Modular Plugs on each end. Violet, 40 ft. | PC | 1 | 10 | 1 | 1 | 72.9
07498301251 | STP6X40YL | CU Patch Crd,Cat 6A,S/FTP,40ft,YL | Category 6A, 10 Gb/s S/FTP patch cord with TX6A™ 10Gig™ Modular Plugs on each end. Yellow, 40 ft. | PC | 1 | 10 | 1 | 1 | 72.9
07498344854 | STP6X41BL | CU Patch Crd,Cat 6A,S/FTP,41ft,BL | Category 6A, 10 Gb/s S/FTP patch cord with TX6A™ 10Gig™ Modular Plugs on each end. | PC | 1 | 10 | 1 | 1 | 74.2
07498344856 | STP6X41BU | CU Patch Crd,Cat 6A,S/FTP,41ft,BU | Category 6A, 10 Gb/s S/FTP patch cord with TX6A™ 10Gig™ Modular Plugs on each end. | PC | 1 | 10 | 1 | 1 | 74.2
07498344858 | STP6X41GR | CU Patch Crd,Cat 6A,S/FTP,41ft,GR | Category 6A, 10 Gb/s S/FTP patch cord with TX6A™ 10Gig™ Modular Plugs on each end. | PC | 1 | 10 | 1 | 1 | 74.2
07498344852 | STP6X41IG | CU Patch Crd,Cat 6A,S/FTP,41ft,IG | Category 6A, 10 Gb/s S/FTP patch cord with TX6A™ 10Gig™ Modular Plugs on each end. | PC | 1 | 10 | 1 | 1 | 74.2
07498306166 | STP6X41MBU | Copper Patch Cord, Cat 6A, Blue S/FTP Ca | Copper Patch Cord, Cat 6A, Blue S/FTP Cable, 41 Meters | PC | 1 | 10 | 1 | 1 | 195.22
07498313663 | STP6X41MBUF2 | Copper Patch Cord, Cat6A, Blue S/FTP Cab | Copper Patch Cord, Cat6A, Blue S/FTP Cable, 41 Meters, Crossover Special Wiring | PC | 1 | 10 | 1 | 1 | 195.22
07498306199 | STP6X41MGR | Copper Patch Cord, Cat 6A, Green S/FTP C | Copper patch cord, category 6A, green S/FTP cable, 41 meters. | PC | 1 | 10 | 1 | 1 | 195.22
07498313673 | STP6X41MGRF2 | Copper Patch Cord, Cat6A, Green S/FTP Ca | Copper Patch Cord, Cat6A, Green S/FTP Cable, 41 Meters, Crossover Special Wiring | PC | 1 | 10 | 1 | 1 | 195.22
07498308453 | STP6X41MRD | Copper Patch Cord, Cat 6A, Red S/FTP Cab | Copper patch cord, category 6A, red S/FTP cable, 41 meters. | PC | 1 | 10 | 1 | 1 | 195.22
07498313669 | STP6X41MRDF2 | Copper Patch Cord, Cat6A, Red S/FTP Cabl | Copper Patch Cord, Cat6A, Red S/FTP Cable, 41 Meters, Crossover Special Wiring | PC | 1 | 10 | 1 | 1 | 195.22
07498308124 | STP6X41MYL | Copper Patch Cord, Cat 6A, Yellow S/FTP | Copper patch cord, category 6A, yellow S/FTP cable, 41 meters. | PC | 1 | 10 | 1 | 1 | 195.22
07498313686 | STP6X41MYLF2 | Copper Patch Cord, Cat6A, Yellow S/FTP C | Copper Patch Cord, Cat6A, Yellow S/FTP Cable, 41 Meters, Crossover Special Wiring | PC | 1 | 10 | 1 | 1 | 195.22
07498344860 | STP6X41OR | CU Patch Crd,Cat 6A,S/FTP,41ft,OR | Category 6A, 10 Gb/s S/FTP patch cord with TX6A™ 10Gig™ Modular Plugs on each end. | PC | 1 | 10 | 1 | 1 | 74.2
07498344862 | STP6X41RD | CU Patch Crd,Cat 6A,S/FTP,41ft,RD | Category 6A, 10 Gb/s S/FTP patch cord with TX6A™ 10Gig™ Modular Plugs on each end. | PC | 1 | 10 | 1 | 1 | 74.2
07498344864 | STP6X41VL | CU Patch Crd,Cat 6A,S/FTP,41ft,VL | Category 6A, 10 Gb/s S/FTP patch cord with TX6A™ 10Gig™ Modular Plugs on each end. | PC | 1 | 10 | 1 | 1 | 74.2
07498344866 | STP6X41YL | CU Patch Crd,Cat 6A,S/FTP,41ft,YL | Category 6A, 10 Gb/s S/FTP patch cord with TX6A™ 10Gig™ Modular Plugs on each end. | PC | 1 | 10 | 1 | 1 | 74.2
07498344870 | STP6X42BL | CU Patch Crd,Cat 6A,S/FTP,42ft,BL | Category 6A, 10 Gb/s S/FTP patch cord with TX6A™ 10Gig™ Modular Plugs on each end. | PC | 1 | 10 | 1 | 1 | 75.52
07498344872 | STP6X42BU | CU Patch Crd,Cat 6A,S/FTP,42ft,BU | Category 6A, 10 Gb/s S/FTP patch cord with TX6A™ 10Gig™ Modular Plugs on each end. | PC | 1 | 10 | 1 | 1 | 75.52
07498344874 | STP6X42GR | CU Patch Crd,Cat 6A,S/FTP,42ft,GR | Category 6A, 10 Gb/s S/FTP patch cord with TX6A™ 10Gig™ Modular Plugs on each end. | PC | 1 | 10 | 1 | 1 | 75.52
07498344868 | STP6X42IG | CU Patch Crd,Cat 6A,S/FTP,42ft,IG | Category 6A, 10 Gb/s S/FTP patch cord with TX6A™ 10Gig™ Modular Plugs on each end. | PC | 1 | 10 | 1 | 1 | 75.52
07498306177 | STP6X42MBU | Copper Patch Cord, Cat 6A, Blue S/FTP Ca | Copper patch cord, category 6A, blue S/FTP cable, 42 meters. | PC | 1 | 10 | 1 | 1 | 199.44
07498313687 | STP6X42MBUF2 | Copper Patch Cord, Cat6A, Blue S/FTP Cab | Copper Patch Cord, Cat6A, Blue S/FTP Cable, 42 Meters, Crossover Special Wiring | PC | 1 | 10 | 1 | 1 | 219.38
07498306200 | STP6X42MGR | Copper Patch Cord, Cat 6A, Green S/FTP C | Copper patch cord, category 6A, green S/FTP cable, 42 meters. | PC | 1 | 10 | 1 | 1 | 199.44
07498313707 | STP6X42MGRF2 | Copper Patch Cord, Cat6A, Green S/FTP Ca | Copper Patch Cord, Cat6A, Green S/FTP Cable, 42 Meters, Crossover Special Wiring | PC | 1 | 10 | 1 | 1 | 199.44
07498308457 | STP6X42MRD | Copper Patch Cord, Cat 6A, Red S/FTP Cab | Copper patch cord, category 6A, red S/FTP cable, 42 meters. | PC | 1 | 10 | 1 | 1 | 199.44
07498313700 | STP6X42MRDF2 | Copper Patch Cord, Cat6A, Red S/FTP Cabl | Copper Patch Cord, Cat6A, Red S/FTP Cable, 42 Meters, Crossover Special Wiring | PC | 1 | 10 | 1 | 1 | 199.44
07498308148 | STP6X42MYL | Copper Patch Cord, Cat 6A, Yellow S/FTP | Copper patch cord, category 6A, yellow S/FTP cable, 42 meters. | PC | 1 | 10 | 1 | 1 | 199.44
07498313708 | STP6X42MYLF2 | Copper Patch Cord, Cat6A, Yellow S/FTP C | Copper Patch Cord, Cat6A, Yellow S/FTP Cable, 42 Meters, Crossover Special Wiring | PC | 1 | 10 | 1 | 1 | 199.44
07498344876 | STP6X42OR | CU Patch Crd,Cat 6A,S/FTP,42ft,OR | Category 6A, 10 Gb/s S/FTP patch cord with TX6A™ 10Gig™ Modular Plugs on each end. | PC | 1 | 10 | 1 | 1 | 75.52
07498344878 | STP6X42RD | CU Patch Crd,Cat 6A,S/FTP,42ft,RD | Category 6A, 10 Gb/s S/FTP patch cord with TX6A™ 10Gig™ Modular Plugs on each end. | PC | 1 | 10 | 1 | 1 | 75.52
07498344880 | STP6X42VL | CU Patch Crd,Cat 6A,S/FTP,42ft,VL | Category 6A, 10 Gb/s S/FTP patch cord with TX6A™ 10Gig™ Modular Plugs on each end. | PC | 1 | 10 | 1 | 1 | 75.52
07498344882 | STP6X42YL | CU Patch Crd,Cat 6A,S/FTP,42ft,YL | Category 6A, 10 Gb/s S/FTP patch cord with TX6A™ 10Gig™ Modular Plugs on each end. | PC | 1 | 10 | 1 | 1 | 75.52
07498344890 | STP6X43BL | CU Patch Crd,Cat 6A,S/FTP,43ft,BL | Category 6A, 10 Gb/s S/FTP patch cord with TX6A™ 10Gig™ Modular Plugs on each end. | PC | 1 | 10 | 1 | 1 | 76.82
07498344892 | STP6X43BU | CU Patch Crd,Cat 6A,S/FTP,43ft,BU | Category 6A, 10 Gb/s S/FTP patch cord with TX6A™ 10Gig™ Modular Plugs on each end. | PC | 1 | 10 | 1 | 1 | 76.82
07498344894 | STP6X43GR | CU Patch Crd,Cat 6A,S/FTP,43ft,GR | Category 6A, 10 Gb/s S/FTP patch cord with TX6A™ 10Gig™ Modular Plugs on each end. | PC | 1 | 10 | 1 | 1 | 76.82
07498344888 | STP6X43IG | CU Patch Crd,Cat 6A,S/FTP,43ft,IG | Category 6A, 10 Gb/s S/FTP patch cord with TX6A™ 10Gig™ Modular Plugs on each end. | PC | 1 | 10 | 1 | 1 | 76.82
07498306178 | STP6X43MBU | Copper Patch Cord, Cat 6A, Blue S/FTP Ca | Copper patch cord, category 6A, blue S/FTP cable, 43 meters. | PC | 1 | 10 | 1 | 1 | 203.72
07498313709 | STP6X43MBUF2 | Copper Patch Cord, Cat6A, Blue S/FTP Cab | Copper Patch Cord, Cat6A, Blue S/FTP Cable, 43 Meters, Crossover Special Wiring | PC | 1 | 10 | 1 | 1 | 203.72
07498306203 | STP6X43MGR | Copper Patch Cord, Cat 6A, Green S/FTP C | Copper patch cord, category 6A, green S/FTP cable, 43 meters. | PC | 1 | 10 | 1 | 1 | 203.72
07498313714 | STP6X43MGRF2 | Copper Patch Cord, Cat6A, Green S/FTP Ca | Copper Patch Cord, Cat6A, Green S/FTP Cable, 43 Meters, Crossover Special Wiring | PC | 1 | 10 | 1 | 1 | 203.72
07498308463 | STP6X43MRD | Copper Patch Cord, Cat 6A, Red S/FTP Cab | Copper patch cord, category 6A, red S/FTP cable, 43 meters. | PC | 1 | 10 | 1 | 1 | 203.72
07498313716 | STP6X43MRDF2 | Copper Patch Cord, Cat6A, Red S/FTP Cabl | Copper Patch Cord, Cat6A, Red S/FTP Cable, 43 Meters, Crossover Special Wiring | PC | 1 | 10 | 1 | 1 | 203.72
07498308168 | STP6X43MYL | Copper Patch Cord, Cat 6A, Yellow S/FTP | Copper patch cord, category 6A, yellow S/FTP cable, 43 meters. | PC | 1 | 10 | 1 | 1 | 203.72
07498313721 | STP6X43MYLF2 | Copper Patch Cord, Cat6A, Yellow S/FTP C | Copper Patch Cord, Cat6A, Yellow S/FTP Cable, 43 Meters, Crossover Special Wiring | PC | 1 | 10 | 1 | 1 | 203.72
07498344901 | STP6X43OR | CU Patch Crd,Cat 6A,S/FTP,43ft,OR | Category 6A, 10 Gb/s S/FTP patch cord with TX6A™ 10Gig™ Modular Plugs on each end. | PC | 1 | 10 | 1 | 1 | 76.82
07498344902 | STP6X43RD | CU Patch Crd,Cat 6A,S/FTP,43ft,RD | Category 6A, 10 Gb/s S/FTP patch cord with TX6A™ 10Gig™ Modular Plugs on each end. | PC | 1 | 10 | 1 | 1 | 76.82
07498344903 | STP6X43VL | CU Patch Crd,Cat 6A,S/FTP,43ft,VL | Category 6A, 10 Gb/s S/FTP patch cord with TX6A™ 10Gig™ Modular Plugs on each end. | PC | 1 | 10 | 1 | 1 | 76.82
07498344905 | STP6X43YL | CU Patch Crd,Cat 6A,S/FTP,43ft,YL | Category 6A, 10 Gb/s S/FTP patch cord with TX6A™ 10Gig™ Modular Plugs on each end. | PC | 1 | 10 | 1 | 1 | 76.82
07498344908 | STP6X44BL | CU Patch Crd,Cat 6A,S/FTP,44ft,BL | Category 6A, 10 Gb/s S/FTP patch cord with TX6A™ 10Gig™ Modular Plugs on each end. | PC | 1 | 10 | 1 | 1 | 78.08
07498344909 | STP6X44BU | CU Patch Crd,Cat 6A,S/FTP,44ft,BU | Category 6A, 10 Gb/s S/FTP patch cord with TX6A™ 10Gig™ Modular Plugs on each end. | PC | 1 | 10 | 1 | 1 | 78.08
07498344911 | STP6X44GR | CU Patch Crd,Cat 6A,S/FTP,44ft,GR | Category 6A, 10 Gb/s S/FTP patch cord with TX6A™ 10Gig™ Modular Plugs on each end. | PC | 1 | 10 | 1 | 1 | 78.08
07498344906 | STP6X44IG | CU Patch Crd,Cat 6A,S/FTP,44ft,IG | Category 6A, 10 Gb/s S/FTP patch cord with TX6A™ 10Gig™ Modular Plugs on each end. | PC | 1 | 10 | 1 | 1 | 78.08
07498306179 | STP6X44MBU | Copper Patch Cord, Cat 6A, Blue S/FTP Ca | Copper patch cord, category 6A, blue S/FTP cable, 44 meters. | PC | 1 | 10 | 1 | 1 | 207.94
07498313762 | STP6X44MBUF2 | Copper Patch Cord, Cat6A, Blue S/FTP Cab | Copper Patch Cord, Cat6A, Blue S/FTP Cable, 44 Meters, Crossover Special Wiring | PC | 1 | 10 | 1 | 1 | 207.94
07498306204 | STP6X44MGR | Copper Patch Cord, Cat 6A, Green S/FTP C | Copper patch cord, category 6A, green S/FTP cable, 44 meters. | PC | 1 | 10 | 1 | 1 | 207.94
07498313772 | STP6X44MGRF2 | Copper Patch Cord, Cat6A, Green S/FTP Ca | Copper Patch Cord, Cat6A, Green S/FTP Cable, 44 Meters, Crossover Special Wiring | PC | 1 | 10 | 1 | 1 | 207.94
07498308464 | STP6X44MRD | Copper Patch Cord, Cat 6A, Red S/FTP Cab | Copper patch cord, category 6A, red S/FTP cable, 44 meters. | PC | 1 | 10 | 1 | 1 | 207.94
07498313790 | STP6X44MRDF2 | Copper Patch Cord, Cat6A, Red S/FTP Cabl | Copper Patch Cord, Cat6A, Red S/FTP Cable, 44 Meters, Crossover Special Wiring | PC | 1 | 10 | 1 | 1 | 207.94
07498308169 | STP6X44MYL | Copper Patch Cord, Cat 6A, Yellow S/FTP | Copper patch cord, category 6A, yellow S/FTP cable, 44 meters. | PC | 1 | 10 | 1 | 1 | 207.94
07498313809 | STP6X44MYLF2 | Copper Patch Cord, Cat6A, Yellow S/FTP C | Copper Patch Cord, Cat6A, Yellow S/FTP Cable, 44 Meters, Crossover Special Wiring | PC | 1 | 10 | 1 | 1 | 207.94
07498344912 | STP6X44OR | CU Patch Crd,Cat 6A,S/FTP,44ft,OR | Category 6A, 10 Gb/s S/FTP patch cord with TX6A™ 10Gig™ Modular Plugs on each end. | PC | 1 | 10 | 1 | 1 | 78.08
07498344923 | STP6X44RD | CU Patch Crd,Cat 6A,S/FTP,44ft,RD | Category 6A, 10 Gb/s S/FTP patch cord with TX6A™ 10Gig™ Modular Plugs on each end. | PC | 1 | 10 | 1 | 1 | 78.08
07498344924 | STP6X44VL | CU Patch Crd,Cat 6A,S/FTP,44ft,VL | Category 6A, 10 Gb/s S/FTP patch cord with TX6A™ 10Gig™ Modular Plugs on each end. | PC | 1 | 10 | 1 | 1 | 78.08
07498344925 | STP6X44YL | CU Patch Crd,Cat 6A,S/FTP,44ft,YL | Category 6A, 10 Gb/s S/FTP patch cord with TX6A™ 10Gig™ Modular Plugs on each end. | PC | 1 | 10 | 1 | 1 | 78.08
07498301174 | STP6X45BL | CU Patch Crd,Cat 6A,S/FTP,45ft,BL | Category 6A, 10 Gb/s S/FTP patch cord with TX6A™ 10Gig™ Modular Plugs on each end. | PC | 1 | 10 | 1 | 1 | 79.4
07498301200 | STP6X45BU | CU Patch Crd,Cat 6A,S/FTP,45ft,BU | Category 6A, 10 Gb/s S/FTP patch cord with TX6A™ 10Gig™ Modular Plugs on each end. | PC | 1 | 10 | 1 | 1 | 79.4
07498301278 | STP6X45GR | CU Patch Crd,Cat 6A,S/FTP,45ft,GR | Category 6A, 10 Gb/s S/FTP patch cord with TX6A™ 10Gig™ Modular Plugs on each end. | PC | 1 | 10 | 1 | 1 | 79.4
07498301148 | STP6X45IG | CU Patch Crd,Cat 6A,S/FTP,45ft,IG | Category 6A, 10 Gb/s S/FTP patch cord with TX6A™ 10Gig™ Modular Plugs on each end. | PC | 1 | 10 | 1 | 1 | 79.4
07498347331 | STP6X45MBL | Copper Patch Cord, Cat 6A, Black S/FTP C | Copper patch cord, category 6A, black S/FTP cable, 45 meters. | PC | 1 | 5 | 1 | 1 | 212.18
07498347332 | STP6X45MBU | Copper Patch Cord, Cat 6A, Blue S/FTP Ca | Copper patch cord, category 6A, blue S/FTP cable, 45 meters. | PC | 1 | 5 | 1 | 1 | 212.18
07498306113 | STP6X45MBUF2 | Copper Patch Cord, Cat 6A, Blue S/FTP Ca | Copper patch cord, category 6A, blue S/FTP cable, 45 meters, crossover special wiring. | PC | 1 | 5 | 1 | 1 | 212.18
07498347334 | STP6X45MGR | Copper Patch Cord, Cat 6A, Green S/FTP C | Copper patch cord, category 6A, green S/FTP cable, 45 meters. | PC | 1 | 5 | 1 | 1 | 212.18
07498314030 | STP6X45MGRF2 | Copper Patch Cord, Cat6A, Green S/FTP Ca | Copper Patch Cord, Cat6A, Green S/FTP Cable, 45 Meters, Crossover Special Wiring | PC | 1 | 5 | 1 | 1 | 212.18
07498347324 | STP6X45MIG | Copper Patch Cord, Cat 6A, Intl Gray S/F | Copper patch cord, category 6A, international gray S/FTP cable, 45 meters. | PC | 1 | 5 | 1 | 1 | 212.18
07498347335 | STP6X45MOR | Copper Patch Cord, Cat 6A, Orange S/FTP | Copper patch cord, category 6A, orange S/FTP cable, 45 meters. | PC | 1 | 5 | 1 | 1 | 212.18
07498347336 | STP6X45MRD | Copper Patch Cord, Cat 6A, Red S/FTP Cab | Copper patch cord, category 6A, red S/FTP cable, 45 meters. | PC | 1 | 5 | 1 | 1 | 212.18
07498314025 | STP6X45MRDF2 | Copper Patch Cord, Cat6A, Red S/FTP Cabl | Copper Patch Cord, Cat6A, Red S/FTP Cable, 45 Meters, Crossover Special Wiring | PC | 1 | 5 | 1 | 1 | 212.18
07498347337 | STP6X45MVL | Copper Patch Cord, Cat 6A, Violet S/FTP | Copper patch cord, category 6A, violet S/FTP cable, 45 meters. | PC | 1 | 5 | 1 | 1 | 212.18
07498347338 | STP6X45MYL | Copper Patch Cord, Cat 6A, Yellow S/FTP | Copper patch cord, category 6A, yellow S/FTP cable, 45 meters. | PC | 1 | 5 | 1 | 1 | 212.18
07498314041 | STP6X45MYLF2 | Copper Patch Cord, Cat6A, Yellow S/FTP C | Copper Patch Cord, Cat6A, Yellow S/FTP Cable, 45 Meters, Crossover Special Wiring | PC | 1 | 5 | 1 | 1 | 212.18
07498301305 | STP6X45OR | CU Patch Crd,Cat 6A,S/FTP,45ft,OR | Category 6A, 10 Gb/s S/FTP patch cord with TX6A™ 10Gig™ Modular Plugs on each end. | PC | 1 | 10 | 1 | 1 | 79.4
07498301226 | STP6X45RD | CU Patch Crd,Cat 6A,S/FTP,45ft,RD | Category 6A, 10 Gb/s S/FTP patch cord with TX6A™ 10Gig™ Modular Plugs on each end. | PC | 1 | 10 | 1 | 1 | 79.4
07498301331 | STP6X45VL | CU Patch Crd,Cat 6A,S/FTP,45ft,VL | Category 6A, 10 Gb/s S/FTP patch cord with TX6A™ 10Gig™ Modular Plugs on each end. | PC | 1 | 10 | 1 | 1 | 79.4
07498301252 | STP6X45YL | CU Patch Crd,Cat 6A,S/FTP,45ft,YL | Category 6A, 10 Gb/s S/FTP patch cord with TX6A™ 10Gig™ Modular Plugs on each end. | PC | 1 | 10 | 1 | 1 | 79.4
07498344927 | STP6X46BL | CU Patch Crd,Cat 6A,S/FTP,46ft,BL | Category 6A, 10 Gb/s S/FTP patch cord with TX6A™ 10Gig™ Modular Plugs on each end. | PC | 1 | 10 | 1 | 1 | 80.68
07498344928 | STP6X46BU | CU Patch Crd,Cat 6A,S/FTP,46ft,BU | Category 6A, 10 Gb/s S/FTP patch cord with TX6A™ 10Gig™ Modular Plugs on each end. | PC | 1 | 10 | 1 | 1 | 80.68
07498344929 | STP6X46GR | CU Patch Crd,Cat 6A,S/FTP,46ft,GR | Category 6A, 10 Gb/s S/FTP patch cord with TX6A™ 10Gig™ Modular Plugs on each end. | PC | 1 | 10 | 1 | 1 | 80.68
07498344926 | STP6X46IG | CU Patch Crd,Cat 6A,S/FTP,46ft,IG | Category 6A, 10 Gb/s S/FTP patch cord with TX6A™ 10Gig™ Modular Plugs on each end. | PC | 1 | 10 | 1 | 1 | 80.68
07498306180 | STP6X46MBU | Copper Patch Cord, Cat 6A, Blue S/FTP Ca | Copper Patch Cord, Cat 6A, Blue S/FTP Cable, 46 Meters | PC | 1 | 5 | 1 | 1 | 216.44
07498314052 | STP6X46MBUF2 | Copper Patch Cord, Cat6A, Blue S/FTP Cab | Copper Patch Cord, Cat6A, Blue S/FTP Cable, 46 Meters, Crossover Special Wiring | PC | 1 | 5 | 1 | 1 | 216.44
07498306382 | STP6X46MGR | Copper Patch Cord, Cat 6A, Green S/FTP C | Copper Patch Cord, Cat 6A, Green S/FTP Cable, 46 Meters | PC | 1 | 5 | 1 | 1 | 216.44
07498314383 | STP6X46MGRF2 | Copper Patch Cord, Cat6A, Green S/FTP Ca | Copper Patch Cord, Cat6A, Green S/FTP Cable, 46 Meters, Crossover Special Wiring | PC | 1 | 5 | 1 | 1 | 216.44
07498308465 | STP6X46MRD | Copper Patch Cord, Cat 6A, Red S/FTP Cab | Copper Patch Cord, Cat 6A, Red S/FTP Cable, 46 Meters | PC | 1 | 5 | 1 | 1 | 216.44
07498314048 | STP6X46MRDF2 | Copper Patch Cord, Cat6A, Red S/FTP Cabl | Copper Patch Cord, Cat6A, Red S/FTP Cable, 46 Meters, Crossover Special Wiring | PC | 1 | 5 | 1 | 1 | 216.44
07498308212 | STP6X46MYL | Copper Patch Cord, Cat 6A, Yellow S/FTP | Copper Patch Cord, Cat 6A, Yellow S/FTP Cable, 46 Meters | PC | 1 | 5 | 1 | 1 | 216.44
07498314553 | STP6X46MYLF2 | Copper Patch Cord, Cat6A, Yellow S/FTP C | Copper Patch Cord, Cat6A, Yellow S/FTP Cable, 46 Meters, Crossover Special Wiring | PC | 1 | 5 | 1 | 1 | 216.44
07498344930 | STP6X46OR | CU Patch Crd,Cat 6A,S/FTP,46ft,OR | Category 6A, 10 Gb/s S/FTP patch cord with TX6A™ 10Gig™ Modular Plugs on each end. | PC | 1 | 10 | 1 | 1 | 80.68
07498344934 | STP6X46RD | CU Patch Crd,Cat 6A,S/FTP,46ft,RD | Category 6A, 10 Gb/s S/FTP patch cord with TX6A™ 10Gig™ Modular Plugs on each end. | PC | 1 | 10 | 1 | 1 | 80.68
07498344935 | STP6X46VL | CU Patch Crd,Cat 6A,S/FTP,46ft,VL | Category 6A, 10 Gb/s S/FTP patch cord with TX6A™ 10Gig™ Modular Plugs on each end. | PC | 1 | 10 | 1 | 1 | 80.68
07498344936 | STP6X46YL | CU Patch Crd,Cat 6A,S/FTP,46ft,YL | Category 6A, 10 Gb/s S/FTP patch cord with TX6A™ 10Gig™ Modular Plugs on each end. | PC | 1 | 10 | 1 | 1 | 80.68
07498344938 | STP6X47BL | CU Patch Crd,Cat 6A,S/FTP,47ft,BL | Category 6A, 10 Gb/s S/FTP patch cord with TX6A™ 10Gig™ Modular Plugs on each end. | PC | 1 | 10 | 1 | 1 | 81.98
07498344939 | STP6X47BU | CU Patch Crd,Cat 6A,S/FTP,47ft,BU | Category 6A, 10 Gb/s S/FTP patch cord with TX6A™ 10Gig™ Modular Plugs on each end. | PC | 1 | 10 | 1 | 1 | 81.98
07498344940 | STP6X47GR | CU Patch Crd,Cat 6A,S/FTP,47ft,GR | Category 6A, 10 Gb/s S/FTP patch cord with TX6A™ 10Gig™ Modular Plugs on each end. | PC | 1 | 10 | 1 | 1 | 81.98
07498344937 | STP6X47IG | CU Patch Crd,Cat 6A,S/FTP,47ft,IG | Category 6A, 10 Gb/s S/FTP patch cord with TX6A™ 10Gig™ Modular Plugs on each end. | PC | 1 | 10 | 1 | 1 | 81.98
07498306186 | STP6X47MBU | Copper Patch Cord, Cat 6A, Blue S/FTP Ca | Copper Patch Cord, Cat 6A, Blue S/FTP Cable, 47 Meters | PC | 1 | 5 | 1 | 1 | 220.66
07498314557 | STP6X47MBUF2 | Copper Patch Cord, Cat6A, Blue S/FTP Cab | Copper Patch Cord, Cat6A, Blue S/FTP Cable, 47 Meters, Crossover Special Wiring | PC | 1 | 5 | 1 | 1 | 220.66
07498308083 | STP6X47MGR | Copper Patch Cord, Cat 6A, Green S/FTP C | Copper Patch Cord, Cat 6A, Green S/FTP Cable, 47 Meters | PC | 1 | 5 | 1 | 1 | 220.66
07498314834 | STP6X47MGRF2 | Copper Patch Cord, Cat6A, Green S/FTP Ca | Copper Patch Cord, Cat6A, Green S/FTP Cable, 47 Meters, Crossover Special Wiring | PC | 1 | 5 | 1 | 1 | 220.66
07498308466 | STP6X47MRD | Copper Patch Cord, Cat 6A, Red S/FTP Cab | Copper Patch Cord, Cat 6A, Red S/FTP Cable, 47 Meters | PC | 1 | 5 | 1 | 1 | 220.66
07498315178 | STP6X47MRDF2 | Copper Patch Cord, Cat6A, Red S/FTP Cabl | Copper Patch Cord, Cat6A, Red S/FTP Cable, 47 Meters, Crossover Special Wiring | PC | 1 | 5 | 1 | 1 | 220.66
07498308241 | STP6X47MYL | Copper Patch Cord, Cat 6A, Yellow S/FTP | Copper Patch Cord, Cat 6A, Yellow S/FTP Cable, 47 Meters | PC | 1 | 5 | 1 | 1 | 220.66
07498315400 | STP6X47MYLF2 | Copper Patch Cord, Cat6A, Yellow S/FTP C | Copper Patch Cord, Cat6A, Yellow S/FTP Cable, 47 Meters, Crossover Special Wiring | PC | 1 | 5 | 1 | 1 | 220.66
07498344941 | STP6X47OR | CU Patch Crd,Cat 6A,S/FTP,47ft,OR | Category 6A, 10 Gb/s S/FTP patch cord with TX6A™ 10Gig™ Modular Plugs on each end. | PC | 1 | 10 | 1 | 1 | 81.98
07498344942 | STP6X47RD | CU Patch Crd,Cat 6A,S/FTP,47ft,RD | Category 6A, 10 Gb/s S/FTP patch cord with TX6A™ 10Gig™ Modular Plugs on each end. | PC | 1 | 10 | 1 | 1 | 81.98
07498344943 | STP6X47VL | CU Patch Crd,Cat 6A,S/FTP,47ft,VL | Category 6A, 10 Gb/s S/FTP patch cord with TX6A™ 10Gig™ Modular Plugs on each end. | PC | 1 | 10 | 1 | 1 | 81.98
07498344944 | STP6X47YL | CU Patch Crd,Cat 6A,S/FTP,47ft,YL | Category 6A, 10 Gb/s S/FTP patch cord with TX6A™ 10Gig™ Modular Plugs on each end. | PC | 1 | 10 | 1 | 1 | 81.98
07498344946 | STP6X48BL | CU Patch Crd,Cat 6A,S/FTP,48ft,BL | Category 6A, 10 Gb/s S/FTP patch cord with TX6A™ 10Gig™ Modular Plugs on each end. | PC | 1 | 10 | 1 | 1 | 83.26
07498344948 | STP6X48BU | CU Patch Crd,Cat 6A,S/FTP,48ft,BU | Category 6A, 10 Gb/s S/FTP patch cord with TX6A™ 10Gig™ Modular Plugs on each end. | PC | 1 | 10 | 1 | 1 | 83.26
07498344949 | STP6X48GR | CU Patch Crd,Cat 6A,S/FTP,48ft,GR | Category 6A, 10 Gb/s S/FTP patch cord with TX6A™ 10Gig™ Modular Plugs on each end. | PC | 1 | 10 | 1 | 1 | 83.26
07498344945 | STP6X48IG | CU Patch Crd,Cat 6A,S/FTP,48ft,IG | Category 6A, 10 Gb/s S/FTP patch cord with TX6A™ 10Gig™ Modular Plugs on each end. | PC | 1 | 10 | 1 | 1 | 83.26
07498306187 | STP6X48MBU | Copper Patch Cord, Cat 6A, Blue S/FTP Ca | Copper Patch Cord, Cat 6A, Blue S/FTP Cable, 48 Meters | PC | 1 | 5 | 1 | 1 | 224.92
07498315713 | STP6X48MBUF2 | Copper Patch Cord, Cat6A, Blue S/FTP Cab | Copper Patch Cord, Cat6A, Blue S/FTP Cable, 48 Meters, Crossover Special Wiring | PC | 1 | 5 | 1 | 1 | 224.92
07498308100 | STP6X48MGR | Copper Patch Cord, Cat 6A, Green S/FTP C | Copper Patch Cord, Cat 6A, Green S/FTP Cable, 48 Meters | PC | 1 | 5 | 1 | 1 | 224.92
07498315912 | STP6X48MGRF2 | Copper Patch Cord, Cat6A, Green S/FTP Ca | Copper Patch Cord, Cat6A, Green S/FTP Cable, 48 Meters, Crossover Special Wiring | PC | 1 | 5 | 1 | 1 | 224.92
07498308467 | STP6X48MRD | Copper Patch Cord, Cat 6A, Red S/FTP Cab | Copper Patch Cord, Cat 6A, Red S/FTP Cable, 48 Meters | PC | 1 | 5 | 1 | 1 | 224.92
07498315740 | STP6X48MRDF2 | Copper Patch Cord, Cat6A, Red S/FTP Cabl | Copper Patch Cord, Cat6A, Red S/FTP Cable, 48 Meters, Crossover Special Wiring | PC | 1 | 5 | 1 | 1 | 224.92
07498308449 | STP6X48MYL | Copper Patch Cord, Cat 6A, Yellow S/FTP | Copper Patch Cord, Cat 6A, Yellow S/FTP Cable, 48 Meters | PC | 1 | 5 | 1 | 1 | 224.92
07498316712 | STP6X48MYLF2 | Copper Patch Cord, Cat6A, Yellow S/FTP C | Copper Patch Cord, Cat6A, Yellow S/FTP Cable, 48 Meters, Crossover Special Wiring | PC | 1 | 5 | 1 | 1 | 224.92
07498344950 | STP6X48OR | CU Patch Crd,Cat 6A,S/FTP,48ft,OR | Category 6A, 10 Gb/s S/FTP patch cord with TX6A™ 10Gig™ Modular Plugs on each end. | PC | 1 | 10 | 1 | 1 | 83.26
07498344951 | STP6X48RD | CU Patch Crd,Cat 6A,S/FTP,48ft,RD | Category 6A, 10 Gb/s S/FTP patch cord with TX6A™ 10Gig™ Modular Plugs on each end. | PC | 1 | 10 | 1 | 1 | 83.26
07498344952 | STP6X48VL | CU Patch Crd,Cat 6A,S/FTP,48ft,VL | Category 6A, 10 Gb/s S/FTP patch cord with TX6A™ 10Gig™ Modular Plugs on each end. | PC | 1 | 10 | 1 | 1 | 83.26
07498344953 | STP6X48YL | CU Patch Crd,Cat 6A,S/FTP,48ft,YL | Category 6A, 10 Gb/s S/FTP patch cord with TX6A™ 10Gig™ Modular Plugs on each end. | PC | 1 | 10 | 1 | 1 | 83.26
07498344958 | STP6X49BL | CU Patch Crd,Cat 6A,S/FTP,49ft,BL | Category 6A, 10 Gb/s S/FTP patch cord with TX6A™ 10Gig™ Modular Plugs on each end. | PC | 1 | 10 | 1 | 1 | 84.56
07498344959 | STP6X49BU | CU Patch Crd,Cat 6A,S/FTP,49ft,BU | Category 6A, 10 Gb/s S/FTP patch cord with TX6A™ 10Gig™ Modular Plugs on each end. | PC | 1 | 10 | 1 | 1 | 84.56
07498344960 | STP6X49GR | CU Patch Crd,Cat 6A,S/FTP,49ft,GR | Category 6A, 10 Gb/s S/FTP patch cord with TX6A™ 10Gig™ Modular Plugs on each end. | PC | 1 | 10 | 1 | 1 | 84.56
07498344954 | STP6X49IG | CU Patch Crd,Cat 6A,S/FTP,49ft,IG | Category 6A, 10 Gb/s S/FTP patch cord with TX6A™ 10Gig™ Modular Plugs on each end. | PC | 1 | 10 | 1 | 1 | 84.56
07498306196 | STP6X49MBU | Copper Patch Cord, Cat 6A, Blue S/FTP Ca | Copper Patch Cord, Cat 6A, Blue S/FTP Cable, 49 Meters | PC | 1 | 5 | 1 | 1 | 229.16
07498316715 | STP6X49MBUF2 | Copper Patch Cord, Cat6A, Blue S/FTP Cab | Copper Patch Cord, Cat6A, Blue S/FTP Cable, 49 Meters, Crossover Special Wiring | PC | 1 | 5 | 1 | 1 | 229.16
07498308110 | STP6X49MGR | Copper Patch Cord, Cat 6A, Green S/FTP C | Copper Patch Cord, Cat 6A, Green S/FTP Cable, 49 Meters | PC | 1 | 5 | 1 | 1 | 229.16
07498316716 | STP6X49MGRF2 | Copper Patch Cord, Cat6A, Green S/FTP Ca | Copper Patch Cord, Cat6A, Green S/FTP Cable, 49 Meters, Crossover Special Wiring | PC | 1 | 5 | 1 | 1 | 229.16
07498308468 | STP6X49MRD | Copper Patch Cord, Cat 6A, Red S/FTP Cab | Copper Patch Cord, Cat 6A, Red S/FTP Cable, 49 Meters | PC | 1 | 5 | 1 | 1 | 229.16
07498316719 | STP6X49MRDF2 | Copper Patch Cord, Cat6A, Red S/FTP Cabl | Copper Patch Cord, Cat6A, Red S/FTP Cable, 49 Meters, Crossover Special Wiring | PC | 1 | 5 | 1 | 1 | 229.16
07498308452 | STP6X49MYL | Copper Patch Cord, Cat 6A, Yellow S/FTP | Copper Patch Cord, Cat 6A, Yellow S/FTP Cable, 49 Meters | PC | 1 | 5 | 1 | 1 | 229.16
07498316718 | STP6X49MYLF2 | Copper Patch Cord, Cat6A, Yellow S/FTP C | Copper Patch Cord, Cat6A, Yellow S/FTP Cable, 49 Meters, Crossover Special Wiring | PC | 1 | 5 | 1 | 1 | 229.16
07498344979 | STP6X49OR | CU Patch Crd,Cat 6A,S/FTP,49ft,OR | Category 6A, 10 Gb/s S/FTP patch cord with TX6A™ 10Gig™ Modular Plugs on each end. | PC | 1 | 10 | 1 | 1 | 84.56
07498344984 | STP6X49RD | CU Patch Crd,Cat 6A,S/FTP,49ft,RD | Category 6A, 10 Gb/s S/FTP patch cord with TX6A™ 10Gig™ Modular Plugs on each end. | PC | 1 | 10 | 1 | 1 | 84.56
07498344996 | STP6X49VL | CU Patch Crd,Cat 6A,S/FTP,49ft,VL | Category 6A, 10 Gb/s S/FTP patch cord with TX6A™ 10Gig™ Modular Plugs on each end. | PC | 1 | 10 | 1 | 1 | 84.56
07498344997 | STP6X49YL | CU Patch Crd,Cat 6A,S/FTP,49ft,YL | Category 6A, 10 Gb/s S/FTP patch cord with TX6A™ 10Gig™ Modular Plugs on each end. | PC | 1 | 10 | 1 | 1 | 84.56
07498301153 | STP6X4BL | CU Patch Crd,Cat 6A,S/FTP,4ft,BL | Category 6A, 10 Gb/s S/FTP patch cord with TX6A™ 10Gig™ Modular Plugs on each end. Black, 4 ft. | PC | 1 | 10 | 1 | 1 | 26.34
07498352176 | STP6X4BL-Q | CU Patch Crd,Cat 6A,S/FTP,4ft,BL,25Pk | Copper Patch Cord, Cat 6A, Black S/FTP Cable, 4Ft - PACK 25 | PC | 1 | 25 | 25 | 1 | 26.34
07498301179 | STP6X4BU | CU Patch Crd,Cat 6A,S/FTP,4ft,BU | Category 6A, 10 Gb/s S/FTP patch cord with TX6A™ 10Gig™ Modular Plugs on each end. Blue, 4 ft. | PC | 1 | 10 | 1 | 1 | 26.34
07498352178 | STP6X4BU-Q | CU Patch Crd,Cat 6A,S/FTP,4ft,BU,25Pk | Copper Patch Cord, Cat 6A, Blue S/FTP Cable, 4Ft - PACK 25 | PC | 1 | 25 | 25 | 1 | 26.34
07498301257 | STP6X4GR | CU Patch Crd,Cat 6A,S/FTP,4ft,GR | Category 6A, 10 Gb/s S/FTP patch cord with TX6A™ 10Gig™ Modular Plugs on each end. Green, 4 ft. | PC | 1 | 10 | 1 | 1 | 26.34
07498352179 | STP6X4GR-Q | CU Patch Crd,Cat 6A,S/FTP,4ft,GR,25Pk | Copper Patch Cord, Cat 6A, Green S/FTP Cable, 4Ft - PACK 25 | PC | 1 | 25 | 25 | 1 | 26.34
07498301127 | STP6X4IG | CU Patch Crd,Cat 6A,S/FTP,4ft,IG | Category 6A, 10 Gb/s S/FTP patch cord with TX6A™ 10Gig™ Modular Plugs on each end. International Gray, 4 ft. | PC | 1 | 10 | 1 | 1 | 26.34
07498352184 | STP6X4IG-Q | CU Patch Crd,Cat 6A,S/FTP,4ft,IG,25Pk | Copper Patch Cord, Cat 6A, Intl Gray S/FTP Cable, 4Ft - PACK 25 | PC | 1 | 25 | 25 | 1 | 26.34
07498370816 | STP6X4MBL | CU Patch Crd,Cat 6A,S/FTP,4m,BL | Copper patch cord, category 6A, black S/FTP cable, 4 meters. | PC | 1 | 10 | 1 | 1 | 37.08
07498371114 | STP6X4MBU | CU Patch Crd,Cat 6A,S/FTP,4m,BU | Copper patch cord, category 6A, blue S/FTP cable, 4 meters. | PC | 1 | 10 | 1 | 1 | 37.08
07498308566 | STP6X4MBUF2 | Copper Patch Cord, Cat6A, Blue S/FTP Cab | Copper Patch Cord, Cat6A, Blue S/FTP Cable, 4 Meters, Crossover Special Wiring | PC | 1 | 10 | 1 | 1 | 37.08
07498370993 | STP6X4MGR | CU Patch Crd,Cat 6A,S/FTP,4m,GR | Copper patch cord, category 6A, green S/FTP cable, 4 meters. | PC | 1 | 10 | 1 | 1 | 37.08
07498308582 | STP6X4MGRF2 | Copper Patch Cord, Cat6A, Green S/FTP Ca | Copper Patch Cord, Cat6A, Green S/FTP Cable, 4 Meters, Crossover Special Wiring | PC | 1 | 10 | 1 | 1 | 37.08
07498370716 | STP6X4MIG | CU Patch Crd,Cat 6A,S/FTP,4m,IG | Copper patch cord, category 6A, international gray S/FTP cable, 4 meters. | PC | 1 | 10 | 1 | 1 | 37.08
07498371726 | STP6X4MOR | CU Patch Crd,Cat 6A,S/FTP,4m,OR | Copper patch cord, category 6A, orange S/FTP cable, 4 meters. | PC | 1 | 10 | 1 | 1 | 37.08
07498371143 | STP6X4MRD | CU Patch Crd,Cat 6A,S/FTP,4m,RD | Copper patch cord, category 6A, red S/FTP cable, 4 meters. | PC | 1 | 10 | 1 | 1 | 37.08
07498308567 | STP6X4MRDF2 | Copper Patch Cord, Cat6A, Red S/FTP Cabl | Copper Patch Cord, Cat6A, Red S/FTP Cable, 4 Meters, Crossover Special Wiring | PC | 1 | 10 | 1 | 1 | 37.08
07498371707 | STP6X4MVL | CU Patch Crd,Cat 6A,S/FTP,4m,VL | Copper patch cord, category 6A, violet S/FTP cable, 4 meters. | PC | 1 | 10 | 1 | 1 | 37.08
07498371174 | STP6X4MYL | CU Patch Crd,Cat 6A,S/FTP,4m,YL | Copper patch cord, category 6A, yellow S/FTP cable, 4 meters. | PC | 1 | 10 | 1 | 1 | 37.08
07498308583 | STP6X4MYLF2 | Copper Patch Cord, Cat6A, Yellow S/FTP C | Copper Patch Cord, Cat6A, Yellow S/FTP Cable, 4 Meters, Crossover Special Wiring | PC | 1 | 10 | 1 | 1 | 37.08
07498301284 | STP6X4OR | CU Patch Crd,Cat 6A,S/FTP,4ft,OR | Category 6A, 10 Gb/s S/FTP patch cord with TX6A™ 10Gig™ Modular Plugs on each end. Orange, 4 ft. | PC | 1 | 10 | 1 | 1 | 26.34
07498352180 | STP6X4OR-Q | CU Patch Crd,Cat 6A,S/FTP,4ft,OR,25Pk | Copper Patch Cord, Cat 6A, Orange S/FTP Cable, 4Ft - PACK 25 | PC | 1 | 25 | 25 | 1 | 26.34
07498301205 | STP6X4RD | CU Patch Crd,Cat 6A,S/FTP,4ft,RD | Category 6A, 10 Gb/s S/FTP patch cord with TX6A™ 10Gig™ Modular Plugs on each end. Red, 4 ft. | PC | 1 | 10 | 1 | 1 | 26.34
07498352181 | STP6X4RD-Q | CU Patch Crd,Cat 6A,S/FTP,4ft,RD,25Pk | Copper Patch Cord, Cat 6A, Red S/FTP Cable, 4Ft - PACK 25 | PC | 1 | 25 | 25 | 1 | 26.34
07498301310 | STP6X4VL | CU Patch Crd,Cat 6A,S/FTP,4ft,VL | Category 6A, 10 Gb/s S/FTP patch cord with TX6A™ 10Gig™ Modular Plugs on each end. Violet, 4 ft. | PC | 1 | 10 | 1 | 1 | 26.34
07498352183 | STP6X4VL-Q | CU Patch Crd,Cat 6A,S/FTP,4ft,VL,25Pk | Copper Patch Cord, Cat 6A, Violet S/FTP Cable, 4Ft - PACK 25 | PC | 1 | 25 | 25 | 1 | 26.34
07498301231 | STP6X4YL | CU Patch Crd,Cat 6A,S/FTP,4ft,YL | Category 6A, 10 Gb/s S/FTP patch cord with TX6A™ 10Gig™ Modular Plugs on each end. Yellow, 4 ft. | PC | 1 | 10 | 1 | 1 | 26.34
07498352182 | STP6X4YL-Q | CU Patch Crd,Cat 6A,S/FTP,4ft,YL,25Pk | Copper Patch Cord, Cat 6A, Yellow S/FTP Cable, 4Ft - PACK 25 | PC | 1 | 25 | 25 | 1 | 26.34
07498347371 | STP6X5.5MBL | Copper Patch Cord, Cat 6A, Black S/FTP C | Category 6A, 10 Gb/s S/FTP patch cord with TX6A™ 10Gig™ Modular Plugs on each end. | PC | 1 | 10 | 1 | 1 | 43.48
07498347372 | STP6X5.5MBU | Copper Patch Cord, Cat 6A, Blue S/FTP Ca | Category 6A, 10 Gb/s S/FTP patch cord with TX6A™ 10Gig™ Modular Plugs on each end. | PC | 1 | 10 | 1 | 1 | 43.48
07498347373 | STP6X5.5MGR | Copper Patch Cord, Cat 6A, Green S/FTP C | Category 6A, 10 Gb/s S/FTP patch cord with TX6A™ 10Gig™ Modular Plugs on each end. | PC | 1 | 10 | 1 | 1 | 43.48
07498347363 | STP6X5.5MIG | Copper Patch Cord, Cat 6A, Intl Gray S/F | Category 6A, 10 Gb/s S/FTP patch cord with TX6A™ 10Gig™ Modular Plugs on each end. | PC | 1 | 10 | 1 | 1 | 43.48
07498347374 | STP6X5.5MOR | Copper Patch Cord, Cat 6A, Orange S/FTP | Category 6A, 10 Gb/s S/FTP patch cord with TX6A™ 10Gig™ Modular Plugs on each end. | PC | 1 | 10 | 1 | 1 | 43.48
07498347375 | STP6X5.5MRD | Copper Patch Cord, Cat 6A, Red S/FTP Cab | Category 6A, 10 Gb/s S/FTP patch cord with TX6A™ 10Gig™ Modular Plugs on each end. | PC | 1 | 10 | 1 | 1 | 43.48
07498347376 | STP6X5.5MVL | Copper Patch Cord, Cat 6A, Violet S/FTP | Category 6A, 10 Gb/s S/FTP patch cord with TX6A™ 10Gig™ Modular Plugs on each end. | PC | 1 | 10 | 1 | 1 | 43.48
07498347377 | STP6X5.5MYL | Copper Patch Cord, Cat 6A, Yellow S/FTP | Category 6A, 10 Gb/s S/FTP patch cord with TX6A™ 10Gig™ Modular Plugs on each end. | PC | 1 | 10 | 1 | 1 | 43.48
07498301175 | STP6X50BL | CU Patch Crd,Cat 6A,S/FTP,50ft,BL | Category 6A, 10 Gb/s S/FTP patch cord with TX6A™ 10Gig™ Modular Plugs on each end. | PC | 1 | 10 | 1 | 1 | 85.86
07498301201 | STP6X50BU | CU Patch Crd,Cat 6A,S/FTP,50ft,BU | Category 6A, 10 Gb/s S/FTP patch cord with TX6A™ 10Gig™ Modular Plugs on each end. | PC | 1 | 10 | 1 | 1 | 85.86
07498301279 | STP6X50GR | CU Patch Crd,Cat 6A,S/FTP,50ft,GR | Category 6A, 10 Gb/s S/FTP patch cord with TX6A™ 10Gig™ Modular Plugs on each end. | PC | 1 | 10 | 1 | 1 | 85.86
07498301149 | STP6X50IG | CU Patch Crd,Cat 6A,S/FTP,50ft,IG | Category 6A, 10 Gb/s S/FTP patch cord with TX6A™ 10Gig™ Modular Plugs on each end. | PC | 1 | 10 | 1 | 1 | 85.86
07498347339 | STP6X50MBL | Copper Patch Cord, Cat 6A, Black S/FTP C | Category 6A, 10 Gb/s S/FTP patch cord with TX6A™ 10Gig™ Modular Plugs on each end. | PC | 1 | 5 | 1 | 1 | 233.42
07498347340 | STP6X50MBU | Copper Patch Cord, Cat 6A, Blue S/FTP Ca | Category 6A, 10 Gb/s S/FTP patch cord with TX6A™ 10Gig™ Modular Plugs on each end. | PC | 1 | 5 | 1 | 1 | 233.42
07498306114 | STP6X50MBUF2 | Copper Patch Cord, Cat 6A, Blue S/FTP Ca | Copper patch cord, category 6A, blue S/FTP cable, 50 meters, crossover special wiring. | PC | 1 | 5 | 1 | 1 | 233.42
07498347341 | STP6X50MGR | Copper Patch Cord, Cat 6A, Green S/FTP C | Category 6A, 10 Gb/s S/FTP patch cord with TX6A™ 10Gig™ Modular Plugs on each end. | PC | 1 | 5 | 1 | 1 | 233.42
07498316721 | STP6X50MGRF2 | Copper Patch Cord, Cat6A, Green S/FTP Ca | Copper Patch Cord, Cat6A, Green S/FTP Cable, 50 Meters, Crossover Special Wiring | PC | 1 | 5 | 1 | 1 | 233.42
07498347333 | STP6X50MIG | CuPatchCordCat6A,S/FTP,IG,50M,RL | Category 6A, 10 Gb/s S/FTP patch cord with TX6A™ 10Gig™ Modular Plugs on each end, 50 meters. | PC | 1 | 5 | 1 | 1 | 233.42
07498347342 | STP6X50MOR | Copper Patch Cord, Cat 6A, Orange S/FTP | Category 6A, 10 Gb/s S/FTP patch cord with TX6A™ 10Gig™ Modular Plugs on each end. | PC | 1 | 5 | 1 | 1 | 233.42
07498347343 | STP6X50MRD | Copper Patch Cord, Cat 6A, Red S/FTP Cab | Category 6A, 10 Gb/s S/FTP patch cord with TX6A™ 10Gig™ Modular Plugs on each end. | PC | 1 | 5 | 1 | 1 | 233.42
07498316720 | STP6X50MRDF2 | Copper Patch Cord, Cat6A, Red S/FTP Cabl | Copper Patch Cord, Cat6A, Red S/FTP Cable, 50 Meters, Crossover Special Wiring | PC | 1 | 5 | 1 | 1 | 233.42
07498347344 | STP6X50MVL | Copper Patch Cord, Cat 6A, Violet S/FTP | Category 6A, 10 Gb/s S/FTP patch cord with TX6A™ 10Gig™ Modular Plugs on each end. | PC | 1 | 5 | 1 | 1 | 233.42
07498347345 | STP6X50MYL | Copper Patch Cord, Cat 6A, Yellow S/FTP | Category 6A, 10 Gb/s S/FTP patch cord with TX6A™ 10Gig™ Modular Plugs on each end. | PC | 1 | 5 | 1 | 1 | 233.42
07498316722 | STP6X50MYLF2 | Copper Patch Cord, Cat6A, Yellow S/FTP C | Copper Patch Cord, Cat6A, Yellow S/FTP Cable, 50 Meters, Crossover Special Wiring | PC | 1 | 5 | 1 | 1 | 233.42
07498301306 | STP6X50OR | CU Patch Crd,Cat 6A,S/FTP,50ft,OR | Category 6A, 10 Gb/s S/FTP patch cord with TX6A™ 10Gig™ Modular Plugs on each end. | PC | 1 | 10 | 1 | 1 | 85.86
07498301227 | STP6X50RD | CU Patch Crd,Cat 6A,S/FTP,50ft,RD | Category 6A, 10 Gb/s S/FTP patch cord with TX6A™ 10Gig™ Modular Plugs on each end. | PC | 1 | 10 | 1 | 1 | 85.86
07498301332 | STP6X50VL | CU Patch Crd,Cat 6A,S/FTP,50ft,VL | Category 6A, 10 Gb/s S/FTP patch cord with TX6A™ 10Gig™ Modular Plugs on each end. | PC | 1 | 10 | 1 | 1 | 85.86
07498301253 | STP6X50YL | CU Patch Crd,Cat 6A,S/FTP,50ft,YL | Category 6A, 10 Gb/s S/FTP patch cord with TX6A™ 10Gig™ Modular Plugs on each end. | PC | 1 | 10 | 1 | 1 | 85.86
07498344999 | STP6X55BL | CU Patch Crd,Cat 6A,S/FTP,55ft,BL | Category 6A, 10 Gb/s S/FTP patch cord with TX6A™ 10Gig™ Modular Plugs on each end. | PC | 1 | 10 | 1 | 1 | 92.32
07498345000 | STP6X55BU | CU Patch Crd,Cat 6A,S/FTP,55ft,BU | Category 6A, 10 Gb/s S/FTP patch cord with TX6A™ 10Gig™ Modular Plugs on each end. | PC | 1 | 10 | 1 | 1 | 92.32
07498345001 | STP6X55GR | CU Patch Crd,Cat 6A,S/FTP,55ft,GR | Category 6A, 10 Gb/s S/FTP patch cord with TX6A™ 10Gig™ Modular Plugs on each end. | PC | 1 | 10 | 1 | 1 | 92.32
07498344998 | STP6X55IG | CU Patch Crd,Cat 6A,S/FTP,55ft,IG | Category 6A, 10 Gb/s S/FTP patch cord with TX6A™ 10Gig™ Modular Plugs on each end. | PC | 1 | 10 | 1 | 1 | 92.32
07498347346 | STP6X55MBL | Copper Patch Cord, Cat 6A, Black S/FTP C | Category 6A, 10 Gb/s S/FTP patch cord with TX6A™ 10Gig™ Modular Plugs on each end. | PC | 1 | 5 | 1 | 1 | 254.66
07498347349 | STP6X55MBU | Copper Patch Cord, Cat 6A, Blue S/FTP Ca | Category 6A, 10 Gb/s S/FTP patch cord with TX6A™ 10Gig™ Modular Plugs on each end. | PC | 1 | 5 | 1 | 1 | 254.66
07498347350 | STP6X55MGR | Copper Patch Cord, Cat 6A, Green S/FTP C | Category 6A, 10 Gb/s S/FTP patch cord with TX6A™ 10Gig™ Modular Plugs on each end. | PC | 1 | 5 | 1 | 1 | 254.66
07498347347 | STP6X55MIG | Copper Patch Cord, Cat 6A, Intl Gray S/F | Category 6A, 10 Gb/s S/FTP patch cord with TX6A™ 10Gig™ Modular Plugs on each end. | PC | 1 | 5 | 1 | 1 | 254.66
07498347351 | STP6X55MOR | Copper Patch Cord, Cat 6A, Orange S/FTP | Category 6A, 10 Gb/s S/FTP patch cord with TX6A™ 10Gig™ Modular Plugs on each end. | PC | 1 | 5 | 1 | 1 | 254.66
07498347352 | STP6X55MRD | Copper Patch Cord, Cat 6A, Red S/FTP Cab | Category 6A, 10 Gb/s S/FTP patch cord with TX6A™ 10Gig™ Modular Plugs on each end. | PC | 1 | 5 | 1 | 1 | 254.66
07498347353 | STP6X55MVL | Copper Patch Cord, Cat 6A, Violet S/FTP | Category 6A, 10 Gb/s S/FTP patch cord with TX6A™ 10Gig™ Modular Plugs on each end. | PC | 1 | 5 | 1 | 1 | 254.66
07498347354 | STP6X55MYL | Copper Patch Cord, Cat 6A, Yellow S/FTP | Category 6A, 10 Gb/s S/FTP patch cord with TX6A™ 10Gig™ Modular Plugs on each end. | PC | 1 | 5 | 1 | 1 | 254.66
07498345002 | STP6X55OR | CU Patch Crd,Cat 6A,S/FTP,55ft,OR | Category 6A, 10 Gb/s S/FTP patch cord with TX6A™ 10Gig™ Modular Plugs on each end. | PC | 1 | 10 | 1 | 1 | 92.32
07498345003 | STP6X55RD | CU Patch Crd,Cat 6A,S/FTP,55ft,RD | Category 6A, 10 Gb/s S/FTP patch cord with TX6A™ 10Gig™ Modular Plugs on each end. | PC | 1 | 10 | 1 | 1 | 92.32
07498345004 | STP6X55VL | CU Patch Crd,Cat 6A,S/FTP,55ft,VL | Category 6A, 10 Gb/s S/FTP patch cord with TX6A™ 10Gig™ Modular Plugs on each end. | PC | 1 | 10 | 1 | 1 | 92.32
07498345007 | STP6X55YL | CU Patch Crd,Cat 6A,S/FTP,55ft,YL | Category 6A, 10 Gb/s S/FTP patch cord with TX6A™ 10Gig™ Modular Plugs on each end. | PC | 1 | 10 | 1 | 1 | 92.32
07498301154 | STP6X5BL | CU Patch Crd,Cat 6A,S/FTP,5ft,BL | Category 6A, 10 Gb/s S/FTP patch cord with TX6A™ 10Gig™ Modular Plugs on each end. Black, 5 ft. | PC | 1 | 10 | 1 | 1 | 27.62
07498352186 | STP6X5BL-Q | CU Patch Crd,Cat 6A,S/FTP,5ft,BL,25Pk | Copper Patch Cord, Cat 6A, Black S/FTP Cable, 5Ft - PACK 25 | PC | 1 | 25 | 25 | 1 | 27.62
07498301180 | STP6X5BU | CU Patch Crd,Cat 6A,S/FTP,5ft,BU | Category 6A, 10 Gb/s S/FTP patch cord with TX6A™ 10Gig™ Modular Plugs on each end. Blue, 5 ft. | PC | 1 | 10 | 1 | 1 | 27.62
07498352188 | STP6X5BU-Q | CU Patch Crd,Cat 6A,S/FTP,5ft,BU,25Pk | Copper Patch Cord, Cat 6A, Blue S/FTP Cable, 5Ft - PACK 25 | PC | 1 | 25 | 25 | 1 | 27.62
07498301258 | STP6X5GR | CU Patch Crd,Cat 6A,S/FTP,5ft,GR | Category 6A, 10 Gb/s S/FTP patch cord with TX6A™ 10Gig™ Modular Plugs on each end. Green, 5 ft. | PC | 1 | 10 | 1 | 1 | 27.62
07498352189 | STP6X5GR-Q | CU Patch Crd,Cat 6A,S/FTP,5ft,GR,25Pk | Copper Patch Cord, Cat 6A, Green S/FTP Cable, 5Ft - PACK 25 | PC | 1 | 25 | 25 | 1 | 27.62
07498301128 | STP6X5IG | CU Patch Crd,Cat 6A,S/FTP,5ft,IG | Category 6A, 10 Gb/s S/FTP patch cord with TX6A™ 10Gig™ Modular Plugs on each end. International Gray, 5 ft. | PC | 1 | 10 | 1 | 1 | 27.62
07498352196 | STP6X5IG-Q | CU Patch Crd,Cat 6A,S/FTP,5ft,IG,25Pk | Copper Patch Cord, Cat 6A, Intl Gray S/FTP Cable, 5Ft - PACK 25 | PC | 1 | 25 | 25 | 1 | 27.62
07498370817 | STP6X5MBL | CU Patch Crd,Cat 6A,S/FTP,5m,BL | The TX6A™ Cat 6A Shielded Patch Cord is constructed of 26 AWG, shielded, twisted pair, stranded, CM/LSZH cable with enhanced performance modular plugs. The patented tangle free latch prevents snags and provides easy release saving time on frequent moves, | PC | 1 | 10 | 1 | 1 | 41.3
07498371115 | STP6X5MBU | CU Patch Crd,Cat 6A,S/FTP,5m,BU | The TX6A™ Cat 6A Shielded Patch Cord is constructed of 26 AWG, shielded, twisted pair, stranded, CM/LSZH cable with enhanced performance modular plugs. The patented tangle free latch prevents snags and provides easy release saving time on frequent moves, | PC | 1 | 10 | 1 | 1 | 41.3
07498308593 | STP6X5MBUF2 | Copper Patch Cord, Cat6A, Blue S/FTP Cab | Copper Patch Cord, Cat6A, Blue S/FTP Cable, 5 Meters, Crossover Special Wiring | PC | 1 | 10 | 1 | 1 | 41.3
07498370995 | STP6X5MGR | CU Patch Crd,Cat 6A,S/FTP,5m,GR | The TX6A™ Cat 6A Shielded Patch Cord is constructed of 26 AWG, shielded, twisted pair, stranded, CM/LSZH cable with enhanced performance modular plugs. The patented tangle free latch prevents snags and provides easy release saving time on frequent moves, | PC | 1 | 10 | 1 | 1 | 41.3
07498308608 | STP6X5MGRF2 | Copper Patch Cord, Cat6A, Green S/FTP Ca | Copper Patch Cord, Cat6A, Green S/FTP Cable, 5 Meters, Crossover Special Wiring | PC | 1 | 10 | 1 | 1 | 41.3
07498370717 | STP6X5MIG | CU Patch Crd,Cat 6A,S/FTP,5m,IG | The TX6A™ Cat 6A Shielded Patch Cord is constructed of 26 AWG, shielded, twisted pair, stranded, CM/LSZH cable with enhanced performance modular plugs. The patented tangle free latch prevents snags and provides easy release saving time on frequent moves, | PC | 1 | 10 | 1 | 1 | 41.3
07498371727 | STP6X5MOR | CU Patch Crd,Cat 6A,S/FTP,5m,OR | Category 6A, 10 Gb/s S/FTP patch cord with TX6A™ 10Gig™ Modular Plugs on each end. Orange, 5 meters. | PC | 1 | 10 | 1 | 1 | 41.3
07498371144 | STP6X5MRD | CU Patch Crd,Cat 6A,S/FTP,5m,RD | The TX6A™ Cat 6A Shielded Patch Cord is constructed of 26 AWG, shielded, twisted pair, stranded, CM/LSZH cable with enhanced performance modular plugs. The patented tangle free latch prevents snags and provides easy release saving time on frequent moves, | PC | 1 | 10 | 1 | 1 | 41.3
07498308604 | STP6X5MRDF2 | Copper Patch Cord, Cat6A, Red S/FTP Cabl | Copper Patch Cord, Cat6A, Red S/FTP Cable, 5 Meters, Crossover Special Wiring | PC | 1 | 10 | 1 | 1 | 41.3
07498371708 | STP6X5MVL | CU Patch Crd,Cat 6A,S/FTP,5m,VL | Category 6A, 10 Gb/s S/FTP patch cord with TX6A™ 10Gig™ Modular Plugs on each end. Violet, 5 meters. | PC | 1 | 10 | 1 | 1 | 41.3
07498371175 | STP6X5MYL | CU Patch Crd,Cat 6A,S/FTP,5m,YL | The TX6A™ Cat 6A Shielded Patch Cord is constructed of 26 AWG, shielded, twisted pair, stranded, CM/LSZH cable with enhanced performance modular plugs. The patented tangle free latch prevents snags and provides easy release saving time on frequent moves, | PC | 1 | 10 | 1 | 1 | 41.3
07498308612 | STP6X5MYLF2 | Copper Patch Cord, Cat6A, Yellow S/FTP C | Copper Patch Cord, Cat6A, Yellow S/FTP Cable, 5 Meters, Crossover Special Wiring | PC | 1 | 10 | 1 | 1 | 41.3
07498301285 | STP6X5OR | CU Patch Crd,Cat 6A,S/FTP,5ft,OR | Category 6A, 10 Gb/s S/FTP patch cord with TX6A™ 10Gig™ Modular Plugs on each end. Orange, 5 ft. | PC | 1 | 10 | 1 | 1 | 27.62
07498352190 | STP6X5OR-Q | CU Patch Crd,Cat 6A,S/FTP,5ft,OR,25Pk | Copper Patch Cord, Cat 6A, Orange S/FTP Cable, 5Ft - PACK 25 | PC | 1 | 25 | 25 | 1 | 27.62
07498301206 | STP6X5RD | CU Patch Crd,Cat 6A,S/FTP,5ft,RD | Category 6A, 10 Gb/s S/FTP patch cord with TX6A™ 10Gig™ Modular Plugs on each end. Red, 5 ft. | PC | 1 | 10 | 1 | 1 | 27.62
07498352195 | STP6X5RD-Q | CU Patch Crd,Cat 6A,S/FTP,5ft,RD,25Pk | Copper Patch Cord, Cat 6A, Red S/FTP Cable, 5Ft - PACK 25 | PC | 1 | 25 | 25 | 1 | 27.62
07498301311 | STP6X5VL | CU Patch Crd,Cat 6A,S/FTP,5ft,VL | Category 6A, 10 Gb/s S/FTP patch cord with TX6A™ 10Gig™ Modular Plugs on each end. Violet, 5 ft. | PC | 1 | 10 | 1 | 1 | 27.62
07498352198 | STP6X5VL-Q | CU Patch Crd,Cat 6A,S/FTP,5ft,VL,25Pk | Copper Patch Cord, Cat 6A, Violet S/FTP Cable, 5Ft - PACK 25 | PC | 1 | 25 | 25 | 1 | 27.62
07498301232 | STP6X5YL | CU Patch Crd,Cat 6A,S/FTP,5ft,YL | Category 6A, 10 Gb/s S/FTP patch cord with TX6A™ 10Gig™ Modular Plugs on each end. Yellow, 5 ft. | PC | 1 | 10 | 1 | 1 | 27.62
07498352197 | STP6X5YL-Q | CU Patch Crd,Cat 6A,S/FTP,5ft,YL,25Pk | Copper Patch Cord, Cat 6A, Yellow S/FTP Cable, 5Ft - PACK 25 | PC | 1 | 25 | 25 | 1 | 27.62
07498346953 | STP6X6.5MBL | Copper Patch Cord, Cat 6A, Black S/FTP C | Category 6A, 10 Gb/s S/FTP patch cord with TX6A™ 10Gig™ Modular Plugs on each end. | PC | 1 | 10 | 1 | 1 | 47.68
07498346955 | STP6X6.5MBU | Copper Patch Cord, Cat 6A, Blue S/FTP Ca | Category 6A, 10 Gb/s S/FTP patch cord with TX6A™ 10Gig™ Modular Plugs on each end. | PC | 1 | 10 | 1 | 1 | 47.68
07498346958 | STP6X6.5MGR | Copper Patch Cord, Cat 6A, Green S/FTP C | Category 6A, 10 Gb/s S/FTP patch cord with TX6A™ 10Gig™ Modular Plugs on each end. | PC | 1 | 10 | 1 | 1 | 47.68
07498346933 | STP6X6.5MIG | Copper Patch Cord, Cat 6A, Intl Gray S/F | Category 6A, 10 Gb/s S/FTP patch cord with TX6A™ 10Gig™ Modular Plugs on each end. | PC | 1 | 10 | 1 | 1 | 47.68
07498346960 | STP6X6.5MOR | Copper Patch Cord, Cat 6A, Orange S/FTP | Category 6A, 10 Gb/s S/FTP patch cord with TX6A™ 10Gig™ Modular Plugs on each end. | PC | 1 | 10 | 1 | 1 | 47.68
07498346963 | STP6X6.5MRD | Copper Patch Cord, Cat 6A, Red S/FTP Cab | Category 6A, 10 Gb/s S/FTP patch cord with TX6A™ 10Gig™ Modular Plugs on each end. | PC | 1 | 10 | 1 | 1 | 47.68
07498346965 | STP6X6.5MVL | Copper Patch Cord, Cat 6A, Violet S/FTP | Category 6A, 10 Gb/s S/FTP patch cord with TX6A™ 10Gig™ Modular Plugs on each end. | PC | 1 | 10 | 1 | 1 | 47.68
07498346966 | STP6X6.5MYL | Copper Patch Cord, Cat 6A, Yellow S/FTP | Category 6A, 10 Gb/s S/FTP patch cord with TX6A™ 10Gig™ Modular Plugs on each end. | PC | 1 | 10 | 1 | 1 | 47.68
07498345011 | STP6X60BL | CU Patch Crd,Cat 6A,S/FTP,60ft,BL | Category 6A, 10 Gb/s S/FTP patch cord with TX6A™ 10Gig™ Modular Plugs on each end. | PC | 1 | 10 | 1 | 1 | 98.78
07498345012 | STP6X60BU | CU Patch Crd,Cat 6A,S/FTP,60ft,BU | Category 6A, 10 Gb/s S/FTP patch cord with TX6A™ 10Gig™ Modular Plugs on each end. | PC | 1 | 10 | 1 | 1 | 98.78
07498345013 | STP6X60GR | CU Patch Crd,Cat 6A,S/FTP,60ft,GR | Category 6A, 10 Gb/s S/FTP patch cord with TX6A™ 10Gig™ Modular Plugs on each end. | PC | 1 | 10 | 1 | 1 | 98.78
07498345010 | STP6X60IG | CU Patch Crd,Cat 6A,S/FTP,60ft,IG | Category 6A, 10 Gb/s S/FTP patch cord with TX6A™ 10Gig™ Modular Plugs on each end. | PC | 1 | 10 | 1 | 1 | 98.78
07498347355 | STP6X60MBL | Copper Patch Cord, Cat 6A, Black S/FTP C | Category 6A, 10 Gb/s S/FTP patch cord with TX6A™ 10Gig™ Modular Plugs on each end. | PC | 1 | 5 | 1 | 1 | 275.88
07498347356 | STP6X60MBU | Copper Patch Cord, Cat 6A, Blue S/FTP Ca | Category 6A, 10 Gb/s S/FTP patch cord with TX6A™ 10Gig™ Modular Plugs on each end. | PC | 1 | 5 | 1 | 1 | 275.88
07498347357 | STP6X60MGR | Copper Patch Cord, Cat 6A, Green S/FTP C | Category 6A, 10 Gb/s S/FTP patch cord with TX6A™ 10Gig™ Modular Plugs on each end. | PC | 1 | 5 | 1 | 1 | 275.88
07498347348 | STP6X60MIG | CuPC,Cat6A,IGS/FTPCbl,IG,60M,RL | Category 6A, 10 Gb/s S/FTP patch cord with TX6A™ 10Gig™ Modular Plugs on each end, 60 meters. | PC | 1 | 5 | 1 | 1 | 275.88
07498347358 | STP6X60MOR | Copper Patch Cord, Cat 6A, Orange S/FTP | Category 6A, 10 Gb/s S/FTP patch cord with TX6A™ 10Gig™ Modular Plugs on each end. | PC | 1 | 5 | 1 | 1 | 275.88
07498347359 | STP6X60MRD | Copper Patch Cord, Cat 6A, Red S/FTP Cab | Category 6A, 10 Gb/s S/FTP patch cord with TX6A™ 10Gig™ Modular Plugs on each end. | PC | 1 | 5 | 1 | 1 | 275.88
07498347360 | STP6X60MVL | Copper Patch Cord, Cat 6A, Violet S/FTP | Category 6A, 10 Gb/s S/FTP patch cord with TX6A™ 10Gig™ Modular Plugs on each end. | PC | 1 | 5 | 1 | 1 | 275.88
07498347361 | STP6X60MYL | Copper Patch Cord, Cat 6A, Yellow S/FTP | Category 6A, 10 Gb/s S/FTP patch cord with TX6A™ 10Gig™ Modular Plugs on each end. | PC | 1 | 5 | 1 | 1 | 275.88
07498345014 | STP6X60OR | CU Patch Crd,Cat 6A,S/FTP,60ft,OR | Category 6A, 10 Gb/s S/FTP patch cord with TX6A™ 10Gig™ Modular Plugs on each end. | PC | 1 | 10 | 1 | 1 | 98.78
07498345015 | STP6X60RD | CU Patch Crd,Cat 6A,S/FTP,60ft,RD | Category 6A, 10 Gb/s S/FTP patch cord with TX6A™ 10Gig™ Modular Plugs on each end. | PC | 1 | 10 | 1 | 1 | 98.78
07498345016 | STP6X60VL | CU Patch Crd,Cat 6A,S/FTP,60ft,VL | Category 6A, 10 Gb/s S/FTP patch cord with TX6A™ 10Gig™ Modular Plugs on each end. | PC | 1 | 10 | 1 | 1 | 98.78
07498345018 | STP6X60YL | CU Patch Crd,Cat 6A,S/FTP,60ft,YL | Category 6A, 10 Gb/s S/FTP patch cord with TX6A™ 10Gig™ Modular Plugs on each end. | PC | 1 | 10 | 1 | 1 | 98.78
07498345057 | STP6X65BL | CU Patch Crd,Cat 6A,S/FTP,65ft,BL | Category 6A, 10 Gb/s S/FTP patch cord with TX6A™ 10Gig™ Modular Plugs on each end. | PC | 1 | 10 | 1 | 1 | 105.26
07498345061 | STP6X65BU | CU Patch Crd,Cat 6A,S/FTP,65ft,BU | Category 6A, 10 Gb/s S/FTP patch cord with TX6A™ 10Gig™ Modular Plugs on each end. | PC | 1 | 10 | 1 | 1 | 105.26
07498345063 | STP6X65GR | CU Patch Crd,Cat 6A,S/FTP,65ft,GR | Category 6A, 10 Gb/s S/FTP patch cord with TX6A™ 10Gig™ Modular Plugs on each end. | PC | 1 | 10 | 1 | 1 | 105.26
07498345054 | STP6X65IG | CU Patch Crd,Cat 6A,S/FTP,65ft,IG | Category 6A, 10 Gb/s S/FTP patch cord with TX6A™ 10Gig™ Modular Plugs on each end. | PC | 1 | 10 | 1 | 1 | 105.26
07498345066 | STP6X65OR | CU Patch Crd,Cat 6A,S/FTP,65ft,OR | Category 6A, 10 Gb/s S/FTP patch cord with TX6A™ 10Gig™ Modular Plugs on each end. | PC | 1 | 10 | 1 | 1 | 105.26
07498345067 | STP6X65RD | CU Patch Crd,Cat 6A,S/FTP,65ft,RD | Category 6A, 10 Gb/s S/FTP patch cord with TX6A™ 10Gig™ Modular Plugs on each end. | PC | 1 | 10 | 1 | 1 | 105.26
07498345073 | STP6X65VL | CU Patch Crd,Cat 6A,S/FTP,65ft,VL | Category 6A, 10 Gb/s S/FTP patch cord with TX6A™ 10Gig™ Modular Plugs on each end. | PC | 1 | 10 | 1 | 1 | 105.26
07498345074 | STP6X65YL | CU Patch Crd,Cat 6A,S/FTP,65ft,YL | Category 6A, 10 Gb/s S/FTP patch cord with TX6A™ 10Gig™ Modular Plugs on each end. | PC | 1 | 10 | 1 | 1 | 105.26
07498301155 | STP6X6BL | CU Patch Crd,Cat 6A,S/FTP,6ft,BL | Category 6A, 10 Gb/s S/FTP patch cord with TX6A™ 10Gig™ Modular Plugs on each end. Black, 6 ft. | PC | 1 | 10 | 1 | 1 | 28.92
07498352199 | STP6X6BL-Q | CU Patch Crd,Cat 6A,S/FTP,6ft,BL,25Pk | Copper Patch Cord, Cat 6A, Black S/FTP Cable, 6Ft - PACK 25 | PC | 1 | 25 | 25 | 1 | 28.92
07498301181 | STP6X6BU | CU Patch Crd,Cat 6A,S/FTP,6ft,BU | Category 6A, 10 Gb/s S/FTP patch cord with TX6A™ 10Gig™ Modular Plugs on each end. Blue, 6 ft. | PC | 1 | 10 | 1 | 1 | 28.92
07498352367 | STP6X6BU-Q | CU Patch Crd,Cat 6A,S/FTP,6ft,BU,25Pk | Copper Patch Cord, Cat 6A, Blue S/FTP Cable, 6Ft - PACK 25 | PC | 1 | 25 | 25 | 1 | 28.92
07498301259 | STP6X6GR | CU Patch Crd,Cat 6A,S/FTP,6ft,GR | Category 6A, 10 Gb/s S/FTP patch cord with TX6A™ 10Gig™ Modular Plugs on each end. Green, 6 ft. | PC | 1 | 10 | 1 | 1 | 28.92
07498352498 | STP6X6GR-Q | CU Patch Crd,Cat 6A,S/FTP,6ft,GR,25Pk | Copper Patch Cord, Cat 6A, Green S/FTP Cable, 6Ft - PACK 25 | PC | 1 | 25 | 25 | 1 | 28.92
07498301129 | STP6X6IG | CU Patch Crd,Cat 6A,S/FTP,6ft,IG | Category 6A, 10 Gb/s S/FTP patch cord with TX6A™ 10Gig™ Modular Plugs on each end. International Gray, 6 ft. | PC | 1 | 10 | 1 | 1 | 28.92
07498352505 | STP6X6IG-Q | CU Patch Crd,Cat 6A,S/FTP,6ft,IG,25Pk | Copper Patch Cord, Cat 6A, Intl Gray S/FTP Cable, 6Ft - PACK 25 | PC | 1 | 25 | 25 | 1 | 28.92
07498370818 | STP6X6MBL | CU Patch Crd,Cat 6A,S/FTP,6m,BL | Category 6A, 10 Gb/s S/FTP patch cord with TX6A™ 10Gig™ Modular Plugs on each end. Black, 6 meters. | PC | 1 | 10 | 1 | 1 | 45.58
07498371116 | STP6X6MBU | CU Patch Crd,Cat 6A,S/FTP,6m,BU | Category 6A, 10 Gb/s S/FTP patch cord with TX6A™ 10Gig™ Modular Plugs on each end. Blue, 6 meters. | PC | 1 | 10 | 1 | 1 | 45.58
07498308613 | STP6X6MBUF2 | Copper Patch Cord, Cat6A, Blue S/FTP Cab | Copper Patch Cord, Cat6A, Blue S/FTP Cable, 6 Meters, Crossover Special Wiring | PC | 1 | 10 | 1 | 1 | 45.58
07498370996 | STP6X6MGR | CU Patch Crd,Cat 6A,S/FTP,6m,GR | Category 6A, 10 Gb/s S/FTP patch cord with TX6A™ 10Gig™ Modular Plugs on each end. Green, 6 meters. | PC | 1 | 10 | 1 | 1 | 45.58
07498308621 | STP6X6MGRF2 | Copper Patch Cord, Cat6A, Green S/FTP Ca | Copper Patch Cord, Cat6A, Green S/FTP Cable, 6 Meters, Crossover Special Wiring | PC | 1 | 10 | 1 | 1 | 45.58
07498370718 | STP6X6MIG | CU Patch Crd,Cat 6A,S/FTP,6m,IG | Category 6A, 10 Gb/s S/FTP patch cord with TX6A™ 10Gig™ Modular Plugs on each end. International Gray, 6 meters. | PC | 1 | 10 | 1 | 1 | 45.58
07498371728 | STP6X6MOR | CU Patch Crd,Cat 6A,S/FTP,6m,OR | Category 6A, 10 Gb/s S/FTP patch cord with TX6A™ 10Gig™ Modular Plugs on each end. Orange, 6 meters. | PC | 1 | 10 | 1 | 1 | 45.58
07498371145 | STP6X6MRD | CU Patch Crd,Cat 6A,S/FTP,6m,RD | Category 6A, 10 Gb/s S/FTP patch cord with TX6A™ 10Gig™ Modular Plugs on each end. Red, 6 meters. | PC | 1 | 10 | 1 | 1 | 45.58
07498308620 | STP6X6MRDF2 | Copper Patch Cord, Cat6A, Red S/FTP Cabl | Copper Patch Cord, Cat6A, Red S/FTP Cable, 6 Meters, Crossover Special Wiring | PC | 1 | 10 | 1 | 1 | 45.58
07498371709 | STP6X6MVL | CU Patch Crd,Cat 6A,S/FTP,6m,VL | Category 6A, 10 Gb/s S/FTP patch cord with TX6A™ 10Gig™ Modular Plugs on each end. Violet, 6 meters. | PC | 1 | 10 | 1 | 1 | 45.58
07498371176 | STP6X6MYL | CU Patch Crd,Cat 6A,S/FTP,6m,YL | Category 6A, 10 Gb/s S/FTP patch cord with TX6A™ 10Gig™ Modular Plugs on each end. Yellow, 6 meters. | PC | 1 | 10 | 1 | 1 | 45.58
07498308622 | STP6X6MYLF2 | Copper Patch Cord, Cat6A, Yellow S/FTP C | Copper Patch Cord, Cat6A, Yellow S/FTP Cable, 6 Meters, Crossover Special Wiring | PC | 1 | 10 | 1 | 1 | 45.58
07498301286 | STP6X6OR | CU Patch Crd,Cat 6A,S/FTP,6ft,OR | Category 6A, 10 Gb/s S/FTP patch cord with TX6A™ 10Gig™ Modular Plugs on each end. Orange, 6 ft. | PC | 1 | 10 | 1 | 1 | 28.92
07498352503 | STP6X6OR-Q | CU Patch Crd,Cat 6A,S/FTP,6ft,OR,25Pk | Copper Patch Cord, Cat 6A, Orange S/FTP Cable, 6Ft - PACK 25 | PC | 1 | 25 | 25 | 1 | 28.92
07498301207 | STP6X6RD | CU Patch Crd,Cat 6A,S/FTP,6ft,RD | Category 6A, 10 Gb/s S/FTP patch cord with TX6A™ 10Gig™ Modular Plugs on each end. Red, 6 ft. | PC | 1 | 10 | 1 | 1 | 28.92
07498352504 | STP6X6RD-Q | CU Patch Crd,Cat 6A,S/FTP,6ft,RD,25Pk | Copper Patch Cord, Cat 6A, Red S/FTP Cable, 6Ft - PACK 25 | PC | 1 | 25 | 25 | 1 | 28.92
07498301312 | STP6X6VL | CU Patch Crd,Cat 6A,S/FTP,6ft,VL | Category 6A, 10 Gb/s S/FTP patch cord with TX6A™ 10Gig™ Modular Plugs on each end. Violet, 6 ft. | PC | 1 | 10 | 1 | 1 | 28.92
07498352556 | STP6X6VL-Q | CU Patch Crd,Cat 6A,S/FTP,6ft,VL,25Pk | Copper Patch Cord, Cat 6A, Violet S/FTP Cable, 6Ft - PACK 25 | PC | 1 | 25 | 25 | 1 | 28.92
07498301233 | STP6X6YL | CU Patch Crd,Cat 6A,S/FTP,6ft,YL | Category 6A, 10 Gb/s S/FTP patch cord with TX6A™ 10Gig™ Modular Plugs on each end. Yellow, 6 ft. | PC | 1 | 10 | 1 | 1 | 28.92
07498352509 | STP6X6YL-Q | CU Patch Crd,Cat 6A,S/FTP,6ft,YL,25Pk | Copper Patch Cord, Cat 6A, Yellow S/FTP Cable, 6Ft - PACK 25 | PC | 1 | 25 | 25 | 1 | 28.92
07498346975 | STP6X7.5MBL | CuPC,Cat6A,BLS/FTPCbl,BL,7.5M,RL | Category 6A, 10 Gb/s S/FTP patch cord with TX6A™ 10Gig™ Modular Plugs on each end. | PC | 1 | 10 | 1 | 1 | 51.94
07498346976 | STP6X7.5MBU | CuPatchCordCat6A,S/FTP,BU,7.5M,RL | Category 6A, 10 Gb/s S/FTP patch cord with TX6A™ 10Gig™ Modular Plugs on each end. | PC | 1 | 10 | 1 | 1 | 51.94
07498346977 | STP6X7.5MGR | Copper Patch Cord, Cat 6A, Green S/FTP C | Category 6A, 10 Gb/s S/FTP patch cord with TX6A™ 10Gig™ Modular Plugs on each end. | PC | 1 | 10 | 1 | 1 | 51.94
07498346957 | STP6X7.5MIG | CuPC,Cat6A,IGS/FTPCbl,IG,7.5M,RL | Category 6A, 10 Gb/s S/FTP patch cord with TX6A™ 10Gig™ Modular Plugs on each end. | PC | 1 | 10 | 1 | 1 | 51.94
07498346978 | STP6X7.5MOR | Copper Patch Cord, Cat 6A, Orange S/FTP | Category 6A, 10 Gb/s S/FTP patch cord with TX6A™ 10Gig™ Modular Plugs on each end. | PC | 1 | 10 | 1 | 1 | 51.94
07498346979 | STP6X7.5MRD | Copper Patch Cord, Cat 6A, Red S/FTP Cab | Category 6A, 10 Gb/s S/FTP patch cord with TX6A™ 10Gig™ Modular Plugs on each end. | PC | 1 | 10 | 1 | 1 | 51.94
07498346980 | STP6X7.5MVL | CuPC,Cat6A,VLS/FTPCbl,VL,7.5M,RL | Category 6A, 10 Gb/s S/FTP patch cord with TX6A™ 10Gig™ Modular Plugs on each end. | PC | 1 | 10 | 1 | 1 | 51.94
07498346981 | STP6X7.5MYL | CuPC,Cat6A,YLS/FTPCbl,YL,7.5M,RL | Category 6A, 10 Gb/s S/FTP patch cord with TX6A™ 10Gig™ Modular Plugs on each end. | PC | 1 | 10 | 1 | 1 | 51.94
07498345188 | STP6X70BL | CU Patch Crd,Cat 6A,S/FTP,70ft,BL | Category 6A, 10 Gb/s S/FTP patch cord with TX6A™ 10Gig™ Modular Plugs on each end. | PC | 1 | 10 | 1 | 1 | 111.72
07498345189 | STP6X70BU | CU Patch Crd,Cat 6A,S/FTP,70ft,BU | Category 6A, 10 Gb/s S/FTP patch cord with TX6A™ 10Gig™ Modular Plugs on each end. | PC | 1 | 10 | 1 | 1 | 111.72
07498345190 | STP6X70GR | CU Patch Crd,Cat 6A,S/FTP,70ft,GR | Category 6A, 10 Gb/s S/FTP patch cord with TX6A™ 10Gig™ Modular Plugs on each end. | PC | 1 | 10 | 1 | 1 | 111.72
07498345111 | STP6X70IG | CU Patch Crd,Cat 6A,S/FTP,70ft,IG | Category 6A, 10 Gb/s S/FTP patch cord with TX6A™ 10Gig™ Modular Plugs on each end. | PC | 1 | 10 | 1 | 1 | 111.72
07498345191 | STP6X70OR | CU Patch Crd,Cat 6A,S/FTP,70ft,OR | Category 6A, 10 Gb/s S/FTP patch cord with TX6A™ 10Gig™ Modular Plugs on each end. | PC | 1 | 10 | 1 | 1 | 111.72
07498345192 | STP6X70RD | CU Patch Crd,Cat 6A,S/FTP,70ft,RD | Category 6A, 10 Gb/s S/FTP patch cord with TX6A™ 10Gig™ Modular Plugs on each end. | PC | 1 | 10 | 1 | 1 | 111.72
07498345193 | STP6X70VL | CU Patch Crd,Cat 6A,S/FTP,70ft,VL | Category 6A, 10 Gb/s S/FTP patch cord with TX6A™ 10Gig™ Modular Plugs on each end. | PC | 1 | 10 | 1 | 1 | 111.72
07498345194 | STP6X70YL | CU Patch Crd,Cat 6A,S/FTP,70ft,YL | Category 6A, 10 Gb/s S/FTP patch cord with TX6A™ 10Gig™ Modular Plugs on each end. | PC | 1 | 10 | 1 | 1 | 111.72
07498345233 | STP6X75BL | CU Patch Crd,Cat 6A,S/FTP,75ft,BL | Category 6A, 10 Gb/s S/FTP patch cord with TX6A™ 10Gig™ Modular Plugs on each end. | PC | 1 | 10 | 1 | 1 | 118.2
07498345244 | STP6X75BU | CU Patch Crd,Cat 6A,S/FTP,75ft,BU | Category 6A, 10 Gb/s S/FTP patch cord with TX6A™ 10Gig™ Modular Plugs on each end. | PC | 1 | 10 | 1 | 1 | 118.2
07498345292 | STP6X75GR | CU Patch Crd,Cat 6A,S/FTP,75ft,GR | Category 6A, 10 Gb/s S/FTP patch cord with TX6A™ 10Gig™ Modular Plugs on each end. | PC | 1 | 10 | 1 | 1 | 118.2
07498345232 | STP6X75IG | CU Patch Crd,Cat 6A,S/FTP,75ft,IG | Category 6A, 10 Gb/s S/FTP patch cord with TX6A™ 10Gig™ Modular Plugs on each end. | PC | 1 | 10 | 1 | 1 | 118.2
07498345294 | STP6X75OR | CU Patch Crd,Cat 6A,S/FTP,75ft,OR | Category 6A, 10 Gb/s S/FTP patch cord with TX6A™ 10Gig™ Modular Plugs on each end. | PC | 1 | 10 | 1 | 1 | 118.2
07498345304 | STP6X75RD | CU Patch Crd,Cat 6A,S/FTP,75ft,RD | Category 6A, 10 Gb/s S/FTP patch cord with TX6A™ 10Gig™ Modular Plugs on each end. | PC | 1 | 10 | 1 | 1 | 118.2
07498345344 | STP6X75VL | CU Patch Crd,Cat 6A,S/FTP,75ft,VL | Category 6A, 10 Gb/s S/FTP patch cord with TX6A™ 10Gig™ Modular Plugs on each end. | PC | 1 | 10 | 1 | 1 | 118.2
07498345355 | STP6X75YL | CU Patch Crd,Cat 6A,S/FTP,75ft,YL | Category 6A, 10 Gb/s S/FTP patch cord with TX6A™ 10Gig™ Modular Plugs on each end. | PC | 1 | 10 | 1 | 1 | 118.2
07498301156 | STP6X7BL | CU Patch Crd,Cat 6A,S/FTP,7ft,BL | Category 6A, 10 Gb/s S/FTP patch cord with TX6A™ 10Gig™ Modular Plugs on each end. Black, 7 ft. | PC | 1 | 10 | 1 | 1 | 30.22
07498352510 | STP6X7BL-Q | CU Patch Crd,Cat 6A,S/FTP,7ft,BL,25Pk | Copper Patch Cord, Cat 6A, Black S/FTP Cable, 7Ft - PACK 25 | PC | 1 | 25 | 25 | 1 | 30.22
07498301182 | STP6X7BU | CU Patch Crd,Cat 6A,S/FTP,7ft,BU | Category 6A, 10 Gb/s S/FTP patch cord with TX6A™ 10Gig™ Modular Plugs on each end. Blue, 7 ft. | PC | 1 | 10 | 1 | 1 | 30.22
07498352512 | STP6X7BU-Q | CU Patch Crd,Cat 6A,S/FTP,7ft,BU,25Pk | Copper Patch Cord, Cat 6A, Blue S/FTP Cable, 7Ft - PACK 25 | PC | 1 | 25 | 25 | 1 | 30.22
07498301260 | STP6X7GR | CU Patch Crd,Cat 6A,S/FTP,7ft,GR | Category 6A, 10 Gb/s S/FTP patch cord with TX6A™ 10Gig™ Modular Plugs on each end. Green, 7 ft. | PC | 1 | 10 | 1 | 1 | 30.22
07498352513 | STP6X7GR-Q | CU Patch Crd,Cat 6A,S/FTP,7ft,GR,25Pk | Copper Patch Cord, Cat 6A, Green S/FTP Cable, 7Ft - PACK 25 | PC | 1 | 25 | 25 | 1 | 30.22
07498301130 | STP6X7IG | CU Patch Crd,Cat 6A,S/FTP,7ft,IG | Category 6A, 10 Gb/s S/FTP patch cord with TX6A™ 10Gig™ Modular Plugs on each end. International Gray, 7 ft. | PC | 1 | 10 | 1 | 1 | 30.22
07498352548 | STP6X7IG-Q | CU Patch Crd,Cat 6A,S/FTP,7ft,IG,25Pk | Copper Patch Cord, Cat 6A, Intl Gray S/FTP Cable, 7Ft - PACK 25 | PC | 1 | 25 | 25 | 1 | 30.22
07498370819 | STP6X7MBL | CU Patch Crd,Cat 6A,S/FTP,7m,BL | The TX6A™ Cat 6A Shielded Patch Cord is constructed of 26 AWG, shielded, twisted pair, stranded, CM/LSZH cable with enhanced performance modular plugs. The patented tangle free latch prevents snags and provides easy release saving time on frequent moves, | PC | 1 | 10 | 1 | 1 | 49.84
07498371127 | STP6X7MBU | CU Patch Crd,Cat 6A,S/FTP,7m,BU | The TX6A™ Cat 6A Shielded Patch Cord is constructed of 26 AWG, shielded, twisted pair, stranded, CM/LSZH cable with enhanced performance modular plugs. The patented tangle free latch prevents snags and provides easy release saving time on frequent moves, | PC | 1 | 10 | 1 | 1 | 49.84
07498308623 | STP6X7MBUF2 | Copper Patch Cord, Cat6A, Blue S/FTP Cab | Copper Patch Cord, Cat6A, Blue S/FTP Cable, 7 Meters, Crossover Special Wiring | PC | 1 | 10 | 1 | 1 | 49.84
07498370997 | STP6X7MGR | CU Patch Crd,Cat 6A,S/FTP,7m,GR | The TX6A™ Cat 6A Shielded Patch Cord is constructed of 26 AWG, shielded, twisted pair, stranded, CM/LSZH cable with enhanced performance modular plugs. The patented tangle free latch prevents snags and provides easy release saving time on frequent moves, | PC | 1 | 10 | 1 | 1 | 49.84
07498308625 | STP6X7MGRF2 | Copper Patch Cord, Cat6A, Green S/FTP Ca | Copper Patch Cord, Cat6A, Green S/FTP Cable, 7 Meters, Crossover Special Wiring | PC | 1 | 10 | 1 | 1 | 49.84
07498370719 | STP6X7MIG | CuPC,Cat6A,IGS/FTPCbl,7MA,IG,EA | The TX6A™ Cat 6A Shielded Patch Cord is constructed of 26 AWG, shielded, twisted pair, stranded, CM/LSZH cable with enhanced performance modular plugs. The patented tangle free latch prevents snags and provides easy release saving time on frequent moves, | PC | 1 | 10 | 1 | 1 | 49.84
07498371729 | STP6X7MOR | CU Patch Crd,Cat 6A,S/FTP,7m,OR | Category 6A, 10 Gb/s S/FTP patch cord with TX6A™ 10Gig™ Modular Plugs on each end. Orange, 7 meters. | PC | 1 | 10 | 1 | 1 | 49.84
07498371146 | STP6X7MRD | CU Patch Crd,Cat 6A,S/FTP,7m,RD | The TX6A™ Cat 6A Shielded Patch Cord is constructed of 26 AWG, shielded, twisted pair, stranded, CM/LSZH cable with enhanced performance modular plugs. The patented tangle free latch prevents snags and provides easy release saving time on frequent moves, | PC | 1 | 10 | 1 | 1 | 49.84
07498308624 | STP6X7MRDF2 | Copper Patch Cord, Cat6A, Red S/FTP Cabl | Copper Patch Cord, Cat6A, Red S/FTP Cable, 7 Meters, Crossover Special Wiring | PC | 1 | 10 | 1 | 1 | 49.84
07498371710 | STP6X7MVL | CU Patch Crd,Cat 6A,S/FTP,7m,VL | Category 6A, 10 Gb/s S/FTP patch cord with TX6A™ 10Gig™ Modular Plugs on each end. Violet, 7 meters. | PC | 1 | 10 | 1 | 1 | 49.84
07498371177 | STP6X7MYL | CU Patch Crd,Cat 6A,S/FTP,7m,YL | The TX6A™ Cat 6A Shielded Patch Cord is constructed of 26 AWG, shielded, twisted pair, stranded, CM/LSZH cable with enhanced performance modular plugs. The patented tangle free latch prevents snags and provides easy release saving time on frequent moves, | PC | 1 | 10 | 1 | 1 | 49.84
07498308628 | STP6X7MYLF2 | Copper Patch Cord, Cat6A, Yellow S/FTP C | Copper Patch Cord, Cat6A, Yellow S/FTP Cable, 7 Meters, Crossover Special Wiring | PC | 1 | 10 | 1 | 1 | 49.84
07498301287 | STP6X7OR | CU Patch Crd,Cat 6A,S/FTP,7ft,OR | Category 6A, 10 Gb/s S/FTP patch cord with TX6A™ 10Gig™ Modular Plugs on each end. Orange, 7 ft. | PC | 1 | 10 | 1 | 1 | 30.22
07498352553 | STP6X7OR-Q | CU Patch Crd,Cat 6A,S/FTP,7ft,OR,25Pk | Copper Patch Cord, Cat 6A, Orange S/FTP Cable, 7Ft - PACK 25 | PC | 1 | 25 | 25 | 1 | 30.22
07498301208 | STP6X7RD | CU Patch Crd,Cat 6A,S/FTP,7ft,RD | Category 6A, 10 Gb/s S/FTP patch cord with TX6A™ 10Gig™ Modular Plugs on each end. Red, 7 ft. | PC | 1 | 10 | 1 | 1 | 30.22
07498352514 | STP6X7RD-Q | CU Patch Crd,Cat 6A,S/FTP,7ft,RD,25Pk | Copper Patch Cord, Cat 6A, Red S/FTP Cable, 7Ft - PACK 25 | PC | 1 | 25 | 25 | 1 | 30.22
07498301313 | STP6X7VL | CU Patch Crd,Cat 6A,S/FTP,7ft,VL | Category 6A, 10 Gb/s S/FTP patch cord with TX6A™ 10Gig™ Modular Plugs on each end. Violet, 7 ft. | PC | 1 | 10 | 1 | 1 | 30.22
07498352539 | STP6X7VL-Q | CU Patch Crd,Cat 6A,S/FTP,7ft,VL,25Pk | Copper Patch Cord, Cat 6A, Violet S/FTP Cable, 7Ft - PACK 25 | PC | 1 | 25 | 25 | 1 | 30.22
07498301234 | STP6X7YL | CU Patch Crd,Cat 6A,S/FTP,7ft,YL | Category 6A, 10 Gb/s S/FTP patch cord with TX6A™ 10Gig™ Modular Plugs on each end. Yellow, 7 ft. | PC | 1 | 10 | 1 | 1 | 30.22
07498352536 | STP6X7YL-Q | CU Patch Crd,Cat 6A,S/FTP,7ft,YL,25Pk | Copper Patch Cord, Cat 6A, Yellow S/FTP Cable, 7Ft - PACK 25 | PC | 1 | 25 | 25 | 1 | 30.22
07498347005 | STP6X8.5MBL | Copper Patch Cord, Cat 6A, Black S/FTP C | Category 6A, 10 Gb/s S/FTP patch cord with TX6A™ 10Gig™ Modular Plugs on each end. | PC | 1 | 10 | 1 | 1 | 56.2
07498347006 | STP6X8.5MBU | Copper Patch Cord, Cat 6A, Blue S/FTP Ca | Category 6A, 10 Gb/s S/FTP patch cord with TX6A™ 10Gig™ Modular Plugs on each end. | PC | 1 | 10 | 1 | 1 | 56.2
07498347007 | STP6X8.5MGR | Copper Patch Cord, Cat 6A, Green S/FTP C | Category 6A, 10 Gb/s S/FTP patch cord with TX6A™ 10Gig™ Modular Plugs on each end. | PC | 1 | 10 | 1 | 1 | 56.2
07498346989 | STP6X8.5MIG | Copper Patch Cord, Cat 6A, Intl Gray S/F | Category 6A, 10 Gb/s S/FTP patch cord with TX6A™ 10Gig™ Modular Plugs on each end. | PC | 1 | 10 | 1 | 1 | 56.2
07498347008 | STP6X8.5MOR | Copper Patch Cord, Cat 6A, Orange S/FTP | Category 6A, 10 Gb/s S/FTP patch cord with TX6A™ 10Gig™ Modular Plugs on each end. | PC | 1 | 10 | 1 | 1 | 56.2
07498347009 | STP6X8.5MRD | Copper Patch Cord, Cat 6A, Red S/FTP Cab | Category 6A, 10 Gb/s S/FTP patch cord with TX6A™ 10Gig™ Modular Plugs on each end. | PC | 1 | 10 | 1 | 1 | 56.2
07498347010 | STP6X8.5MVL | Copper Patch Cord, Cat 6A, Violet S/FTP | Category 6A, 10 Gb/s S/FTP patch cord with TX6A™ 10Gig™ Modular Plugs on each end. | PC | 1 | 10 | 1 | 1 | 56.2
07498347011 | STP6X8.5MYL | Copper Patch Cord, Cat 6A, Yellow S/FTP | Category 6A, 10 Gb/s S/FTP patch cord with TX6A™ 10Gig™ Modular Plugs on each end. | PC | 1 | 10 | 1 | 1 | 56.2
07498345438 | STP6X80BL | CU Patch Crd,Cat 6A,S/FTP,80ft,BL | Category 6A, 10 Gb/s S/FTP patch cord with TX6A™ 10Gig™ Modular Plugs on each end. | PC | 1 | 10 | 1 | 1 | 124.68
07498345439 | STP6X80BU | CU Patch Crd,Cat 6A,S/FTP,80ft,BU | Category 6A, 10 Gb/s S/FTP patch cord with TX6A™ 10Gig™ Modular Plugs on each end. | PC | 1 | 10 | 1 | 1 | 124.68
07498345444 | STP6X80GR | CU Patch Crd,Cat 6A,S/FTP,80ft,GR | Category 6A, 10 Gb/s S/FTP patch cord with TX6A™ 10Gig™ Modular Plugs on each end. | PC | 1 | 10 | 1 | 1 | 124.68
07498345397 | STP6X80IG | CU Patch Crd,Cat 6A,S/FTP,80ft,IG | Category 6A, 10 Gb/s S/FTP patch cord with TX6A™ 10Gig™ Modular Plugs on each end. | PC | 1 | 10 | 1 | 1 | 124.68
07498345445 | STP6X80OR | CU Patch Crd,Cat 6A,S/FTP,80ft,OR | Category 6A, 10 Gb/s S/FTP patch cord with TX6A™ 10Gig™ Modular Plugs on each end. | PC | 1 | 10 | 1 | 1 | 124.68
07498345456 | STP6X80RD | CU Patch Crd,Cat 6A,S/FTP,80ft,RD | Category 6A, 10 Gb/s S/FTP patch cord with TX6A™ 10Gig™ Modular Plugs on each end. | PC | 1 | 10 | 1 | 1 | 124.68
07498345457 | STP6X80VL | CU Patch Crd,Cat 6A,S/FTP,80ft,VL | Category 6A, 10 Gb/s S/FTP patch cord with TX6A™ 10Gig™ Modular Plugs on each end. | PC | 1 | 10 | 1 | 1 | 124.68
07498345458 | STP6X80YL | CU Patch Crd,Cat 6A,S/FTP,80ft,YL | Category 6A, 10 Gb/s S/FTP patch cord with TX6A™ 10Gig™ Modular Plugs on each end. | PC | 1 | 10 | 1 | 1 | 124.68
07498345472 | STP6X85BL | CU Patch Crd,Cat 6A,S/FTP,85ft,BL | Category 6A, 10 Gb/s S/FTP patch cord with TX6A™ 10Gig™ Modular Plugs on each end. | PC | 1 | 10 | 1 | 1 | 131.12
07498345473 | STP6X85BU | CU Patch Crd,Cat 6A,S/FTP,85ft,BU | Category 6A, 10 Gb/s S/FTP patch cord with TX6A™ 10Gig™ Modular Plugs on each end. | PC | 1 | 10 | 1 | 1 | 131.12
07498345475 | STP6X85GR | CU Patch Crd,Cat 6A,S/FTP,85ft,GR | Category 6A, 10 Gb/s S/FTP patch cord with TX6A™ 10Gig™ Modular Plugs on each end. | PC | 1 | 10 | 1 | 1 | 131.12
07498345471 | STP6X85IG | CU Patch Crd,Cat 6A,S/FTP,85ft,IG | Category 6A, 10 Gb/s S/FTP patch cord with TX6A™ 10Gig™ Modular Plugs on each end. | PC | 1 | 10 | 1 | 1 | 131.12
07498345476 | STP6X85OR | CU Patch Crd,Cat 6A,S/FTP,85ft,OR | Category 6A, 10 Gb/s S/FTP patch cord with TX6A™ 10Gig™ Modular Plugs on each end. | PC | 1 | 10 | 1 | 1 | 131.12
07498345477 | STP6X85RD | CU Patch Crd,Cat 6A,S/FTP,85ft,RD | Category 6A, 10 Gb/s S/FTP patch cord with TX6A™ 10Gig™ Modular Plugs on each end. | PC | 1 | 10 | 1 | 1 | 131.12
07498345485 | STP6X85VL | CU Patch Crd,Cat 6A,S/FTP,85ft,VL | Category 6A, 10 Gb/s S/FTP patch cord with TX6A™ 10Gig™ Modular Plugs on each end. | PC | 1 | 10 | 1 | 1 | 131.12
07498345510 | STP6X85YL | CU Patch Crd,Cat 6A,S/FTP,85ft,YL | Category 6A, 10 Gb/s S/FTP patch cord with TX6A™ 10Gig™ Modular Plugs on each end. | PC | 1 | 10 | 1 | 1 | 131.12
07498301157 | STP6X8BL | CU Patch Crd,Cat 6A,S/FTP,8ft,BL | Category 6A, 10 Gb/s S/FTP patch cord with TX6A™ 10Gig™ Modular Plugs on each end. Black, 8 ft. | PC | 1 | 10 | 1 | 1 | 31.5
07498352557 | STP6X8BL-Q | CU Patch Crd,Cat 6A,S/FTP,8ft,BL,25Pk | Copper Patch Cord, Cat 6A, Black S/FTP Cable, 8Ft - PACK 25 | PC | 1 | 25 | 25 | 1 | 31.5
07498301183 | STP6X8BU | CU Patch Crd,Cat 6A,S/FTP,8ft,BU | Category 6A, 10 Gb/s S/FTP patch cord with TX6A™ 10Gig™ Modular Plugs on each end. Blue, 8 ft. | PC | 1 | 10 | 1 | 1 | 31.5
07498352582 | STP6X8BU-Q | CU Patch Crd,Cat 6A,S/FTP,8ft,BU,25Pk | Copper Patch Cord, Cat 6A, Blue S/FTP Cable, 8Ft - PACK 25 | PC | 1 | 25 | 25 | 1 | 31.5
07498301261 | STP6X8GR | CU Patch Crd,Cat 6A,S/FTP,8ft,GR | Category 6A, 10 Gb/s S/FTP patch cord with TX6A™ 10Gig™ Modular Plugs on each end. Green, 8 ft. | PC | 1 | 10 | 1 | 1 | 31.5
07498352594 | STP6X8GR-Q | CU Patch Crd,Cat 6A,S/FTP,8ft,GR,25Pk | Copper Patch Cord, Cat 6A, Green S/FTP Cable, 8Ft - PACK 25 | PC | 1 | 25 | 25 | 1 | 31.5
07498301131 | STP6X8IG | CU Patch Crd,Cat 6A,S/FTP,8ft,IG | Category 6A, 10 Gb/s S/FTP patch cord with TX6A™ 10Gig™ Modular Plugs on each end. International Gray, 8 ft. | PC | 1 | 10 | 1 | 1 | 31.5
07498352983 | STP6X8IG-Q | CU Patch Crd,Cat 6A,S/FTP,8ft,IG,25Pk | Copper Patch Cord, Cat 6A, Intl Gray S/FTP Cable, 8Ft - PACK 25 | PC | 1 | 25 | 25 | 1 | 31.5
07498370820 | STP6X8MBL | CU Patch Crd,Cat 6A,S/FTP,8m,BL | Category 6A, 10 Gb/s S/FTP patch cord with TX6A™ 10Gig™ Modular Plugs on each end. Black, 8 meters. | PC | 1 | 10 | 1 | 1 | 54.06
07498371128 | STP6X8MBU | CU Patch Crd,Cat 6A,S/FTP,8m,BU | Category 6A, 10 Gb/s S/FTP patch cord with TX6A™ 10Gig™ Modular Plugs on each end. Blue, 8 meters. | PC | 1 | 10 | 1 | 1 | 54.06
07498308629 | STP6X8MBUF2 | Copper Patch Cord, Cat6A, Blue S/FTP Cab | Copper Patch Cord, Cat6A, Blue S/FTP Cable, 8 Meters, Crossover Special Wiring | PC | 1 | 10 | 1 | 1 | 54.06
07498370998 | STP6X8MGR | CU Patch Crd,Cat 6A,S/FTP,8m,GR | Category 6A, 10 Gb/s S/FTP patch cord with TX6A™ 10Gig™ Modular Plugs on each end. Green, 8 meters. | PC | 1 | 10 | 1 | 1 | 54.06
07498308641 | STP6X8MGRF2 | Copper Patch Cord, Cat6A, Green S/FTP Ca | Copper Patch Cord, Cat6A, Green S/FTP Cable, 8 Meters, Crossover Special Wiring | PC | 1 | 10 | 1 | 1 | 54.06
07498370720 | STP6X8MIG | CU Patch Crd,Cat 6A,S/FTP,8m,IG | Category 6A, 10 Gb/s S/FTP patch cord with TX6A™ 10Gig™ Modular Plugs on each end. International Gray, 8 meters. | PC | 1 | 10 | 1 | 1 | 54.06
07498371730 | STP6X8MOR | CU Patch Crd,Cat 6A,S/FTP,8m,OR | Category 6A, 10 Gb/s S/FTP patch cord with TX6A™ 10Gig™ Modular Plugs on each end. Orange, 8 meters. | PC | 1 | 10 | 1 | 1 | 54.06
07498371158 | STP6X8MRD | CU Patch Crd,Cat 6A,S/FTP,8m,RD | Category 6A, 10 Gb/s S/FTP patch cord with TX6A™ 10Gig™ Modular Plugs on each end. Red, 8 meters. | PC | 1 | 10 | 1 | 1 | 54.06
07498308630 | STP6X8MRDF2 | Copper Patch Cord, Cat6A, Red S/FTP Cabl | Copper Patch Cord, Cat6A, Red S/FTP Cable, 8 Meters, Crossover Special Wiring | PC | 1 | 10 | 1 | 1 | 54.06
07498371711 | STP6X8MVL | CU Patch Crd,Cat 6A,S/FTP,8m,VL | Category 6A, 10 Gb/s S/FTP patch cord with TX6A™ 10Gig™ Modular Plugs on each end. Violet, 8 meters. | PC | 1 | 10 | 1 | 1 | 54.06
07498371178 | STP6X8MYL | CU Patch Crd,Cat 6A,S/FTP,8m,YL | Category 6A, 10 Gb/s S/FTP patch cord with TX6A™ 10Gig™ Modular Plugs on each end. Yellow, 8 meters. | PC | 1 | 10 | 1 | 1 | 54.06
07498308648 | STP6X8MYLF2 | Copper Patch Cord, Cat6A, Yellow S/FTP C | Copper Patch Cord, Cat6A, Yellow S/FTP Cable, 8 Meters, Crossover Special Wiring | PC | 1 | 10 | 1 | 1 | 54.06
07498301288 | STP6X8OR | CU Patch Crd,Cat 6A,S/FTP,8ft,OR | Category 6A, 10 Gb/s S/FTP patch cord with TX6A™ 10Gig™ Modular Plugs on each end. Orange, 8 ft. | PC | 1 | 10 | 1 | 1 | 31.5
07498352595 | STP6X8OR-Q | CU Patch Crd,Cat 6A,S/FTP,8ft,OR,25Pk | Copper Patch Cord, Cat 6A, Orange S/FTP Cable, 8Ft - PACK 25 | PC | 1 | 25 | 25 | 1 | 31.5
07498301209 | STP6X8RD | CU Patch Crd,Cat 6A,S/FTP,8ft,RD | Category 6A, 10 Gb/s S/FTP patch cord with TX6A™ 10Gig™ Modular Plugs on each end. Red, 8 ft. | PC | 1 | 10 | 1 | 1 | 31.5
07498352650 | STP6X8RD-Q | CU Patch Crd,Cat 6A,S/FTP,8ft,RD,25Pk | Copper Patch Cord, Cat 6A, Red S/FTP Cable, 8Ft - PACK 25 | PC | 1 | 25 | 25 | 1 | 31.5
07498301314 | STP6X8VL | CU Patch Crd,Cat 6A,S/FTP,8ft,VL | Category 6A, 10 Gb/s S/FTP patch cord with TX6A™ 10Gig™ Modular Plugs on each end. Violet, 8 ft. | PC | 1 | 10 | 1 | 1 | 31.5
07498352982 | STP6X8VL-Q | CU Patch Crd,Cat 6A,S/FTP,8ft,VL,25Pk | Copper Patch Cord, Cat 6A, Violet S/FTP Cable, 8Ft - PACK 25 | PC | 1 | 25 | 25 | 1 | 31.5
07498301235 | STP6X8YL | CU Patch Crd,Cat 6A,S/FTP,8ft,YL | Category 6A, 10 Gb/s S/FTP patch cord with TX6A™ 10Gig™ Modular Plugs on each end. Yellow, 8 ft. | PC | 1 | 10 | 1 | 1 | 31.5
07498352651 | STP6X8YL-Q | CU Patch Crd,Cat 6A,S/FTP,8ft,YL,25Pk | Copper Patch Cord, Cat 6A, Yellow S/FTP Cable, 8Ft - PACK 25 | PC | 1 | 25 | 25 | 1 | 31.5
07498347027 | STP6X9.5MBL | Copper Patch Cord, Cat 6A, Black S/FTP C | Category 6A, 10 Gb/s S/FTP patch cord with TX6A™ 10Gig™ Modular Plugs on each end. | PC | 1 | 10 | 1 | 1 | 60.4
07498347028 | STP6X9.5MBU | Copper Patch Cord, Cat 6A, Blue S/FTP Ca | Category 6A, 10 Gb/s S/FTP patch cord with TX6A™ 10Gig™ Modular Plugs on each end. | PC | 1 | 10 | 1 | 1 | 60.4
07498347029 | STP6X9.5MGR | Copper Patch Cord, Cat 6A, Green S/FTP C | Category 6A, 10 Gb/s S/FTP patch cord with TX6A™ 10Gig™ Modular Plugs on each end. | PC | 1 | 10 | 1 | 1 | 60.4
07498347012 | STP6X9.5MIG | Copper Patch Cord, Cat 6A, Intl Gray S/F | Category 6A, 10 Gb/s S/FTP patch cord with TX6A™ 10Gig™ Modular Plugs on each end. | PC | 1 | 10 | 1 | 1 | 60.4
07498347030 | STP6X9.5MOR | Copper Patch Cord, Cat 6A, Orange S/FTP | Category 6A, 10 Gb/s S/FTP patch cord with TX6A™ 10Gig™ Modular Plugs on each end. | PC | 1 | 10 | 1 | 1 | 60.4
07498347031 | STP6X9.5MRD | Copper Patch Cord, Cat 6A, Red S/FTP Cab | Category 6A, 10 Gb/s S/FTP patch cord with TX6A™ 10Gig™ Modular Plugs on each end. | PC | 1 | 10 | 1 | 1 | 60.4
07498347032 | STP6X9.5MVL | Copper Patch Cord, Cat 6A, Violet S/FTP | Category 6A, 10 Gb/s S/FTP patch cord with TX6A™ 10Gig™ Modular Plugs on each end. | PC | 1 | 10 | 1 | 1 | 60.4
07498347033 | STP6X9.5MYL | Copper Patch Cord, Cat 6A, Yellow S/FTP | Category 6A, 10 Gb/s S/FTP patch cord with TX6A™ 10Gig™ Modular Plugs on each end. | PC | 1 | 10 | 1 | 1 | 60.4
07498345519 | STP6X90BL | CU Patch Crd,Cat 6A,S/FTP,90ft,BL | Category 6A, 10 Gb/s S/FTP patch cord with TX6A™ 10Gig™ Modular Plugs on each end. | PC | 1 | 10 | 1 | 1 | 137.6
07498345520 | STP6X90BU | CU Patch Crd,Cat 6A,S/FTP,90ft,BU | Category 6A, 10 Gb/s S/FTP patch cord with TX6A™ 10Gig™ Modular Plugs on each end. | PC | 1 | 10 | 1 | 1 | 137.6
07498345526 | STP6X90GR | CU Patch Crd,Cat 6A,S/FTP,90ft,GR | Category 6A, 10 Gb/s S/FTP patch cord with TX6A™ 10Gig™ Modular Plugs on each end. | PC | 1 | 10 | 1 | 1 | 137.6
07498345512 | STP6X90IG | CU Patch Crd,Cat 6A,S/FTP,90ft,IG | Category 6A, 10 Gb/s S/FTP patch cord with TX6A™ 10Gig™ Modular Plugs on each end. | PC | 1 | 10 | 1 | 1 | 137.6
07498345527 | STP6X90OR | CU Patch Crd,Cat 6A,S/FTP,90ft,OR | Category 6A, 10 Gb/s S/FTP patch cord with TX6A™ 10Gig™ Modular Plugs on each end. | PC | 1 | 10 | 1 | 1 | 137.6
07498345528 | STP6X90RD | CU Patch Crd,Cat 6A,S/FTP,90ft,RD | Category 6A, 10 Gb/s S/FTP patch cord with TX6A™ 10Gig™ Modular Plugs on each end. | PC | 1 | 10 | 1 | 1 | 137.6
07498345529 | STP6X90VL | CU Patch Crd,Cat 6A,S/FTP,90ft,VL | Category 6A, 10 Gb/s S/FTP patch cord with TX6A™ 10Gig™ Modular Plugs on each end. | PC | 1 | 10 | 1 | 1 | 137.6
07498345530 | STP6X90YL | CU Patch Crd,Cat 6A,S/FTP,90ft,YL | Category 6A, 10 Gb/s S/FTP patch cord with TX6A™ 10Gig™ Modular Plugs on each end. | PC | 1 | 10 | 1 | 1 | 137.6
07498345532 | STP6X95BL | CU Patch Crd,Cat 6A,S/FTP,95ft,BL | Category 6A, 10 Gb/s S/FTP patch cord with TX6A™ 10Gig™ Modular Plugs on each end. | PC | 1 | 10 | 1 | 1 | 144.08
07498345533 | STP6X95BU | CU Patch Crd,Cat 6A,S/FTP,95ft,BU | Category 6A, 10 Gb/s S/FTP patch cord with TX6A™ 10Gig™ Modular Plugs on each end. | PC | 1 | 10 | 1 | 1 | 144.08
07498345534 | STP6X95GR | CU Patch Crd,Cat 6A,S/FTP,95ft,GR | Category 6A, 10 Gb/s S/FTP patch cord with TX6A™ 10Gig™ Modular Plugs on each end. | PC | 1 | 10 | 1 | 1 | 144.08
07498345531 | STP6X95IG | CU Patch Crd,Cat 6A,S/FTP,95ft,IG | Category 6A, 10 Gb/s S/FTP patch cord with TX6A™ 10Gig™ Modular Plugs on each end. | PC | 1 | 10 | 1 | 1 | 144.08
07498345535 | STP6X95OR | CU Patch Crd,Cat 6A,S/FTP,95ft,OR | Category 6A, 10 Gb/s S/FTP patch cord with TX6A™ 10Gig™ Modular Plugs on each end. | PC | 1 | 10 | 1 | 1 | 144.08
07498345536 | STP6X95RD | CU Patch Crd,Cat 6A,S/FTP,95ft,RD | Category 6A, 10 Gb/s S/FTP patch cord with TX6A™ 10Gig™ Modular Plugs on each end. | PC | 1 | 10 | 1 | 1 | 144.08
07498345537 | STP6X95VL | CU Patch Crd,Cat 6A,S/FTP,95ft,VL | Category 6A, 10 Gb/s S/FTP patch cord with TX6A™ 10Gig™ Modular Plugs on each end. | PC | 1 | 10 | 1 | 1 | 144.08
07498345538 | STP6X95YL | CU Patch Crd,Cat 6A,S/FTP,95ft,YL | Category 6A, 10 Gb/s S/FTP patch cord with TX6A™ 10Gig™ Modular Plugs on each end. | PC | 1 | 10 | 1 | 1 | 144.08
07498301158 | STP6X9BL | CU Patch Crd,Cat 6A,S/FTP,9ft,BL | Category 6A, 10 Gb/s S/FTP patch cord with TX6A™ 10Gig™ Modular Plugs on each end. Black, 9 ft. | PC | 1 | 10 | 1 | 1 | 32.8
07498353558 | STP6X9BL-Q | CU Patch Crd,Cat 6A,S/FTP,9ft,BL,25Pk | Copper Patch Cord, Cat 6A, Black S/FTP Cable, 9Ft - PACK 25 | PC | 1 | 25 | 25 | 1 | 32.8
07498301184 | STP6X9BU | CU Patch Crd,Cat 6A,S/FTP,9ft,BU | Category 6A, 10 Gb/s S/FTP patch cord with TX6A™ 10Gig™ Modular Plugs on each end. Blue, 9 ft. | PC | 1 | 10 | 1 | 1 | 32.8
07498353559 | STP6X9BU-Q | CU Patch Crd,Cat 6A,S/FTP,9ft,BU,25Pk | Copper Patch Cord, Cat 6A, Blue S/FTP Cable, 9Ft - PACK 25 | PC | 1 | 25 | 25 | 1 | 32.8
07498301262 | STP6X9GR | CU Patch Crd,Cat 6A,S/FTP,9ft,GR | Category 6A, 10 Gb/s S/FTP patch cord with TX6A™ 10Gig™ Modular Plugs on each end. Green, 9 ft. | PC | 1 | 10 | 1 | 1 | 32.8
07498353560 | STP6X9GR-Q | CU Patch Crd,Cat 6A,S/FTP,9ft,GR,25Pk | Copper Patch Cord, Cat 6A, Green S/FTP Cable, 9Ft - PACK 25 | PC | 1 | 25 | 25 | 1 | 32.8
07498301132 | STP6X9IG | CU Patch Crd,Cat 6A,S/FTP,9ft,IG | Category 6A, 10 Gb/s S/FTP patch cord with TX6A™ 10Gig™ Modular Plugs on each end. International Gray, 9 ft. | PC | 1 | 10 | 1 | 1 | 32.8
07498353587 | STP6X9IG-Q | CU Patch Crd,Cat 6A,S/FTP,9ft,IG,25Pk | Copper Patch Cord, Cat 6A, Intl Gray S/FTP Cable, 9Ft - PACK 25 | PC | 1 | 25 | 25 | 1 | 32.8
07498370821 | STP6X9MBL | CU Patch Crd,Cat 6A,S/FTP,9m,BL | Category 6A, 10 Gb/s S/FTP patch cord with TX6A™ 10Gig™ Modular Plugs on each end. Black, 9 meters. | PC | 1 | 10 | 1 | 1 | 58.3
07498371129 | STP6X9MBU | CU Patch Crd,Cat 6A,S/FTP,9m,BU | Category 6A, 10 Gb/s S/FTP patch cord with TX6A™ 10Gig™ Modular Plugs on each end. Blue, 9 meters. | PC | 1 | 10 | 1 | 1 | 58.3
07498308649 | STP6X9MBUF2 | Copper Patch Cord, Cat6A, Blue S/FTP Cab | Copper Patch Cord, Cat6A, Blue S/FTP Cable, 9 Meters, Crossover Special Wiring | PC | 1 | 10 | 1 | 1 | 58.3
07498370999 | STP6X9MGR | CU Patch Crd,Cat 6A,S/FTP,9m,GR | Category 6A, 10 Gb/s S/FTP patch cord with TX6A™ 10Gig™ Modular Plugs on each end. Green, 9 meters. | PC | 1 | 10 | 1 | 1 | 58.3
07498308652 | STP6X9MGRF2 | Copper Patch Cord, Cat6A, Green S/FTP Ca | Copper Patch Cord, Cat6A, Green S/FTP Cable, 9 Meters, Crossover Special Wiring | PC | 1 | 10 | 1 | 1 | 58.3
07498370721 | STP6X9MIG | CU Patch Crd,Cat 6A,S/FTP,9m,IG | Category 6A, 10 Gb/s S/FTP patch cord with TX6A™ 10Gig™ Modular Plugs on each end. International Gray, 9 meters. | PC | 1 | 10 | 1 | 1 | 58.3
07498371731 | STP6X9MOR | CU Patch Crd,Cat 6A,S/FTP,9m,OR | Category 6A, 10 Gb/s S/FTP patch cord with TX6A™ 10Gig™ Modular Plugs on each end. Orange, 9 meters. | PC | 1 | 10 | 1 | 1 | 58.3
07498371159 | STP6X9MRD | CU Patch Crd,Cat 6A,S/FTP,9m,RD | Category 6A, 10 Gb/s S/FTP patch cord with TX6A™ 10Gig™ Modular Plugs on each end. Red, 9 meters. | PC | 1 | 10 | 1 | 1 | 58.3
07498308651 | STP6X9MRDF2 | Copper Patch Cord, Cat6A, Red S/FTP Cabl | Copper Patch Cord, Cat6A, Red S/FTP Cable, 9 Meters, Crossover Special Wiring | PC | 1 | 10 | 1 | 1 | 58.3
07498371712 | STP6X9MVL | CU Patch Crd,Cat 6A,S/FTP,9m,VL | Category 6A, 10 Gb/s S/FTP patch cord with TX6A™ 10Gig™ Modular Plugs on each end. Violet, 9 meters. | PC | 1 | 10 | 1 | 1 | 58.3
07498371179 | STP6X9MYL | CU Patch Crd,Cat 6A,S/FTP,9m,YL | Category 6A, 10 Gb/s S/FTP patch cord with TX6A™ 10Gig™ Modular Plugs on each end. Yellow, 9 meters. | PC | 1 | 10 | 1 | 1 | 58.3
07498308653 | STP6X9MYLF2 | Copper Patch Cord, Cat6A, Yellow S/FTP C | Copper Patch Cord, Cat6A, Yellow S/FTP Cable, 9 Meters, Crossover Special Wiring | PC | 1 | 10 | 1 | 1 | 58.3
07498301289 | STP6X9OR | CU Patch Crd,Cat 6A,S/FTP,9ft,OR | Category 6A, 10 Gb/s S/FTP patch cord with TX6A™ 10Gig™ Modular Plugs on each end. Orange, 9 ft. | PC | 1 | 10 | 1 | 1 | 32.8
07498353578 | STP6X9OR-Q | CU Patch Crd,Cat 6A,S/FTP,9ft,OR,25Pk | Copper Patch Cord, Cat 6A, Orange S/FTP Cable, 9Ft - PACK 25 | PC | 1 | 25 | 25 | 1 | 32.8
07498301210 | STP6X9RD | CU Patch Crd,Cat 6A,S/FTP,9ft,RD | Category 6A, 10 Gb/s S/FTP patch cord with TX6A™ 10Gig™ Modular Plugs on each end. Red, 9 ft. | PC | 1 | 10 | 1 | 1 | 32.8
07498353579 | STP6X9RD-Q | CU Patch Crd,Cat 6A,S/FTP,9ft,RD,25Pk | Copper Patch Cord, Cat 6A, Red S/FTP Cable, 9Ft - PACK 25 | PC | 1 | 25 | 25 | 1 | 32.8
07498301315 | STP6X9VL | CU Patch Crd,Cat 6A,S/FTP,9ft,VL | Category 6A, 10 Gb/s S/FTP patch cord with TX6A™ 10Gig™ Modular Plugs on each end. Violet, 9 ft. | PC | 1 | 10 | 1 | 1 | 32.8
07498353585 | STP6X9VL-Q | CU Patch Crd,Cat 6A,S/FTP,9ft,VL,25Pk | Copper Patch Cord, Cat 6A, Violet S/FTP Cable, 9Ft - PACK 25 | PC | 1 | 25 | 25 | 1 | 32.8
07498301236 | STP6X9YL | CU Patch Crd,Cat 6A,S/FTP,9ft,YL | Category 6A, 10 Gb/s S/FTP patch cord with TX6A™ 10Gig™ Modular Plugs on each end. Yellow, 9 ft. | PC | 1 | 10 | 1 | 1 | 32.8
07498353586 | STP6X9YL-Q | CU Patch Crd,Cat 6A,S/FTP,9ft,YL,25Pk | Copper Patch Cord, Cat 6A, Yellow S/FTP Cable, 9Ft - PACK 25 | PC | 1 | 25 | 25 | 1 | 32.8
07498371813 | STPCH0.5MBBL | CU Patch Crd,Cat 5e,F/UTP,0.5m,BBL | The TX5e™ Cat 5e Shielded Patch Cord is constructed of 26 AWG, shielded, twisted pair, stranded, CM/LSZH cable with Pan-Plug™ modular plugs on each end. The patented tangle free latch prevents snags and provides easy release saving time on frequent moves, | PC | 1 | 10 | 1 | 1 | 24.62
07498371832 | STPCH0.5MBBU | CU Patch Crd,Cat 5e,F/UTP,0.5m,BBU | The TX5e™ Cat 5e Shielded Patch Cord is constructed of 26 AWG, shielded, twisted pair, stranded, CM/LSZH cable with Pan-Plug™ modular plugs on each end. The patented tangle free latch prevents snags and provides easy release saving time on frequent moves, | PC | 1 | 10 | 1 | 1 | 24.62
07498372051 | STPCH0.5MBGR | CU Patch Crd,Cat 5e,F/UTP,0.5m,BGR | The TX5e™ Cat 5e Shielded Patch Cord is constructed of 26 AWG, shielded, twisted pair, stranded, CM/LSZH cable with Pan-Plug™ modular plugs on each end. The patented tangle free latch prevents snags and provides easy release saving time on frequent moves, | PC | 1 | 10 | 1 | 1 | 24.62
07498372016 | STPCH0.5MBRD | CU Patch Crd,Cat 5e,F/UTP,0.5m,BRD | The TX5e™ Cat 5e Shielded Patch Cord is constructed of 26 AWG, shielded, twisted pair, stranded, CM/LSZH cable with Pan-Plug™ modular plugs on each end. The patented tangle free latch prevents snags and provides easy release saving time on frequent moves, | PC | 1 | 10 | 1 | 1 | 24.62
07498372105 | STPCH0.5MBYL | CU Patch Crd,Cat 5e,F/UTP,0.5m,BYL | The TX5e™ Cat 5e Shielded Patch Cord is constructed of 26 AWG, shielded, twisted pair, stranded, CM/LSZH cable with Pan-Plug™ modular plugs on each end. The patented tangle free latch prevents snags and provides easy release saving time on frequent moves, | PC | 1 | 10 | 1 | 1 | 24.62
07498371815 | STPCH1.5MBBL | CU Patch Crd,Cat 5e,S/FTP,1.5m,BBL | The TX5e™ Cat 5e Shielded Patch Cord is constructed of 26 AWG, shielded, twisted pair, stranded, CM/LSZH cable with Pan-Plug™ modular plugs on each end. The patented tangle free latch prevents snags and provides easy release saving time on frequent moves, | PC | 1 | 10 | 1 | 1 | 26.34
07498371834 | STPCH1.5MBBU | CU Patch Crd,Cat 5e,S/FTP,1.5m,BBU | The TX5e™ Cat 5e Shielded Patch Cord is constructed of 26 AWG, shielded, twisted pair, stranded, CM/LSZH cable with Pan-Plug™ modular plugs on each end. The patented tangle free latch prevents snags and provides easy release saving time on frequent moves, | PC | 1 | 10 | 1 | 1 | 26.34
07498372088 | STPCH1.5MBGR | CU Patch Crd,Cat 5e,S/FTP,1.5m,BGR | The TX5e™ Cat 5e Shielded Patch Cord is constructed of 26 AWG, shielded, twisted pair, stranded, CM/LSZH cable with Pan-Plug™ modular plugs on each end. The patented tangle free latch prevents snags and provides easy release saving time on frequent moves, | PC | 1 | 10 | 1 | 1 | 26.34
07498372018 | STPCH1.5MBRD | CU Patch Crd,Cat 5e,S/FTP,1.5m,BRD | The TX5e™ Cat 5e Shielded Patch Cord is constructed of 26 AWG, shielded, twisted pair, stranded, CM/LSZH cable with Pan-Plug™ modular plugs on each end. The patented tangle free latch prevents snags and provides easy release saving time on frequent moves, | PC | 1 | 10 | 1 | 1 | 26.34
07498372107 | STPCH1.5MBYL | CU Patch Crd,Cat 5e,S/FTP,1.5m,BYL | The TX5e™ Cat 5e Shielded Patch Cord is constructed of 26 AWG, shielded, twisted pair, stranded, CM/LSZH cable with Pan-Plug™ modular plugs on each end. The patented tangle free latch prevents snags and provides easy release saving time on frequent moves, | PC | 1 | 10 | 1 | 1 | 26.34
07498371825 | STPCH10MBBL | CU Patch Crd,Cat 5e,S/FTP,10m,BBL | The TX5e™ Cat 5e Shielded Patch Cord is constructed of 26 AWG, shielded, twisted pair, stranded, CM/LSZH cable with Pan-Plug™ modular plugs on each end. The patented tangle free latch prevents snags and provides easy release saving time on frequent moves, | PC | 1 | 10 | 1 | 1 | 40.9
07498371844 | STPCH10MBBU | CU Patch Crd,Cat 5e,S/FTP,10m,BBU | The TX5e™ Cat 5e Shielded Patch Cord is constructed of 26 AWG, shielded, twisted pair, stranded, CM/LSZH cable with Pan-Plug™ modular plugs on each end. The patented tangle free latch prevents snags and provides easy release saving time on frequent moves, | PC | 1 | 10 | 1 | 1 | 40.9
07498372098 | STPCH10MBGR | CU Patch Crd,Cat 5e,S/FTP,10m,BGR | The TX5e™ Cat 5e Shielded Patch Cord is constructed of 26 AWG, shielded, twisted pair, stranded, CM/LSZH cable with Pan-Plug™ modular plugs on each end. The patented tangle free latch prevents snags and provides easy release saving time on frequent moves, | PC | 1 | 10 | 1 | 1 | 40.9
07498372028 | STPCH10MBRD | CU Patch Crd,Cat 5e,S/FTP,10m,BRD | The TX5e™ Cat 5e Shielded Patch Cord is constructed of 26 AWG, shielded, twisted pair, stranded, CM/LSZH cable with Pan-Plug™ modular plugs on each end. The patented tangle free latch prevents snags and provides easy release saving time on frequent moves, | PC | 1 | 10 | 1 | 1 | 40.9
07498372117 | STPCH10MBYL | CU Patch Crd,Cat 5e,S/FTP,10m,BYL | The TX5e™ Cat 5e Shielded Patch Cord is constructed of 26 AWG, shielded, twisted pair, stranded, CM/LSZH cable with Pan-Plug™ modular plugs on each end. The patented tangle free latch prevents snags and provides easy release saving time on frequent moves, | PC | 1 | 10 | 1 | 1 | 40.9
07498363473 | STPCH11MBBL | CU Patch Crd,Cat 5e,STP,11m,BBL | Copper Patch Cord, Cat5e, Intl Gray STP Cable, Black Boots, 11 Meter | PC | 1 | 10 | 1 | 1 | 42.58
07498363472 | STPCH11MBBU | CU Patch Crd,Cat 5e,STP,11m,BBU | Copper Patch Cord, Cat5e, Intl Gray STP Cable, Blue Boots, 11 Meter | PC | 1 | 10 | 1 | 1 | 42.58
07498363475 | STPCH11MBGR | CU Patch Crd,Cat 5e,STP,11m,BGR | Copper Patch Cord, Cat5e, Intl Gray STP Cable, Green Boots, 11 Meter | PC | 1 | 10 | 1 | 1 | 42.58
07498363476 | STPCH11MBRD | CU Patch Crd,Cat 5e,STP,11m,BRD | Copper Patch Cord, Cat5e, Intl Gray STP Cable, Red Boots, 11 Meter | PC | 1 | 10 | 1 | 1 | 42.58
07498363477 | STPCH11MBYL | CU Patch Crd,Cat 5e,STP,11m,BYL | Copper Patch Cord, Cat5e, Intl Gray STP Cable, Yellow Boots, 11 Meter | PC | 1 | 10 | 1 | 1 | 42.58
07498363478 | STPCH12MBBL | CU Patch Crd,Cat 5e,STP,12m,BBL | Copper Patch Cord, Cat5e, Intl Gray STP Cable, Black Boots, 12 Meter | PC | 1 | 10 | 1 | 1 | 44.28
07498363483 | STPCH12MBBU | CU Patch Crd,Cat 5e,STP,12m,BBU | Copper Patch Cord, Cat5e, Intl Gray STP Cable, Blue Boots, 12 Meter | PC | 1 | 10 | 1 | 1 | 44.28
07498363480 | STPCH12MBGR | CU Patch Crd,Cat 5e,STP,12m,BGR | Copper Patch Cord, Cat5e, Intl Gray STP Cable, Green Boots, 12 Meter | PC | 1 | 10 | 1 | 1 | 44.28
07498363481 | STPCH12MBRD | CU Patch Crd,Cat 5e,STP,12m,BRD | Copper Patch Cord, Cat5e, Intl Gray STP Cable, Red Boots, 12 Meter | PC | 1 | 10 | 1 | 1 | 44.28
07498363482 | STPCH12MBYL | CU Patch Crd,Cat 5e,STP,12m,BYL | Copper Patch Cord, Cat5e, Intl Gray STP Cable, Yellow Boots, 12 Meter | PC | 1 | 10 | 1 | 1 | 44.28
07498363484 | STPCH13MBBL | CU Patch Crd,Cat 5e,STP,13m,BBL | Copper Patch Cord, Cat5e, Intl Gray STP Cable, Black Boots, 13 Meter | PC | 1 | 10 | 1 | 1 | 46
07498363485 | STPCH13MBBU | CU Patch Crd,Cat 5e,STP,13m,BBU | Copper Patch Cord, Cat5e, Intl Gray STP Cable, Blue Boots, 13 Meter | PC | 1 | 10 | 1 | 1 | 46
07498363487 | STPCH13MBGR | CU Patch Crd,Cat 5e,STP,13m,BGR | Copper Patch Cord, Cat5e, Intl Gray STP Cable, Green Boots, 13 Meter | PC | 1 | 10 | 1 | 1 | 46
07498363488 | STPCH13MBRD | CU Patch Crd,Cat 5e,STP,13m,BRD | Copper Patch Cord, Cat5e, Intl Gray STP Cable, Red Boots, 13 Meter | PC | 1 | 10 | 1 | 1 | 46
07498363489 | STPCH13MBYL | CU Patch Crd,Cat 5e,STP,13m,BYL | Copper Patch Cord, Cat5e, Intl Gray STP Cable, Yellow Boots, 13 Meter | PC | 1 | 10 | 1 | 1 | 46
07498363490 | STPCH14MBBL | CU Patch Crd,Cat 5e,STP,14m,BBL | Copper Patch Cord, Cat5e, Intl Gray STP Cable, Black Boots, 14 Meter | PC | 1 | 10 | 1 | 1 | 47.74
07498363491 | STPCH14MBBU | CU Patch Crd,Cat 5e,STP,14m,BBU | Copper Patch Cord, Cat5e, Intl Gray STP Cable, Blue Boots, 14 Meter | PC | 1 | 10 | 1 | 1 | 47.74
07498363493 | STPCH14MBGR | CU Patch Crd,Cat 5e,STP,14m,BGR | Copper Patch Cord, Cat5e, Intl Gray STP Cable, Green Boots, 14 Meter | PC | 1 | 10 | 1 | 1 | 47.74
07498363494 | STPCH14MBRD | CU Patch Crd,Cat 5e,STP,14m,BRD | Copper Patch Cord, Cat5e, Intl Gray STP Cable, Red Boots, 14 Meter | PC | 1 | 10 | 1 | 1 | 47.74
07498363495 | STPCH14MBYL | CU Patch Crd,Cat 5e,STP,14m,BYL | Copper Patch Cord, Cat5e, Intl Gray STP Cable, Yellow Boots, 14 Meter | PC | 1 | 10 | 1 | 1 | 47.74
07498371826 | STPCH15MBBL | CU Patch Crd,Cat 5e,S/FTP,15m,BBL | Category 5e, shielded patch cord with Pan-Plug® Shielded Modular Plugs on each end, Black, 15 meters. | PC | 1 | 10 | 1 | 1 | 49.42
07498371845 | STPCH15MBBU | CU Patch Crd,Cat 5e,S/FTP,15m,BBU | Category 5e, shielded patch cord with Pan-Plug® Shielded Modular Plugs on each end, Blue, 15 meters. | PC | 1 | 10 | 1 | 1 | 49.42
07498372099 | STPCH15MBGR | CU Patch Crd,Cat 5e,S/FTP,15m,BGR | Category 5e, shielded patch cord with Pan-Plug® Shielded Modular Plugs on each end, Green, 15 meters. | PC | 1 | 10 | 1 | 1 | 49.42
07498372029 | STPCH15MBRD | CU Patch Crd,Cat 5e,S/FTP,15m,BRD | Category 5e, shielded patch cord with Pan-Plug® Shielded Modular Plugs on each end, Red, 15 meters. | PC | 1 | 10 | 1 | 1 | 49.42
07498372118 | STPCH15MBYL | CU Patch Crd,Cat 5e,S/FTP,15m,BYL | Category 5e, shielded patch cord with Pan-Plug® Shielded Modular Plugs on each end, Yellow, 15 meters. | PC | 1 | 10 | 1 | 1 | 49.42
07498363497 | STPCH16MBBL | CU Patch Crd,Cat 5e,STP,16m,BBL | Copper Patch Cord, Cat5e, Intl Gray STP Cable, Black Boots, 16 Meter | PC | 1 | 10 | 1 | 1 | 51.16
07498363496 | STPCH16MBBU | CU Patch Crd,Cat 5e,STP,16m,BBU | Copper Patch Cord, Cat5e, Intl Gray STP Cable, Blue Boots, 16 Meter | PC | 1 | 10 | 1 | 1 | 51.16
07498363499 | STPCH16MBGR | CU Patch Crd,Cat 5e,STP,16m,BGR | Copper Patch Cord, Cat5e, Intl Gray STP Cable, Green Boots, 16 Meter | PC | 1 | 10 | 1 | 1 | 51.16
07498363500 | STPCH16MBRD | CU Patch Crd,Cat 5e,STP,16m,BRD | Copper Patch Cord, Cat5e, Intl Gray STP Cable, Red Boots, 16 Meter | PC | 1 | 10 | 1 | 1 | 51.16
07498363501 | STPCH16MBYL | CU Patch Crd,Cat 5e,STP,16m,BYL | Copper Patch Cord, Cat5e, Intl Gray STP Cable, Yellow Boots, 16 Meter | PC | 1 | 10 | 1 | 1 | 51.16
07498363502 | STPCH17MBBL | CU Patch Crd,Cat 5e,STP,17m,BBL | Copper Patch Cord, Cat5e, Intl Gray STP Cable, Black Boots, 17 Meter | PC | 1 | 10 | 1 | 1 | 52.84
07498363503 | STPCH17MBBU | CU Patch Crd,Cat 5e,STP,17m,BBU | Copper Patch Cord, Cat5e, Intl Gray STP Cable, Blue Boots, 17 Meter | PC | 1 | 10 | 1 | 1 | 52.84
07498363505 | STPCH17MBGR | CU Patch Crd,Cat 5e,STP,17m,BGR | Copper Patch Cord, Cat5e, Intl Gray STP Cable, Green Boots, 17 Meter | PC | 1 | 10 | 1 | 1 | 52.84
07498363506 | STPCH17MBRD | CU Patch Crd,Cat 5e,STP,17m,BRD | Copper Patch Cord, Cat5e, Intl Gray STP Cable, Red Boots, 17 Meter | PC | 1 | 10 | 1 | 1 | 52.84
07498363507 | STPCH17MBYL | CU Patch Crd,Cat 5e,STP,17m,BYL | Copper Patch Cord, Cat5e, Intl Gray STP Cable, Yellow Boots, 17 Meter | PC | 1 | 10 | 1 | 1 | 52.84
07498363513 | STPCH18MBBL | CU Patch Crd,Cat 5e,STP,18m,BBL | Copper Patch Cord, Cat5e, Intl Gray STP Cable, Black Boots, 18 Meter | PC | 1 | 10 | 1 | 1 | 54.56
07498363517 | STPCH18MBBU | CU Patch Crd,Cat 5e,STP,18m,BBU | Copper Patch Cord, Cat5e, Intl Gray STP Cable, Blue Boots, 18 Meter | PC | 1 | 10 | 1 | 1 | 54.56
07498363524 | STPCH18MBGR | CU Patch Crd,Cat 5e,STP,18m,BGR | Copper Patch Cord, Cat5e, Intl Gray STP Cable, Green Boots, 18 Meter | PC | 1 | 10 | 1 | 1 | 54.56
07498363528 | STPCH18MBRD | CU Patch Crd,Cat 5e,STP,18m,BRD | Copper Patch Cord, Cat5e, Intl Gray STP Cable, Red Boots, 18 Meter | PC | 1 | 10 | 1 | 1 | 54.56
07498363518 | STPCH18MBYL | CU Patch Crd,Cat 5e,STP,18m,BYL | Copper Patch Cord, Cat5e, Intl Gray STP Cable, Yellow Boots, 18 Meter | PC | 1 | 10 | 1 | 1 | 54.56
07498363516 | STPCH19MBBL | CU Patch Crd,Cat 5e,STP,19m,BBL | Copper Patch Cord, Cat5e, Intl Gray STP Cable, Black Boots, 19 Meter | PC | 1 | 10 | 1 | 1 | 56.28
07498363519 | STPCH19MBBU | CU Patch Crd,Cat 5e,STP,19m,BBU | Copper Patch Cord, Cat5e, Intl Gray STP Cable, Blue Boots, 19 Meter | PC | 1 | 10 | 1 | 1 | 56.28
07498363526 | STPCH19MBGR | CU Patch Crd,Cat 5e,STP,19m,BGR | Copper Patch Cord, Cat5e, Intl Gray STP Cable, Green Boots, 19 Meter | PC | 1 | 10 | 1 | 1 | 56.28
07498363527 | STPCH19MBRD | CU Patch Crd,Cat 5e,STP,19m,BRD | Copper Patch Cord, Cat5e, Intl Gray STP Cable, Red Boots, 19 Meter | PC | 1 | 10 | 1 | 1 | 56.28
07498363521 | STPCH19MBYL | CU Patch Crd,Cat 5e,STP,19m,BYL | Copper Patch Cord, Cat5e, Intl Gray STP Cable, Yellow Boots, 19 Meter | PC | 1 | 10 | 1 | 1 | 56.28
07498371814 | STPCH1MBBL | CU Patch Crd,Cat 5e,S/FTP,1m,BBL | The TX5e™ Cat 5e Shielded Patch Cord is constructed of 26 AWG, shielded, twisted pair, stranded, CM/LSZH cable with Pan-Plug™ modular plugs on each end. The patented tangle free latch prevents snags and provides easy release saving time on frequent moves, | PC | 1 | 10 | 1 | 1 | 25.5
07498371833 | STPCH1MBBU | CU Patch Crd,Cat 5e,S/FTP,1m,BBU | The TX5e™ Cat 5e Shielded Patch Cord is constructed of 26 AWG, shielded, twisted pair, stranded, CM/LSZH cable with Pan-Plug™ modular plugs on each end. The patented tangle free latch prevents snags and provides easy release saving time on frequent moves, | PC | 1 | 10 | 1 | 1 | 25.5
07498372052 | STPCH1MBGR | CU Patch Crd,Cat 5e,S/FTP,1m,BGR | The TX5e™ Cat 5e Shielded Patch Cord is constructed of 26 AWG, shielded, twisted pair, stranded, CM/LSZH cable with Pan-Plug™ modular plugs on each end. The patented tangle free latch prevents snags and provides easy release saving time on frequent moves, | PC | 1 | 10 | 1 | 1 | 25.5
07498372017 | STPCH1MBRD | CU Patch Crd,Cat 5e,S/FTP,1m,BRD | The TX5e™ Cat 5e Shielded Patch Cord is constructed of 26 AWG, shielded, twisted pair, stranded, CM/LSZH cable with Pan-Plug™ modular plugs on each end. The patented tangle free latch prevents snags and provides easy release saving time on frequent moves, | PC | 1 | 10 | 1 | 1 | 25.5
07498372106 | STPCH1MBYL | CU Patch Crd,Cat 5e,S/FTP,1m,BYL | The TX5e™ Cat 5e Shielded Patch Cord is constructed of 26 AWG, shielded, twisted pair, stranded, CM/LSZH cable with Pan-Plug™ modular plugs on each end. The patented tangle free latch prevents snags and provides easy release saving time on frequent moves, | PC | 1 | 10 | 1 | 1 | 25.5
07498371817 | STPCH2.5MBBL | CU Patch Crd,Cat 5e,S/FTP,2.5m,BBL | The TX5e™ Cat 5e Shielded Patch Cord is constructed of 26 AWG, shielded, twisted pair, stranded, CM/LSZH cable with Pan-Plug™ modular plugs on each end. The patented tangle free latch prevents snags and provides easy release saving time on frequent moves, | PC | 1 | 10 | 1 | 1 | 28.04
07498371836 | STPCH2.5MBBU | CU Patch Crd,Cat 5e,S/FTP,2.5m,BBU | The TX5e™ Cat 5e Shielded Patch Cord is constructed of 26 AWG, shielded, twisted pair, stranded, CM/LSZH cable with Pan-Plug™ modular plugs on each end. The patented tangle free latch prevents snags and provides easy release saving time on frequent moves, | PC | 1 | 10 | 1 | 1 | 28.04
07498372090 | STPCH2.5MBGR | CU Patch Crd,Cat 5e,S/FTP,2.5m,BGR | The TX5e™ Cat 5e Shielded Patch Cord is constructed of 26 AWG, shielded, twisted pair, stranded, CM/LSZH cable with Pan-Plug™ modular plugs on each end. The patented tangle free latch prevents snags and provides easy release saving time on frequent moves, | PC | 1 | 10 | 1 | 1 | 28.04
07498372020 | STPCH2.5MBRD | CU Patch Crd,Cat 5e,S/FTP,2.5m,BRD | The TX5e™ Cat 5e Shielded Patch Cord is constructed of 26 AWG, shielded, twisted pair, stranded, CM/LSZH cable with Pan-Plug™ modular plugs on each end. The patented tangle free latch prevents snags and provides easy release saving time on frequent moves, | PC | 1 | 10 | 1 | 1 | 28.04
07498372109 | STPCH2.5MBYL | CU Patch Crd,Cat 5e,S/FTP,2.5m,BYL | The TX5e™ Cat 5e Shielded Patch Cord is constructed of 26 AWG, shielded, twisted pair, stranded, CM/LSZH cable with Pan-Plug™ modular plugs on each end. The patented tangle free latch prevents snags and provides easy release saving time on frequent moves, | PC | 1 | 10 | 1 | 1 | 28.04
07498371827 | STPCH20MBBL | CU Patch Crd,Cat 5e,S/FTP,20m,BBL | Category 5e, shielded patch cord with Pan-Plug® Shielded Modular Plugs on each end, Black, 20 meters. | PC | 1 | 10 | 1 | 1 | 57.92
07498371846 | STPCH20MBBU | CU Patch Crd,Cat 5e,S/FTP,20m,BBU | Category 5e, shielded patch cord with Pan-Plug® Shielded Modular Plugs on each end, Blue, 20 meters. | PC | 1 | 10 | 1 | 1 | 57.92
07498372100 | STPCH20MBGR | CU Patch Crd,Cat 5e,S/FTP,20m,BGR | Category 5e, shielded patch cord with Pan-Plug® Shielded Modular Plugs on each end, Green, 20 meters. | PC | 1 | 10 | 1 | 1 | 57.92
07498372044 | STPCH20MBRD | CU Patch Crd,Cat 5e,S/FTP,20m,BRD | Category 5e, shielded patch cord with Pan-Plug® Shielded Modular Plugs on each end, Red, 20 meters. | PC | 1 | 10 | 1 | 1 | 57.92
07498372119 | STPCH20MBYL | CU Patch Crd,Cat 5e,S/FTP,20m,BYL | Category 5e, shielded patch cord with Pan-Plug® Shielded Modular Plugs on each end, Yellow, 20 meters. | PC | 1 | 10 | 1 | 1 | 57.92
07498363530 | STPCH21MBBL | CU Patch Crd,Cat 5e,STP,21m,BBL | Copper Patch Cord, Cat5e, Intl Gray STP Cable, Black Boots, 21 Meter | PC | 1 | 10 | 1 | 1 | 59.66
07498363529 | STPCH21MBBU | CU Patch Crd,Cat 5e,STP,21m,BBU | Copper Patch Cord, Cat5e, Intl Gray STP Cable, Blue Boots, 21 Meter | PC | 1 | 10 | 1 | 1 | 59.66
07498363532 | STPCH21MBGR | CU Patch Crd,Cat 5e,STP,21m,BGR | Copper Patch Cord, Cat5e, Intl Gray STP Cable, Green Boots, 21 Meter | PC | 1 | 10 | 1 | 1 | 59.66
07498363533 | STPCH21MBRD | CU Patch Crd,Cat 5e,STP,21m,BRD | Copper Patch Cord, Cat5e, Intl Gray STP Cable, Red Boots, 21 Meter | PC | 1 | 10 | 1 | 1 | 59.66
07498363534 | STPCH21MBYL | CU Patch Crd,Cat 5e,STP,21m,BYL | Copper Patch Cord, Cat5e, Intl Gray STP Cable, Yellow Boots, 21 Meter | PC | 1 | 10 | 1 | 1 | 59.66
07498363535 | STPCH22MBBL | CU Patch Crd,Cat 5e,STP,22m,BBL | Copper Patch Cord, Cat5e, Intl Gray STP Cable, Black Boots, 22 Meter | PC | 1 | 10 | 1 | 1 | 61.4
07498363538 | STPCH22MBBU | CU Patch Crd,Cat 5e,STP,22m,BBU | Copper Patch Cord, Cat5e, Intl Gray STP Cable, Blue Boots, 22 Meter | PC | 1 | 10 | 1 | 1 | 61.4
07498363546 | STPCH22MBGR | CU Patch Crd,Cat 5e,STP,22m,BGR | Copper Patch Cord, Cat5e, Intl Gray STP Cable, Green Boots, 22 Meter | PC | 1 | 10 | 1 | 1 | 61.4
07498363548 | STPCH22MBRD | CU Patch Crd,Cat 5e,STP,22m,BRD | Copper Patch Cord, Cat5e, Intl Gray STP Cable, Red Boots, 22 Meter | PC | 1 | 10 | 1 | 1 | 61.4
07498363553 | STPCH22MBYL | CU Patch Crd,Cat 5e,STP,22m,BYL | Copper Patch Cord, Cat5e, Intl Gray STP Cable, Yellow Boots, 22 Meter | PC | 1 | 10 | 1 | 1 | 61.4
07498363536 | STPCH23MBBL | CU Patch Crd,Cat 5e,STP,23m,BBL | Copper Patch Cord, Cat5e, Intl Gray STP Cable, Black Boots, 23 Meter | PC | 1 | 10 | 1 | 1 | 63.08
07498363539 | STPCH23MBBU | CU Patch Crd,Cat 5e,STP,23m,BBU | Copper Patch Cord, Cat5e, Intl Gray STP Cable, Blue Boots, 23 Meter | PC | 1 | 10 | 1 | 1 | 63.08
07498363545 | STPCH23MBGR | CU Patch Crd,Cat 5e,STP,23m,BGR | Copper Patch Cord, Cat5e, Intl Gray STP Cable, Green Boots, 23 Meter | PC | 1 | 10 | 1 | 1 | 63.08
07498363549 | STPCH23MBRD | CU Patch Crd,Cat 5e,STP,23m,BRD | Copper Patch Cord, Cat5e, Intl Gray STP Cable, Red Boots, 23 Meter | PC | 1 | 10 | 1 | 1 | 63.08
07498363552 | STPCH23MBYL | CU Patch Crd,Cat 5e,STP,23m,BYL | Copper Patch Cord, Cat5e, Intl Gray STP Cable, Yellow Boots, 23 Meter | PC | 1 | 10 | 1 | 1 | 63.08
07498363537 | STPCH24MBBL | CU Patch Crd,Cat 5e,STP,24m,BBL | Copper Patch Cord, Cat5e, Intl Gray STP Cable, Black Boots, 24 Meter | PC | 1 | 10 | 1 | 1 | 64.8
07498363540 | STPCH24MBBU | CU Patch Crd,Cat 5e,STP,24m,BBU | Copper Patch Cord, Cat5e, Intl Gray STP Cable, Blue Boots, 24 Meter | PC | 1 | 10 | 1 | 1 | 64.8
07498363544 | STPCH24MBGR | CU Patch Crd,Cat 5e,STP,24m,BGR | Copper Patch Cord, Cat5e, Intl Gray STP Cable, Green Boots, 24 Meter | PC | 1 | 10 | 1 | 1 | 64.8
07498363550 | STPCH24MBRD | CU Patch Crd,Cat 5e,STP,24m,BRD | Copper Patch Cord, Cat5e, Intl Gray STP Cable, Red Boots, 24 Meter | PC | 1 | 10 | 1 | 1 | 64.8
07498363551 | STPCH24MBYL | CU Patch Crd,Cat 5e,STP,24m,BYL | Copper Patch Cord, Cat5e, Intl Gray STP Cable, Yellow Boots, 24 Meter | PC | 1 | 10 | 1 | 1 | 64.8
07498371828 | STPCH25MBBL | CU Patch Crd,Cat 5e,S/FTP,25m,BBL | Category 5e, shielded patch cord with Pan-Plug® Shielded Modular Plugs on each end, Black, 25 meters. | PC | 1 | 10 | 1 | 1 | 66.48
07498371992 | STPCH25MBBU | CU Patch Crd,Cat 5e,S/FTP,25m,BBU | Category 5e, shielded patch cord with Pan-Plug® Shielded Modular Plugs on each end, Blue, 25 meters. | PC | 1 | 10 | 1 | 1 | 66.48
07498372101 | STPCH25MBGR | CU Patch Crd,Cat 5e,S/FTP,25m,BGR | Category 5e, shielded patch cord with Pan-Plug® Shielded Modular Plugs on each end, Green, 25 meters. | PC | 1 | 10 | 1 | 1 | 66.48
07498372047 | STPCH25MBRD | CU Patch Crd,Cat 5e,S/FTP,25m,BRD | Category 5e, shielded patch cord with Pan-Plug® Shielded Modular Plugs on each end, Red, 25 meters. | PC | 1 | 10 | 1 | 1 | 66.48
07498372120 | STPCH25MBYL | CU Patch Crd,Cat 5e,S/FTP,25m,BYL | Category 5e, shielded patch cord with Pan-Plug® Shielded Modular Plugs on each end, Yellow, 25 meters. | PC | 1 | 10 | 1 | 1 | 66.48
07498363554 | STPCH26MBBL | CU Patch Crd,Cat 5e,STP,26m,BBL | Copper Patch Cord, Cat5e, Intl Gray STP Cable, Black Boots, 26 Meter | PC | 1 | 10 | 1 | 1 | 68.2
07498363555 | STPCH26MBBU | CU Patch Crd,Cat 5e,STP,26m,BBU | Copper Patch Cord, Cat5e, Intl Gray STP Cable, Blue Boots, 26 Meter | PC | 1 | 10 | 1 | 1 | 68.2
07498363557 | STPCH26MBGR | CU Patch Crd,Cat 5e,STP,26m,BGR | Copper Patch Cord, Cat5e, Intl Gray STP Cable, Green Boots, 26 Meter | PC | 1 | 10 | 1 | 1 | 68.2
07498363558 | STPCH26MBRD | CU Patch Crd,Cat 5e,STP,26m,BRD | Copper Patch Cord, Cat5e, Intl Gray STP Cable, Red Boots, 26 Meter | PC | 1 | 10 | 1 | 1 | 68.2
07498363559 | STPCH26MBYL | CU Patch Crd,Cat 5e,STP,26m,BYL | Copper Patch Cord, Cat5e, Intl Gray STP Cable, Yellow Boots, 26 Meter | PC | 1 | 10 | 1 | 1 | 68.2
07498363560 | STPCH27MBBL | CU Patch Crd,Cat 5e,STP,27m,BBL | Copper Patch Cord, Cat5e, Intl Gray STP Cable, Black Boots, 27 Meter | PC | 1 | 10 | 1 | 1 | 69.92
07498363565 | STPCH27MBBU | CU Patch Crd,Cat 5e,STP,27m,BBU | Copper Patch Cord, Cat5e, Intl Gray STP Cable, Blue Boots, 27 Meter | PC | 1 | 10 | 1 | 1 | 69.92
07498363571 | STPCH27MBGR | CU Patch Crd,Cat 5e,STP,27m,BGR | Copper Patch Cord, Cat5e, Intl Gray STP Cable, Green Boots, 27 Meter | PC | 1 | 10 | 1 | 1 | 69.92
07498363574 | STPCH27MBRD | CU Patch Crd,Cat 5e,STP,27m,BRD | Copper Patch Cord, Cat5e, Intl Gray STP Cable, Red Boots, 27 Meter | PC | 1 | 10 | 1 | 1 | 69.92
07498363579 | STPCH27MBYL | CU Patch Crd,Cat 5e,STP,27m,BYL | Copper Patch Cord, Cat5e, Intl Gray STP Cable, Yellow Boots, 27 Meter | PC | 1 | 10 | 1 | 1 | 69.92
07498363561 | STPCH28MBBL | CU Patch Crd,Cat 5e,STP,28m,BBL | Copper Patch Cord, Cat5e, Intl Gray STP Cable, Black Boots, 28 Meter | PC | 1 | 10 | 1 | 1 | 71.62
07498363564 | STPCH28MBBU | CU Patch Crd,Cat 5e,STP,28m,BBU | Copper Patch Cord, Cat5e, Intl Gray STP Cable, Blue Boots, 28 Meter | PC | 1 | 10 | 1 | 1 | 71.62
07498363572 | STPCH28MBGR | CU Patch Crd,Cat 5e,STP,28m,BGR | Copper Patch Cord, Cat5e, Intl Gray STP Cable, Green Boots, 28 Meter | PC | 1 | 10 | 1 | 1 | 71.62
07498363575 | STPCH28MBRD | CU Patch Crd,Cat 5e,STP,28m,BRD | Copper Patch Cord, Cat5e, Intl Gray STP Cable, Red Boots, 28 Meter | PC | 1 | 10 | 1 | 1 | 71.62
07498363578 | STPCH28MBYL | CU Patch Crd,Cat 5e,STP,28m,BYL | Copper Patch Cord, Cat5e, Intl Gray STP Cable, Yellow Boots, 28 Meter | PC | 1 | 10 | 1 | 1 | 71.62
07498363562 | STPCH29MBBL | CU Patch Crd,Cat 5e,STP,29m,BBL | Copper Patch Cord, Cat5e, Intl Gray STP Cable, Black Boots, 29 Meter | PC | 1 | 10 | 1 | 1 | 73.36
07498363563 | STPCH29MBBU | CU Patch Crd,Cat 5e,STP,29m,BBU | Copper Patch Cord, Cat5e, Intl Gray STP Cable, Blue Boots, 29 Meter | PC | 1 | 10 | 1 | 1 | 73.36
07498363573 | STPCH29MBGR | CU Patch Crd,Cat 5e,STP,29m,BGR | Copper Patch Cord, Cat5e, Intl Gray STP Cable, Green Boots, 29 Meter | PC | 1 | 10 | 1 | 1 | 73.36
07498363576 | STPCH29MBRD | CU Patch Crd,Cat 5e,STP,29m,BRD | Copper Patch Cord, Cat5e, Intl Gray STP Cable, Red Boots, 29 Meter | PC | 1 | 10 | 1 | 1 | 73.36
07498363577 | STPCH29MBYL | CU Patch Crd,Cat 5e,STP,29m,BYL | Copper Patch Cord, Cat5e, Intl Gray STP Cable, Yellow Boots, 29 Meter | PC | 1 | 10 | 1 | 1 | 73.36
07498371816 | STPCH2MBBL | CU Patch Crd,Cat 5e,S/FTP,2m,BBL | The TX5e™ Cat 5e Shielded Patch Cord is constructed of 26 AWG, shielded, twisted pair, stranded, CM/LSZH cable with Pan-Plug™ modular plugs on each end. The patented tangle free latch prevents snags and provides easy release saving time on frequent moves, | PC | 1 | 10 | 1 | 1 | 27.2
07498371835 | STPCH2MBBU | CU Patch Crd,Cat 5e,S/FTP,2m,BBU | The TX5e™ Cat 5e Shielded Patch Cord is constructed of 26 AWG, shielded, twisted pair, stranded, CM/LSZH cable with Pan-Plug™ modular plugs on each end. The patented tangle free latch prevents snags and provides easy release saving time on frequent moves, | PC | 1 | 10 | 1 | 1 | 27.2
07498372089 | STPCH2MBGR | CU Patch Crd,Cat 5e,S/FTP,2m,BGR | The TX5e™ Cat 5e Shielded Patch Cord is constructed of 26 AWG, shielded, twisted pair, stranded, CM/LSZH cable with Pan-Plug™ modular plugs on each end. The patented tangle free latch prevents snags and provides easy release saving time on frequent moves, | PC | 1 | 10 | 1 | 1 | 27.2
07498372019 | STPCH2MBRD | CU Patch Crd,Cat 5e,S/FTP,2m,BRD | The TX5e™ Cat 5e Shielded Patch Cord is constructed of 26 AWG, shielded, twisted pair, stranded, CM/LSZH cable with Pan-Plug™ modular plugs on each end. The patented tangle free latch prevents snags and provides easy release saving time on frequent moves, | PC | 1 | 10 | 1 | 1 | 27.2
07498372108 | STPCH2MBYL | CU Patch Crd,Cat 5e,S/FTP,2m,BYL | The TX5e™ Cat 5e Shielded Patch Cord is constructed of 26 AWG, shielded, twisted pair, stranded, CM/LSZH cable with Pan-Plug™ modular plugs on each end. The patented tangle free latch prevents snags and provides easy release saving time on frequent moves, | PC | 1 | 10 | 1 | 1 | 27.2
07498363461 | STPCH3.5MBBL | CU Patch Crd,Cat 5e,STP,3.5m,BBL | Copper Patch Cord, Cat5e, Intl Gray STP Cable, Black Boots, 3.5 Meter | PC | 1 | 10 | 1 | 1 | 29.76
07498363460 | STPCH3.5MBBU | CU Patch Crd,Cat 5e,STP,3.5m,BBU | Copper Patch Cord, Cat5e, Intl Gray STP Cable, Blue Boots, 3.5 Meter | PC | 1 | 10 | 1 | 1 | 29.76
07498363463 | STPCH3.5MBGR | CU Patch Crd,Cat 5e,STP,3.5m,BGR | Copper Patch Cord, Cat5e, Intl Gray STP Cable, Green Boots, 3.5 Meter | PC | 1 | 10 | 1 | 1 | 29.76
07498363464 | STPCH3.5MBRD | CU Patch Crd,Cat 5e,STP,3.5m,BRD | Copper Patch Cord, Cat5e, Intl Gray STP Cable, Red Boots, 3.5 Meter | PC | 1 | 10 | 1 | 1 | 29.76
07498363465 | STPCH3.5MBYL | CU Patch Crd,Cat 5e,STP,3.5m,BYL | Copper Patch Cord, Cat5e, Intl Gray STP Cable, Yellow Boots, 3.5 Meter | PC | 1 | 10 | 1 | 1 | 29.76
07498371829 | STPCH30MBBL | CU Patch Crd, Cat 5e,S/FTP,30m,BBL | Category 5e, shielded patch cord with Pan-Plug® Shielded Modular Plugs on each end, Black, 30 meters. | PC | 1 | 10 | 1 | 1 | 75.04
07498371993 | STPCH30MBBU | CU Patch Crd,Cat 5e,S/FTP,30m,BBU | Category 5e, shielded patch cord with Pan-Plug® Shielded Modular Plugs on each end, Blue, 30 meters. | PC | 1 | 10 | 1 | 1 | 75.04
07498372102 | STPCH30MBGR | CU Patch Crd,Cat 5e,S/FTP,30m,BGR | Category 5e, shielded patch cord with Pan-Plug® Shielded Modular Plugs on each end, Green, 30 meters. | PC | 1 | 10 | 1 | 1 | 75.04
07498372048 | STPCH30MBRD | CU Patch Crd,Cat 5e,S/FTP,30m,BRD | Category 5e, shielded patch cord with Pan-Plug® Shielded Modular Plugs on each end, Red, 30 meters. | PC | 1 | 10 | 1 | 1 | 75.04
07498372121 | STPCH30MBYL | CU Patch Crd,Cat 5e,S/FTP,30m,BYL | Category 5e, shielded patch cord with Pan-Plug® Shielded Modular Plugs on each end, Yellow, 30 meters. | PC | 1 | 10 | 1 | 1 | 75.04
07498363580 | STPCH31MBBL | CU Patch Crd,Cat 5e,STP,31m,BBL | Copper Patch Cord, Cat5e, Intl Gray STP Cable, Black Boots, 31 Meter | PC | 1 | 10 | 1 | 1 | 76.76
07498363581 | STPCH31MBBU | CU Patch Crd,Cat 5e,STP,31m,BBU | Copper Patch Cord, Cat5e, Intl Gray STP Cable, Blue Boots, 31 Meter | PC | 1 | 10 | 1 | 1 | 76.76
07498363583 | STPCH31MBGR | CU Patch Crd,Cat 5e,STP,31m,BGR | Copper Patch Cord, Cat5e, Intl Gray STP Cable, Green Boots, 31 Meter | PC | 1 | 10 | 1 | 1 | 76.76
07498363584 | STPCH31MBRD | CU Patch Crd,Cat 5e,STP,31m,BRD | Copper Patch Cord, Cat5e, Intl Gray STP Cable, Red Boots, 31 Meter | PC | 1 | 10 | 1 | 1 | 76.76
07498363585 | STPCH31MBYL | CU Patch Crd,Cat 5e,STP,31m,BYL | Copper Patch Cord, Cat5e, Intl Gray STP Cable, Yellow Boots, 31 Meter | PC | 1 | 10 | 1 | 1 | 76.76
07498363587 | STPCH32MBBL | CU Patch Crd,Cat 5e,STP,32m,BBL | Copper Patch Cord, Cat5e, Intl Gray STP Cable, Black Boots, 32 Meter | PC | 1 | 10 | 1 | 1 | 78.48
07498363592 | STPCH32MBBU | CU Patch Crd,Cat 5e,STP,32m,BBU | Copper Patch Cord, Cat5e, Intl Gray STP Cable, Blue Boots, 32 Meter | PC | 1 | 10 | 1 | 1 | 78.48
07498363596 | STPCH32MBGR | CU Patch Crd,Cat 5e,STP,32m,BGR | Copper Patch Cord, Cat5e, Intl Gray STP Cable, Green Boots, 32 Meter | PC | 1 | 10 | 1 | 1 | 78.48
07498363601 | STPCH32MBRD | CU Patch Crd,Cat 5e,STP,32m,BRD | Copper Patch Cord, Cat5e, Intl Gray STP Cable, Red Boots, 32 Meter | PC | 1 | 10 | 1 | 1 | 78.48
07498363602 | STPCH32MBYL | CU Patch Crd,Cat 5e,STP,32m,BYL | Copper Patch Cord, Cat5e, Intl Gray STP Cable, Yellow Boots, 32 Meter | PC | 1 | 10 | 1 | 1 | 78.48
07498363588 | STPCH33MBBL | CU Patch Crd,Cat 5e,STP,33m,BBL | Copper Patch Cord, Cat5e, Intl Gray STP Cable, Black Boots, 33 Meter | PC | 1 | 10 | 1 | 1 | 80.18
07498363591 | STPCH33MBBU | CU Patch Crd,Cat 5e,STP,33m,BBU | Copper Patch Cord, Cat5e, Intl Gray STP Cable, Blue Boots, 33 Meter | PC | 1 | 10 | 1 | 1 | 80.18
07498363597 | STPCH33MBGR | CU Patch Crd,Cat 5e,STP,33m,BGR | Copper Patch Cord, Cat5e, Intl Gray STP Cable, Green Boots, 33 Meter | PC | 1 | 10 | 1 | 1 | 80.18
07498363600 | STPCH33MBRD | CU Patch Crd,Cat 5e,STP,33m,BRD | Copper Patch Cord, Cat5e, Intl Gray STP Cable, Red Boots, 33 Meter | PC | 1 | 10 | 1 | 1 | 80.18
07498363603 | STPCH33MBYL | CU Patch Crd,Cat 5e,STP,33m,BYL | Copper Patch Cord, Cat5e, Intl Gray STP Cable, Yellow Boots, 33 Meter | PC | 1 | 10 | 1 | 1 | 80.18
07498363589 | STPCH34MBBL | CU Patch Crd,Cat 5e,STP,34m,BBL | Copper Patch Cord, Cat5e, Intl Gray STP Cable, Black Boots, 34 Meter | PC | 1 | 10 | 1 | 1 | 81.86
07498363590 | STPCH34MBBU | CU Patch Crd,Cat 5e,STP,34m,BBU | Copper Patch Cord, Cat5e, Intl Gray STP Cable, Blue Boots, 34 Meter | PC | 1 | 10 | 1 | 1 | 81.86
07498363598 | STPCH34MBGR | CU Patch Crd,Cat 5e,STP,34m,BGR | Copper Patch Cord, Cat5e, Intl Gray STP Cable, Green Boots, 34 Meter | PC | 1 | 10 | 1 | 1 | 81.86
07498363599 | STPCH34MBRD | CU Patch Crd,Cat 5e,STP,34m,BRD | Copper Patch Cord, Cat5e, Intl Gray STP Cable, Red Boots, 34 Meter | PC | 1 | 10 | 1 | 1 | 81.86
07498363604 | STPCH34MBYL | CU Patch Crd,Cat 5e,STP,34m,BYL | Copper Patch Cord, Cat5e, Intl Gray STP Cable, Yellow Boots, 34 Meter | PC | 1 | 10 | 1 | 1 | 81.86
07498371830 | STPCH35MBBL | CU Patch Crd,Cat 5e,S/FTP,35m,BBL | Category 5e, shielded patch cord with Pan-Plug® Shielded Modular Plugs on each end, Black, 35 meters. | PC | 1 | 10 | 1 | 1 | 83.62
07498372013 | STPCH35MBBU | CU Patch Crd,Cat 5e,S/FTP,35m,BBU | Category 5e, shielded patch cord with Pan-Plug® Shielded Modular Plugs on each end, Blue, 35 meters. | PC | 1 | 10 | 1 | 1 | 83.62
07498372103 | STPCH35MBGR | CU Patch Crd,Cat 5e,S/FTP,35m,BGR | Category 5e, shielded patch cord with Pan-Plug® Shielded Modular Plugs on each end, Green, 35 meters. | PC | 1 | 10 | 1 | 1 | 83.62
07498372049 | STPCH35MBRD | CU Patch Crd,Cat 5e,S/FTP,35m,BRD | Category 5e, shielded patch cord with Pan-Plug® Shielded Modular Plugs on each end, Red, 35 meters. | PC | 1 | 10 | 1 | 1 | 83.62
07498372122 | STPCH35MBYL | CU Patch Cord,Cat 5e,S/FTP,35m,BYL | Category 5e, shielded patch cord with Pan-Plug® Shielded Modular Plugs on each end, Yellow, 35 meters. | PC | 1 | 10 | 1 | 1 | 83.62
07498371818 | STPCH3MBBL | CU Patch Crd,Cat 5e,S/FTP,3m,BBL | The TX5e™ Cat 5e Shielded Patch Cord is constructed of 26 AWG, shielded, twisted pair, stranded, CM/LSZH cable with Pan-Plug™ modular plugs on each end. The patented tangle free latch prevents snags and provides easy release saving time on frequent moves, | PC | 1 | 10 | 1 | 1 | 28.92
07498371837 | STPCH3MBBU | CU Patch Crd,Cat 5e,S/FTP,3m,BBU | The TX5e™ Cat 5e Shielded Patch Cord is constructed of 26 AWG, shielded, twisted pair, stranded, CM/LSZH cable with Pan-Plug™ modular plugs on each end. The patented tangle free latch prevents snags and provides easy release saving time on frequent moves, | PC | 1 | 10 | 1 | 1 | 28.92
07498372091 | STPCH3MBGR | CU Patch Crd,Cat 5e,S/FTP,3m,BGR | The TX5e™ Cat 5e Shielded Patch Cord is constructed of 26 AWG, shielded, twisted pair, stranded, CM/LSZH cable with Pan-Plug™ modular plugs on each end. The patented tangle free latch prevents snags and provides easy release saving time on frequent moves, | PC | 1 | 10 | 1 | 1 | 28.92
07498372021 | STPCH3MBRD | CU Patch Crd,Cat 5e,S/FTP,3m,BRD | The TX5e™ Cat 5e Shielded Patch Cord is constructed of 26 AWG, shielded, twisted pair, stranded, CM/LSZH cable with Pan-Plug™ modular plugs on each end. The patented tangle free latch prevents snags and provides easy release saving time on frequent moves, | PC | 1 | 10 | 1 | 1 | 28.92
07498372110 | STPCH3MBYL | CU Patch Crd,Cat 5e,S/FTP,3m,BYL | The TX5e™ Cat 5e Shielded Patch Cord is constructed of 26 AWG, shielded, twisted pair, stranded, CM/LSZH cable with Pan-Plug™ modular plugs on each end. The patented tangle free latch prevents snags and provides easy release saving time on frequent moves, | PC | 1 | 10 | 1 | 1 | 28.92
07498363467 | STPCH4.5MBBL | CU Patch Crd,Cat 5e,STP,4.5m,BBL | Copper Patch Cord, Cat5e, Intl Gray STP Cable, Black Boots, 4.5 Meter | PC | 1 | 10 | 1 | 1 | 31.44
07498363466 | STPCH4.5MBBU | CU Patch Crd,Cat 5e,STP,4.5m,BBU | Copper Patch Cord, Cat5e, Intl Gray STP Cable, Blue Boots, 4.5 Meter | PC | 1 | 10 | 1 | 1 | 31.44
07498363469 | STPCH4.5MBGR | CU Patch Crd,Cat 5e,STP,4.5m,BGR | Copper Patch Cord, Cat5e, Intl Gray STP Cable, Green Boots, 4.5 Meter | PC | 1 | 10 | 1 | 1 | 31.44
07498363470 | STPCH4.5MBRD | CU Patch Crd,Cat 5e,STP,4.5m,BRD | Copper Patch Cord, Cat5e, Intl Gray STP Cable, Red Boots, 4.5 Meter | PC | 1 | 10 | 1 | 1 | 31.44
07498363471 | STPCH4.5MBYL | CU Patch Crd,Cat 5e,STP,4.5m,BYL | Copper Patch Cord, Cat5e, Intl Gray STP Cable, Yellow Boots, 4.5 Meter | PC | 1 | 10 | 1 | 1 | 31.44
07498371831 | STPCH40MBBL | CU Patch Crd,Cat 5e,S/FTP,40m,BBL | Category 5e, shielded patch cord with Pan-Plug® Shielded Modular Plugs on each end, Black, 40 meters. | PC | 1 | 10 | 1 | 1 | 92.14
07498372015 | STPCH40MBBU | CU Patch Crd,Cat 5e,S/FTP,40m,BBU | Category 5e, shielded patch cord with Pan-Plug® Shielded Modular Plugs on each end, Blue, 40 meters. | PC | 1 | 10 | 1 | 1 | 92.14
07498372104 | STPCH40MBGR | CU Patch Crd,Cat 5e,S/FTP,40m,BGR | Category 5e, shielded patch cord with Pan-Plug® Shielded Modular Plugs on each end, Green, 40 meters. | PC | 1 | 10 | 1 | 1 | 92.14
07498372050 | STPCH40MBRD | CU Patch Crd,Cat 5e,S/FTP,40m,BRD | Category 5e, shielded patch cord with Pan-Plug® Shielded Modular Plugs on each end, Red, 40 meters. | PC | 1 | 10 | 1 | 1 | 92.14
07498372123 | STPCH40MBYL | CU Patch Crd,Cat 5e,S/FTP,40m,BYL | Category 5e, shielded patch cord with Pan-Plug® Shielded Modular Plugs on each end, Yellow, 40 meters. | PC | 1 | 10 | 1 | 1 | 92.14
07498371819 | STPCH4MBBL | CU Patch Crd, Cat 5e,S/FTP,4m,BBL | Category 5e, shielded patch cord with Pan-Plug® Shielded Modular Plugs on each end, Black, 4 meters. | PC | 1 | 10 | 1 | 1 | 30.64
07498371838 | STPCH4MBBU | CU Patch Crd,Cat 5e,S/FTP,4m,BBU | Category 5e, shielded patch cord with Pan-Plug® Shielded Modular Plugs on each end, Blue, 4 meters. | PC | 1 | 10 | 1 | 1 | 30.64
07498372092 | STPCH4MBGR | CU Patch Crd,Cat 5e,S/FTP,4m,BGR | Category 5e, shielded patch cord with Pan-Plug® Shielded Modular Plugs on each end, Green, 4 meters. | PC | 1 | 10 | 1 | 1 | 30.64
07498372022 | STPCH4MBRD | CU Patch Crd,Cat 5e,S/FTP,4m,BRD | Category 5e, shielded patch cord with Pan-Plug® Shielded Modular Plugs on each end, Red, 4 meters. | PC | 1 | 10 | 1 | 1 | 30.64
07498372111 | STPCH4MBYL | CU Patch Crd,Cat 5e,S/FTP,4m,BYL | Category 5e, shielded patch cord with Pan-Plug® Shielded Modular Plugs on each end, Yellow, 4 meters. | PC | 1 | 10 | 1 | 1 | 30.64
07498371820 | STPCH5MBBL | CU Patch Crd,Cat 5e,S/FTP,5m,BBL,5m | The TX5e™ Cat 5e Shielded Patch Cord is constructed of 26 AWG, shielded, twisted pair, stranded, CM/LSZH cable with Pan-Plug™ modular plugs on each end. The patented tangle free latch prevents snags and provides easy release saving time on frequent moves, | PC | 1 | 10 | 1 | 1 | 32.34
07498371839 | STPCH5MBBU | CU Patch Crd,Cat 5e,S/FTP,5m,BBU,5m | The TX5e™ Cat 5e Shielded Patch Cord is constructed of 26 AWG, shielded, twisted pair, stranded, CM/LSZH cable with Pan-Plug™ modular plugs on each end. The patented tangle free latch prevents snags and provides easy release saving time on frequent moves, | PC | 1 | 10 | 1 | 1 | 32.34
07498372093 | STPCH5MBGR | CU Patch Crd,Cat 5e,S/FTP,5m,BGR,5m | The TX5e™ Cat 5e Shielded Patch Cord is constructed of 26 AWG, shielded, twisted pair, stranded, CM/LSZH cable with Pan-Plug™ modular plugs on each end. The patented tangle free latch prevents snags and provides easy release saving time on frequent moves, | PC | 1 | 10 | 1 | 1 | 32.34
07498372023 | STPCH5MBRD | CU Patch Crd,Cat 5e,S/FTP,5m,BRD,5m | The TX5e™ Cat 5e Shielded Patch Cord is constructed of 26 AWG, shielded, twisted pair, stranded, CM/LSZH cable with Pan-Plug™ modular plugs on each end. The patented tangle free latch prevents snags and provides easy release saving time on frequent moves, | PC | 1 | 10 | 1 | 1 | 32.34
07498372112 | STPCH5MBYL | CU Patch Crd,Cat 5e,S/FTP,5m,BYL | The TX5e™ Cat 5e Shielded Patch Cord is constructed of 26 AWG, shielded, twisted pair, stranded, CM/LSZH cable with Pan-Plug™ modular plugs on each end. The patented tangle free latch prevents snags and provides easy release saving time on frequent moves, | PC | 1 | 10 | 1 | 1 | 32.34
07498371821 | STPCH6MBBL | CU Patch Crd,Cat 5e,S/FTP,5m,BBL,6m | Category 5e, shielded patch cord with Pan-Plug® Shielded Modular Plugs on each end, Black, 6 meters. | PC | 1 | 10 | 1 | 1 | 34.02
07498371840 | STPCH6MBBU | CU Patch Crd,Cat 5e,S/FTP,5m,BBU,6m | Category 5e, shielded patch cord with Pan-Plug® Shielded Modular Plugs on each end, Blue, 6 meters. | PC | 1 | 10 | 1 | 1 | 34.02
07498372094 | STPCH6MBGR | CU Patch Crd,Cat 5e,S/FTP,5m,BGR,6m | Category 5e, shielded patch cord with Pan-Plug® Shielded Modular Plugs on each end, Green, 6 meters. | PC | 1 | 10 | 1 | 1 | 34.02
07498372024 | STPCH6MBRD | CU Patch Crd,Cat 5e,S/FTP,5m,BRD,6m | Category 5e, shielded patch cord with Pan-Plug® Shielded Modular Plugs on each end, Red, 6 meters. | PC | 1 | 10 | 1 | 1 | 34.02
07498372113 | STPCH6MBYL | CU Patch Crd,Cat 5e,S/FTP,6m,BYL | Category 5e, shielded patch cord with Pan-Plug® Shielded Modular Plugs on each end, Yellow, 6 meters. | PC | 1 | 10 | 1 | 1 | 34.02
07498371822 | STPCH7MBBL | CU Patch Crd,Cat 5e,S/FTP,7m,BBL | The TX5e™ Cat 5e Shielded Patch Cord is constructed of 26 AWG, shielded, twisted pair, stranded, CM/LSZH cable with Pan-Plug™ modular plugs on each end. The patented tangle free latch prevents snags and provides easy release saving time on frequent moves, | PC | 1 | 10 | 1 | 1 | 35.74
07498371841 | STPCH7MBBU | CU Patch Crd,Cat 5e,S/FTP,7m,BBU | The TX5e™ Cat 5e Shielded Patch Cord is constructed of 26 AWG, shielded, twisted pair, stranded, CM/LSZH cable with Pan-Plug™ modular plugs on each end. The patented tangle free latch prevents snags and provides easy release saving time on frequent moves, | PC | 1 | 10 | 1 | 1 | 35.74
07498372095 | STPCH7MBGR | CU Patch Crd,Cat 5e,S/FTP,7m,BGR | The TX5e™ Cat 5e Shielded Patch Cord is constructed of 26 AWG, shielded, twisted pair, stranded, CM/LSZH cable with Pan-Plug™ modular plugs on each end. The patented tangle free latch prevents snags and provides easy release saving time on frequent moves, | PC | 1 | 10 | 1 | 1 | 35.74
07498372025 | STPCH7MBRD | CU Patch Crd,Cat 5e,S/FTP,7m,BRD | The TX5e™ Cat 5e Shielded Patch Cord is constructed of 26 AWG, shielded, twisted pair, stranded, CM/LSZH cable with Pan-Plug™ modular plugs on each end. The patented tangle free latch prevents snags and provides easy release saving time on frequent moves, | PC | 1 | 10 | 1 | 1 | 35.74
07498372114 | STPCH7MBYL | CU Patch Crd,Cat 5e,S/FTP,7m,BYL | The TX5e™ Cat 5e Shielded Patch Cord is constructed of 26 AWG, shielded, twisted pair, stranded, CM/LSZH cable with Pan-Plug™ modular plugs on each end. The patented tangle free latch prevents snags and provides easy release saving time on frequent moves, | PC | 1 | 10 | 1 | 1 | 35.74
07498371823 | STPCH8MBBL | CU Patch Crd,Cat 5e,S/FTP,8m,BBL | Category 5e, shielded patch cord with Pan-Plug® Shielded Modular Plugs on each end, Black, 8 meters. | PC | 1 | 10 | 1 | 1 | 37.46
07498371842 | STPCH8MBBU | CU Patch Crd,Cat 5e,S/FTP,8m,BBU | Category 5e, shielded patch cord with Pan-Plug® Shielded Modular Plugs on each end, Blue, 8 meters. | PC | 1 | 10 | 1 | 1 | 37.46
07498372096 | STPCH8MBGR | CU Patch Crd,Cat 5e,S/FTP,8m,BGR | Category 5e, shielded patch cord with Pan-Plug® Shielded Modular Plugs on each end, Green, 8 meters. | PC | 1 | 10 | 1 | 1 | 37.46
07498372026 | STPCH8MBRD | CU Patch Crd,Cat 5e,S/FTP,8m,BRD | Category 5e, shielded patch cord with Pan-Plug® Shielded Modular Plugs on each end, Red, 8 meters. | PC | 1 | 10 | 1 | 1 | 37.46
07498372115 | STPCH8MBYL | CU Patch Crd,Cat 5e,S/FTP,8m,BYL | Category 5e, shielded patch cord with Pan-Plug® Shielded Modular Plugs on each end, Yellow, 8 meters. | PC | 1 | 10 | 1 | 1 | 37.46
07498371824 | STPCH9MBBL | CU Patch Crd,Cat 5e,S/FTP,9m,BBL | Category 5e, shielded patch cord with Pan-Plug® Shielded Modular Plugs on each end, Black, 9 meters. | PC | 1 | 10 | 1 | 1 | 39.16
07498371843 | STPCH9MBBU | CU Patch Crd,Cat 5e,S/FTP,9m,BBU | Category 5e, shielded patch cord with Pan-Plug® Shielded Modular Plugs on each end, Blue, 9 meters. | PC | 1 | 10 | 1 | 1 | 39.16
07498372097 | STPCH9MBGR | CU Patch Crd,Cat 5e,S/FTP,9m,BGR | Category 5e, shielded patch cord with Pan-Plug® Shielded Modular Plugs on each end, Green, 9 meters. | PC | 1 | 10 | 1 | 1 | 39.16
07498372027 | STPCH9MBRD | CU Patch Crd,Cat 5e,S/FTP,9m,BRD | Category 5e, shielded patch cord with Pan-Plug® Shielded Modular Plugs on each end, Red, 9 meters. | PC | 1 | 10 | 1 | 1 | 39.16
07498372116 | STPCH9MBYL | CU Patch Crd,Cat 5e,S/FTP,9m,BYL | Category 5e, shielded patch cord with Pan-Plug® Shielded Modular Plugs on each end, Yellow, 9 meters. | PC | 1 | 10 | 1 | 1 | 39.16
07498311862 | STPK6X10BL | Key CU Patch Crd,Cat 6A,S/FTP,10ft,BL | Keyed, Category 6A, 10 Gb/s shielded patch cord with TX6A™ 10Gig™ Keyed Modular Plug on one end and TX6A™ 10Gig™ Non-Keyed Modular Plug on the other end, Black, 10 ft. | PC | 1 | 10 | 1 | 1 | 35.5
07498311889 | STPK6X10BU | Key CU Patch Crd,Cat 6A,S/FTP,10ft,BU | Keyed, Category 6A, 10 Gb/s shielded patch cord with TX6A™ 10Gig™ Keyed Modular Plug on one end and TX6A™ 10Gig™ Non-Keyed Modular Plug on the other end, Blue, 10 ft. | PC | 1 | 10 | 1 | 1 | 35.5
07498311872 | STPK6X10GR | Key CU Patch Crd,Cat 6A,S/FTP,10ft,GR | Keyed, Category 6A, 10 Gb/s shielded patch cord with TX6A™ 10Gig™ Keyed Modular Plug on one end and TX6A™ 10Gig™ Non-Keyed Modular Plug on the other end, Green, 10 ft. | PC | 1 | 10 | 1 | 1 | 35.5
07498334545 | STPK6X10MBL | Key CU Patch Crd,Cat 6A,S/FTP,10m,BL | Keyed, Category 6A, 10 Gb/s shielded patch cord with TX6A™ 10Gig™ Keyed Modular Plug on one end and TX6A™ 10Gig™ Non-Keyed Modular Plug on the other end, Black, 10 meters. | PC | 1 | 10 | 1 | 1 | 63.6
07498334546 | STPK6X10MBU | Key CU Patch Crd,Cat 6A,S/FTP,10m,BU | Keyed, Category 6A, 10 Gb/s shielded patch cord with TX6A™ 10Gig™ Keyed Modular Plug on one end and TX6A™ 10Gig™ Non-Keyed Modular Plug on the other end, Blue, 10 meters. | PC | 1 | 10 | 1 | 1 | 63.6
07498334553 | STPK6X10MGR | Key CU Patch Crd,Cat 6A,S/FTP,10m,GR | Keyed, Category 6A, 10 Gb/s shielded patch cord with TX6A™ 10Gig™ Keyed Modular Plug on one end and TX6A™ 10Gig™ Non-Keyed Modular Plug on the other end, Green, 10 meters. | PC | 1 | 10 | 1 | 1 | 63.6
07498334893 | STPK6X10MOR | Key CU Patch Crd,Cat 6A,S/FTP,10m,OR | Keyed, Category 6A, 10 Gb/s shielded patch cord with TX6A™ 10Gig™ Keyed Modular Plug on one end and TX6A™ 10Gig™ Non-Keyed Modular Plug on the other end, Orange, 10 meters. | PC | 1 | 10 | 1 | 1 | 63.6
07498334921 | STPK6X10MRD | Key CU Patch Crd,Cat 6A,S/FTP,10m,RD | Keyed, Category 6A, 10 Gb/s shielded patch cord with TX6A™ 10Gig™ Keyed Modular Plug on one end and TX6A™ 10Gig™ Non-Keyed Modular Plug on the other end, Red, 10 meters. | PC | 1 | 10 | 1 | 1 | 63.6
07498334923 | STPK6X10MYL | Key CU Patch Crd,Cat 6A,S/FTP,10m,YL | Keyed, Category 6A, 10 Gb/s shielded patch cord with TX6A™ 10Gig™ Keyed Modular Plug on one end and TX6A™ 10Gig™ Non-Keyed Modular Plug on the other end, Yellow, 10 meters. | PC | 1 | 10 | 1 | 1 | 63.6
07498311883 | STPK6X10OR | Key CU Patch Crd,Cat 6A,S/FTP,10ft,OR | Keyed, Category 6A, 10 Gb/s shielded patch cord with TX6A™ 10Gig™ Keyed Modular Plug on one end and TX6A™ 10Gig™ Non-Keyed Modular Plug on the other end, Orange, 10 ft. | PC | 1 | 10 | 1 | 1 | 35.5
07498311867 | STPK6X10RD | Key CU Patch Crd,Cat 6A,S/FTP,10ft,RD | Keyed, Category 6A, 10 Gb/s shielded patch cord with TX6A™ 10Gig™ Keyed Modular Plug on one end and TX6A™ 10Gig™ Non-Keyed Modular Plug on the other end, Red, 10 ft. | PC | 1 | 10 | 1 | 1 | 35.5
07498311878 | STPK6X10YL | Key CU Patch Crd,Cat 6A,S/FTP,10ft,YL | Keyed, Category 6A, 10 Gb/s shielded patch cord with TX6A™ 10Gig™ Keyed Modular Plug on one end and TX6A™ 10Gig™ Non-Keyed Modular Plug on the other end, Yellow, 10 ft. | PC | 1 | 10 | 1 | 1 | 35.5
07498311863 | STPK6X14BL | CU Patch Crd,Cat 5e,SD,12ft,YL | Keyed, Category 6A, 10 Gb/s shielded patch cord with TX6A™ 10Gig™ Keyed Modular Plug on one end and TX6A™ 10Gig™ Non-Keyed Modular Plug on the other end, Black, 14 ft. | PC | 1 | 10 | 1 | 1 | 40.44
07498311890 | STPK6X14BU | Key CU Patch Crd,Cat 6A,S/FTP,14ft,BU | Keyed, Category 6A, 10 Gb/s shielded patch cord with TX6A™ 10Gig™ Keyed Modular Plug on one end and TX6A™ 10Gig™ Non-Keyed Modular Plug on the other end, Blue, 14 ft. | PC | 1 | 10 | 1 | 1 | 40.44
07498311873 | STPK6X14GR | Key CU Patch Crd,Cat 6A,S/FTP,14ft,GR | Keyed, Category 6A, 10 Gb/s shielded patch cord with TX6A™ 10Gig™ Keyed Modular Plug on one end and TX6A™ 10Gig™ Non-Keyed Modular Plug on the other end, Green, 14 ft. | PC | 1 | 10 | 1 | 1 | 40.44
07498311884 | STPK6X14OR | Key CU Patch Crd,Cat 6A,S/FTP,14ft,OR | Keyed, Category 6A, 10 Gb/s shielded patch cord with TX6A™ 10Gig™ Keyed Modular Plug on one end and TX6A™ 10Gig™ Non-Keyed Modular Plug on the other end, Orange, 14 ft. | PC | 1 | 10 | 1 | 1 | 40.44
07498311868 | STPK6X14RD | Key CU Patch Crd,Cat 6A,S/FTP,14ft,RD | Keyed, Category 6A, 10 Gb/s shielded patch cord with TX6A™ 10Gig™ Keyed Modular Plug on one end and TX6A™ 10Gig™ Non-Keyed Modular Plug on the other end, Red, 14 ft. | PC | 1 | 10 | 1 | 1 | 40.44
07498311879 | STPK6X14YL | Key CU Patch Crd,Cat 6A,S/FTP,14ft,YL | Keyed, Category 6A, 10 Gb/s shielded patch cord with TX6A™ 10Gig™ Keyed Modular Plug on one end and TX6A™ 10Gig™ Non-Keyed Modular Plug on the other end, Yellow, 14 ft. | PC | 1 | 10 | 1 | 1 | 40.44
07498323548 | STPK6X1MBL | Key CU Patch Crd,Cat 6A,S/FTP,1m,BL | Keyed, Category 6A, 10 Gb/s shielded patch cord with TX6A™ 10Gig™ Keyed Modular Plug on one end and TX6A™ 10Gig™ Non-Keyed Modular Plug on the other end, Black, 1 meter. | PC | 1 | 10 | 1 | 1 | 27.2
07498323566 | STPK6X1MBU | Key CU Patch Crd,Cat 6A,S/FTP,1m,BU | Keyed, Category 6A, 10 Gb/s shielded patch cord with TX6A™ 10Gig™ Keyed Modular Plug on one end and TX6A™ 10Gig™ Non-Keyed Modular Plug on the other end, Blue, 1 meter. | PC | 1 | 10 | 1 | 1 | 27.2
07498324755 | STPK6X1MGR | Key CU Patch Crd,Cat 6A,S/FTP,1m,GR | Keyed, Category 6A, 10 Gb/s shielded patch cord with TX6A™ 10Gig™ Keyed Modular Plug on one end and TX6A™ 10Gig™ Non-Keyed Modular Plug on the other end, Green, 1 meter. | PC | 1 | 10 | 1 | 1 | 27.2
07498327305 | STPK6X1MOR | Key CU Patch Crd,Cat 6A,S/FTP,1m,OR | Keyed, Category 6A, 10 Gb/s shielded patch cord with TX6A™ 10Gig™ Keyed Modular Plug on one end and TX6A™ 10Gig™ Non-Keyed Modular Plug on the other end, Orange, 1 meter. | PC | 1 | 10 | 1 | 1 | 27.2
07498327306 | STPK6X1MRD | Key CU Patch Crd,Cat 6A,S/FTP,1m,RD | Keyed, Category 6A, 10 Gb/s shielded patch cord with TX6A™ 10Gig™ Keyed Modular Plug on one end and TX6A™ 10Gig™ Non-Keyed Modular Plug on the other end, Red, 1 meter. | PC | 1 | 10 | 1 | 1 | 27.2
07498327307 | STPK6X1MYL | Key CU Patch Crd,Cat 6A,S/FTP,1m,YL | Keyed, Category 6A, 10 Gb/s shielded patch cord with TX6A™ 10Gig™ Keyed Modular Plug on one end and TX6A™ 10Gig™ Non-Keyed Modular Plug on the other end, Yellow, 1 meter. | PC | 1 | 10 | 1 | 1 | 27.2
07498327310 | STPK6X2MBL | Key CU Patch Crd,Cat 6A,S/FTP,2m,BL | Keyed, Category 6A, 10 Gb/s shielded patch cord with TX6A™ 10Gig™ Keyed Modular Plug on one end and TX6A™ 10Gig™ Non-Keyed Modular Plug on the other end, Black, 2 meters. | PC | 1 | 10 | 1 | 1 | 31.26
07498327905 | STPK6X2MBU | Key CU Patch Crd,Cat 6A,S/FTP,2m,BU | Keyed, Category 6A, 10 Gb/s shielded patch cord with TX6A™ 10Gig™ Keyed Modular Plug on one end and TX6A™ 10Gig™ Non-Keyed Modular Plug on the other end, Blue, 2 meters. | PC | 1 | 10 | 1 | 1 | 31.26
07498327906 | STPK6X2MGR | Key CU Patch Crd,Cat 6A,S/FTP,2m,GR | Keyed, Category 6A, 10 Gb/s shielded patch cord with TX6A™ 10Gig™ Keyed Modular Plug on one end and TX6A™ 10Gig™ Non-Keyed Modular Plug on the other end, Green, 2 meters. | PC | 1 | 10 | 1 | 1 | 31.26
07498327967 | STPK6X2MOR | Key CU Patch Crd,Cat 6A,S/FTP,2m,OR | Keyed, Category 6A, 10 Gb/s shielded patch cord with TX6A™ 10Gig™ Keyed Modular Plug on one end and TX6A™ 10Gig™ Non-Keyed Modular Plug on the other end, Orange, 2 meters. | PC | 1 | 10 | 1 | 1 | 31.26
07498327968 | STPK6X2MRD | Key CU Patch Crd,Cat 6A,S/FTP,2m,RD | Keyed, Category 6A, 10 Gb/s shielded patch cord with TX6A™ 10Gig™ Keyed Modular Plug on one end and TX6A™ 10Gig™ Non-Keyed Modular Plug on the other end, Red, 2 meters. | PC | 1 | 10 | 1 | 1 | 31.26
07498328246 | STPK6X2MYL | Key CU Patch Crd,Cat 6A,S/FTP,2m,YL | Keyed, Category 6A, 10 Gb/s shielded patch cord with TX6A™ 10Gig™ Keyed Modular Plug on one end and TX6A™ 10Gig™ Non-Keyed Modular Plug on the other end, Yellow, 2 meters. | PC | 1 | 10 | 1 | 1 | 31.26
07498311825 | STPK6X3BL | Key CU Patch Crd,Cat 6A,S/FTP,3ft,BL | Keyed, Category 6A, 10 Gb/s shielded patch cord with TX6A™ 10Gig™ Keyed Modular Plug on one end and TX6A™ 10Gig™ Non-Keyed Modular Plug on the other end, Black, 3 ft. | PC | 1 | 10 | 1 | 1 | 26.9
07498311885 | STPK6X3BU | Key CU Patch Crd,Cat 6A,S/FTP,3ft,BU | Keyed, Category 6A, 10 Gb/s shielded patch cord with TX6A™ 10Gig™ Keyed Modular Plug on one end and TX6A™ 10Gig™ Non-Keyed Modular Plug on the other end, Blue, 3 ft. | PC | 1 | 10 | 1 | 1 | 26.9
07498311869 | STPK6X3GR | Key CU Patch Crd,Cat 6A,S/FTP,3ft,GR | Keyed, Category 6A, 10 Gb/s shielded patch cord with TX6A™ 10Gig™ Keyed Modular Plug on one end and TX6A™ 10Gig™ Non-Keyed Modular Plug on the other end, Green, 3 ft. | PC | 1 | 10 | 1 | 1 | 26.9
07498333664 | STPK6X3MBL | Key CU Patch Crd,Cat 6A,S/FTP,3m,BL | Keyed, Category 6A, 10 Gb/s shielded patch cord with TX6A™ 10Gig™ Keyed Modular Plug on one end and TX6A™ 10Gig™ Non-Keyed Modular Plug on the other end, Black, 3 meters. | PC | 1 | 10 | 1 | 1 | 35.3
07498333719 | STPK6X3MBU | Key CU Patch Crd,Cat 6A,S/FTP,3m,BU | Keyed, Category 6A, 10 Gb/s shielded patch cord with TX6A™ 10Gig™ Keyed Modular Plug on one end and TX6A™ 10Gig™ Non-Keyed Modular Plug on the other end, Blue, 3 meters. | PC | 1 | 10 | 1 | 1 | 35.3
07498333720 | STPK6X3MGR | Key CU Patch Crd,Cat 6A,S/FTP,3m,GR | Keyed, Category 6A, 10 Gb/s shielded patch cord with TX6A™ 10Gig™ Keyed Modular Plug on one end and TX6A™ 10Gig™ Non-Keyed Modular Plug on the other end, Green, 3 meters. | PC | 1 | 10 | 1 | 1 | 35.3
07498333721 | STPK6X3MOR | Key CU Patch Crd,Cat 6A,S/FTP,3m,OR | Keyed, Category 6A, 10 Gb/s shielded patch cord with TX6A™ 10Gig™ Keyed Modular Plug on one end and TX6A™ 10Gig™ Non-Keyed Modular Plug on the other end, Orange, 3 meters. | PC | 1 | 10 | 1 | 1 | 35.3
07498333725 | STPK6X3MRD | Key CU Patch Crd,Cat 6A,S/FTP,3m,RD | Keyed, Category 6A, 10 Gb/s shielded patch cord with TX6A™ 10Gig™ Keyed Modular Plug on one end and TX6A™ 10Gig™ Non-Keyed Modular Plug on the other end, Red, 3 meters. | PC | 1 | 10 | 1 | 1 | 35.3
07498333726 | STPK6X3MYL | Key CU Patch Crd,Cat 6A,S/FTP,3m,YL | Keyed, Category 6A, 10 Gb/s shielded patch cord with TX6A™ 10Gig™ Keyed Modular Plug on one end and TX6A™ 10Gig™ Non-Keyed Modular Plug on the other end, Yellow, 3 meters. | PC | 1 | 10 | 1 | 1 | 35.3
07498311880 | STPK6X3OR | Key CU Patch Crd,Cat 6A,S/FTP,3ft,OR | Keyed, Category 6A, 10 Gb/s shielded patch cord with TX6A™ 10Gig™ Keyed Modular Plug on one end and TX6A™ 10Gig™ Non-Keyed Modular Plug on the other end, Orange, 3 ft. | PC | 1 | 10 | 1 | 1 | 26.9
07498311864 | STPK6X3RD | Key CU Patch Crd,Cat 6A,S/FTP,3ft,RD | Keyed, Category 6A, 10 Gb/s shielded patch cord with TX6A™ 10Gig™ Keyed Modular Plug on one end and TX6A™ 10Gig™ Non-Keyed Modular Plug on the other end, Red, 3 ft. | PC | 1 | 10 | 1 | 1 | 26.9
07498311875 | STPK6X3YL | Key CU Patch Crd,Cat 6A,S/FTP,3ft,YL | Keyed, Category 6A, 10 Gb/s shielded patch cord with TX6A™ 10Gig™ Keyed Modular Plug on one end and TX6A™ 10Gig™ Non-Keyed Modular Plug on the other end, Yellow, 3 ft. | PC | 1 | 10 | 1 | 1 | 26.9
07498311846 | STPK6X5BL | Key CU Patch Crd,Cat 6A,S/FTP,5ft,BL | Keyed, Category 6A, 10 Gb/s shielded patch cord with TX6A™ 10Gig™ Keyed Modular Plug on one end and TX6A™ 10Gig™ Non-Keyed Modular Plug on the other end, Black, 5 ft. | PC | 1 | 10 | 1 | 1 | 29.34
07498311886 | STPK6X5BU | Key CU Patch Crd,Cat 6A,S/FTP,5ft,BU | Keyed, Category 6A, 10 Gb/s shielded patch cord with TX6A™ 10Gig™ Keyed Modular Plug on one end and TX6A™ 10Gig™ Non-Keyed Modular Plug on the other end, Blue, 5 ft. | PC | 1 | 10 | 1 | 1 | 29.34
07498311870 | STPK6X5GR | Key CU Patch Crd,Cat 6A,S/FTP,5ft,GR | Keyed, Category 6A, 10 Gb/s shielded patch cord with TX6A™ 10Gig™ Keyed Modular Plug on one end and TX6A™ 10Gig™ Non-Keyed Modular Plug on the other end. | PC | 1 | 10 | 1 | 1 | 29.34
07498333727 | STPK6X5MBL | Key CU Patch Crd,Cat 6A,S/FTP,5m,BL | Keyed, Category 6A, 10 Gb/s shielded patch cord with TX6A™ 10Gig™ Keyed Modular Plug on one end and TX6A™ 10Gig™ Non-Keyed Modular Plug on the other end, Black, 5 meters. | PC | 1 | 10 | 1 | 1 | 43.4
07498334045 | STPK6X5MBU | Key CU Patch Crd,Cat 6A,S/FTP,5m,BU | Keyed, Category 6A, 10 Gb/s shielded patch cord with TX6A™ 10Gig™ Keyed Modular Plug on one end and TX6A™ 10Gig™ Non-Keyed Modular Plug on the other end, Blue, 5 meters. | PC | 1 | 10 | 1 | 1 | 43.4
07498334180 | STPK6X5MGR | Key CU Patch Crd,Cat 6A,S/FTP,5m,GR | Keyed, Category 6A, 10 Gb/s shielded patch cord with TX6A™ 10Gig™ Keyed Modular Plug on one end and TX6A™ 10Gig™ Non-Keyed Modular Plug on the other end, Green, 5 meters. | PC | 1 | 10 | 1 | 1 | 43.4
07498334181 | STPK6X5MOR | Key CU Patch Crd,Cat 6A,S/FTP,5m,OR | Keyed, Category 6A, 10 Gb/s shielded patch cord with TX6A™ 10Gig™ Keyed Modular Plug on one end and TX6A™ 10Gig™ Non-Keyed Modular Plug on the other end, Orange, 5 meters. | PC | 1 | 10 | 1 | 1 | 43.4
07498334184 | STPK6X5MRD | Key CU Patch Crd,Cat 6A,S/FTP,5m,RD | Keyed, Category 6A, 10 Gb/s shielded patch cord with TX6A™ 10Gig™ Keyed Modular Plug on one end and TX6A™ 10Gig™ Non-Keyed Modular Plug on the other end, Red, 5 meters. | PC | 1 | 10 | 1 | 1 | 43.4
07498334183 | STPK6X5MYL | Key CU Patch Crd,Cat 6A,S/FTP,5m,YL | Keyed, Category 6A, 10 Gb/s shielded patch cord with TX6A™ 10Gig™ Keyed Modular Plug on one end and TX6A™ 10Gig™ Non-Keyed Modular Plug on the other end, Yellow, 5 meters. | PC | 1 | 10 | 1 | 1 | 43.4
07498311881 | STPK6X5OR | Key CU Patch Crd,Cat 6A,S/FTP,5ft,OR | Keyed, Category 6A, 10 Gb/s shielded patch cord with TX6A™ 10Gig™ Keyed Modular Plug on one end and TX6A™ 10Gig™ Non-Keyed Modular Plug on the other end. | PC | 1 | 10 | 1 | 1 | 29.34
07498311865 | STPK6X5RD | Key CU Patch Crd,Cat 6A,S/FTP,5ft,RD | Keyed, Category 6A, 10 Gb/s shielded patch cord with TX6A™ 10Gig™ Keyed Modular Plug on one end and TX6A™ 10Gig™ Non-Keyed Modular Plug on the other end, Red, 5 ft. | PC | 1 | 10 | 1 | 1 | 29.34
07498311876 | STPK6X5YL | Key CU Patch Crd,Cat 6A,S/FTP,5ft,YL | Keyed, Category 6A, 10 Gb/s shielded patch cord with TX6A™ 10Gig™ Keyed Modular Plug on one end and TX6A™ 10Gig™ Non-Keyed Modular Plug on the other end, Yellow, 5 ft. | PC | 1 | 10 | 1 | 1 | 29.34
07498311860 | STPK6X7BL | Key CU Patch Crd,Cat 6A,S/FTP,7ft,BL | Keyed, Category 6A, 10 Gb/s shielded patch cord with TX6A™ 10Gig™ Keyed Modular Plug on one end and TX6A™ 10Gig™ Non-Keyed Modular Plug on the other end, Black, 7 ft. | PC | 1 | 10 | 1 | 1 | 31.8
07498311887 | STPK6X7BU | Key CU Patch Crd,Cat 6A,S/FTP,7ft,BU | Keyed, Category 6A, 10 Gb/s shielded patch cord with TX6A™ 10Gig™ Keyed Modular Plug on one end and TX6A™ 10Gig™ Non-Keyed Modular Plug on the other end, Blue, 7 ft. | PC | 1 | 10 | 1 | 1 | 31.8
07498311871 | STPK6X7GR | Key CU Patch Crd,Cat 6A,S/FTP,7ft,GR | Keyed, Category 6A, 10 Gb/s shielded patch cord with TX6A™ 10Gig™ Keyed Modular Plug on one end and TX6A™ 10Gig™ Non-Keyed Modular Plug on the other end, Green, 7 ft. | PC | 1 | 10 | 1 | 1 | 31.8
07498334508 | STPK6X7MBL | Key CU Patch Crd,Cat 6A,S/FTP,7m,BL | Keyed, Category 6A, 10 Gb/s shielded patch cord with TX6A™ 10Gig™ Keyed Modular Plug on one end and TX6A™ 10Gig™ Non-Keyed Modular Plug on the other end, Black, 7 meters. | PC | 1 | 10 | 1 | 1 | 51.48
07498334520 | STPK6X7MBU | Key CU Patch Crd,Cat 6A,S/FTP,7m,BU | Keyed, Category 6A, 10 Gb/s shielded patch cord with TX6A™ 10Gig™ Keyed Modular Plug on one end and TX6A™ 10Gig™ Non-Keyed Modular Plug on the other end, Blue, 7 meters. | PC | 1 | 10 | 1 | 1 | 51.48
07498334523 | STPK6X7MGR | Key CU Patch Crd,Cat 6A,S/FTP,7m,GR | Keyed, Category 6A, 10 Gb/s shielded patch cord with TX6A™ 10Gig™ Keyed Modular Plug on one end and TX6A™ 10Gig™ Non-Keyed Modular Plug on the other end, Green, 7 meters. | PC | 1 | 10 | 1 | 1 | 51.48
07498334513 | STPK6X7MOR | Key CU Patch Crd,Cat 6A,S/FTP,7m,OR | Keyed, Category 6A, 10 Gb/s shielded patch cord with TX6A™ 10Gig™ Keyed Modular Plug on one end and TX6A™ 10Gig™ Non-Keyed Modular Plug on the other end, Orange, 7 meters. | PC | 1 | 10 | 1 | 1 | 51.48
07498334514 | STPK6X7MRD | Key CU Patch Crd,Cat 6A,S/FTP,7m,RD | Keyed, Category 6A, 10 Gb/s shielded patch cord with TX6A™ 10Gig™ Keyed Modular Plug on one end and TX6A™ 10Gig™ Non-Keyed Modular Plug on the other end, Red, 7 meters. | PC | 1 | 10 | 1 | 1 | 51.48
07498334522 | STPK6X7MYL | Key CU Patch Crd,Cat 6A,S/FTP,7m,YL | Keyed, Category 6A, 10 Gb/s shielded patch cord with TX6A™ 10Gig™ Keyed Modular Plug on one end and TX6A™ 10Gig™ Non-Keyed Modular Plug on the other end, Yellow, 7 meters. | PC | 1 | 10 | 1 | 1 | 51.48
07498311882 | STPK6X7OR | Key CU Patch Crd,Cat 6A,S/FTP,7ft,OR | Keyed, Category 6A, 10 Gb/s shielded patch cord with TX6A™ 10Gig™ Keyed Modular Plug on one end and TX6A™ 10Gig™ Non-Keyed Modular Plug on the other end, Orange, 7 ft. | PC | 1 | 10 | 1 | 1 | 31.8
07498311866 | STPK6X7RD | Key CU Patch Crd,Cat 6A,S/FTP,7ft,RD | Keyed, Category 6A, 10 Gb/s shielded patch cord with TX6A™ 10Gig™ Keyed Modular Plug on one end and TX6A™ 10Gig™ Non-Keyed Modular Plug on the other end, Red, 7 ft. | PC | 1 | 10 | 1 | 1 | 31.8
07498311877 | STPK6X7YL | Key CU Patch Crd,Cat 6A,S/FTP,7ft,YL | Keyed, Category 6A, 10 Gb/s shielded patch cord with TX6A™ 10Gig™ Keyed Modular Plug on one end and TX6A™ 10Gig™ Non-Keyed Modular Plug on the other end, Yellow, 7 ft. | PC | 1 | 10 | 1 | 1 | 31.8
07498377263 | T45BEI10 | Raceway,Base,EI,2.38x1.25(in),10ft,PK20 | Raceway Base, Screw-On, for T-45C, PVC, Electric Ivory, 10.01' | FT | 1 | 200 | 200 | 1 | 4.74
07498377283 | T45BEI10-A | Raceway,Base,EI,2.38x1.25(in),10ft,PK20 | Raceway Base, Adhesive, for T-45C, PVC, Electric Ivory, 10.01' | FT | 1 | 200 | 200 | 1 | 5.1
07498377262 | T45BEI8 | Raceway,Base,EI,2.38x1.25(in),8ft,PK20 | Raceway Base, Screw-On, for T-45C, PVC, Electric Ivory, 8.01' | FT | 1 | 160 | 160 | 1 | 4.74
07498377282 | T45BEI8-A | Raceway,Base/A,EI,2.38x1.25(in),8ft,PK20 | Raceway Base, Adhesive, for T-45C, PVC, Electric Ivory, 8.01' | FT | 1 | 160 | 160 | 1 | 5.1
07498377259 | T45BIW10 | Raceway,Base,IW,2.38x1.25(in),10ft,PK20 | Raceway Base, Screw-On, for T-45C, PVC, Off-White, 10.01' | FT | 1 | 200 | 200 | 1 | 4.74
07498377279 | T45BIW10-A | Raceway,Base,IW,2.38x1.25(in),10ft,PK20 | Raceway Base, Adhesive, for T-45C, PVC, Off-White, 10.01' | FT | 1 | 200 | 200 | 1 | 5.1
07498377258 | T45BIW8 | Raceway,Base,IW,2.38x1.25(in),8ft,PK20 | Raceway Base, Screw-On, for T-45C, PVC, Off-White, 8.01' | FT | 1 | 160 | 160 | 1 | 4.74
07498377278 | T45BIW8-A | Raceway,Base/A,IW,2.38x1.25(in),8ft,PK20 | Raceway Base, Adhesive, for T-45C, PVC, Off-White, 8.01' | FT | 1 | 160 | 160 | 1 | 5.1
07498377270 | T45BWH8 | T-45 Power Rated Multi-Channel Raceway B | Raceway Base, Screw-On, for T-45C, PVC, White, 8.01' | FT | 1 | 160 | 160 | 1 | 4.74
07498377307 | T45CCEI-X | Fitting,CoverCoupler,T45,EI,PK10 | Cover Coupling, Screw-On, for T-45, PVC, Electric Ivory, 0.06' | PC | 1 | 100 | 10 | 1 | 2.96
07498377309 | T45CCWH-X | Fitting,CoverCoupler,T45,WH,PK10 | Cover Coupling, Screw-On, for T-45, PVC, White, 0.06' | PC | 1 | 100 | 10 | 1 | 2.96
07498377243 | T45CEI10 | Raceway,Cover,EI,2.38x1.25(in),10ft,PK20 | Raceway Hinged Cover, Screw-On, for T-45B, PVC, Electric Ivory, 10.01' | FT | 1 | 200 | 200 | 1 | 2.18
07498377242 | T45CEI8 | Raceway,Cover,EI,2.38x1.25(in),8ft,PK20 | Raceway Hinged Cover, Screw-On, for T-45B, PVC, Electric Ivory, 8.01' | FT | 1 | 160 | 160 | 1 | 2.18
07498377239 | T45CIW10 | Raceway,Cover,IW,2.38x1.25(in),10ft,PK20 | Raceway Hinged Cover, Screw-On, for T-45B, PVC, Off-White, 10.01' | FT | 1 | 200 | 200 | 1 | 2.18
07498377238 | T45CIW8 | Raceway,Cover,IW,2.38x1.25(in),8ft,PK20 | Raceway Hinged Cover, Screw-On, for T-45B, PVC, Off-White, 8.01' | FT | 1 | 160 | 160 | 1 | 2.18
07498377250 | T45CWH8 | Raceway,Cover,WH,2.38x1.25(in),8ft,PK20 | Raceway Hinged Cover, Screw-On, for T-45B, PVC, White, 8.01' | FT | 1 | 160 | 160 | 1 | 2.26
07498377299 | T45DW10 | DividerWall,T45,10ft,PK20 | Divider Wall, Snap-On, for T-45, PVC, White, 10.01' | FT | 1 | 200 | 200 | 1 | 1.84
07498377298 | T45DW8 | DividerWall,T45,8ft,PK20 | Divider Wall, Snap-On, for T-45, PVC, White, 8.01' | FT | 1 | 160 | 160 | 1 | 1.96
07498377327 | T45ECEI | Fitting,EndCap,T45,EI,EA | End Cap Fitting, Screw-On, for T-45, PVC, Electric Ivory, 0.07' | PC | 1 | 10 | 1 | 1 | 5.3
07498377326 | T45ECIW | Fitting,EndCap,T45,IW,EA | End Cap Fitting, Screw-On, for T-45, PVC, Off-White, 0.07' | PC | 1 | 10 | 1 | 1 | 5.3
07498377356 | T45ECWH | Fitting,EndCap,T45,WH,EA | End Cap Fitting, Screw-On, for T-45, PVC, White, 0.07' | PC | 1 | 10 | 1 | 1 | 5.3
07498377341 | T45EEEI | Fitting,Entrance End,T45,EI,EA | Entrance End Fitting, Screw-On, for T-45, PVC, Electric Ivory, 0.63' | PC | 1 | 10 | 1 | 1 | 24.62
07498377340 | T45EEIW | Fitting,Entrance End,T45,IW,EA | Entrance End Fitting, Screw-On, for T-45, PVC, Off-White, 0.63' | PC | 1 | 10 | 1 | 1 | 24.62
07498377343 | T45EEWH | Fitting,Entrance End,T45,WH,EA | T-45 entrance end fitting. With knockouts for 1/2", 3/4", 1" and 1 1/4" conduit which allows entry from ceiling or wall, White. | PC | 1 | 10 | 1 | 1 | 24.62
07498377837 | T45HDBEI | Fitting,Snap-On,DataBracket,T45,EI,EA | Hinged Data Bracket, Snap-On, for T-45, 4 Mini-Com, PVC, Electric Ivory, 0.16' | PC | 1 | 10 | 1 | 1 | 10.28
07498377836 | T45HDBIW | Fitting,Snap-On,DataBracket,T45,IW,EA | Hinged Data Bracket, Snap-On, for T-45, 4 Mini-Com, PVC, Off-White, 0.16' | PC | 1 | 10 | 1 | 1 | 10.28
07498377839 | T45HDBWH | Fitting,Snap-On,DataBracket,T45,WH,EA | Hinged Data Bracket, Snap-On, for T-45, 4 Mini-Com, PVC, White, 0.16' | PC | 1 | 10 | 1 | 1 | 10.28
07498384909 | T45HEGBEI | Fitting,ElecBrkt,T45,Rec,EI,EA | Electrical Bracket and Box, Snap-On, for T-45, Rectangular Outlet, PVC, Electric Ivory, 0.12' | PC | 1 | 10 | 1 | 1 | 10.28
07498384910 | T45HEGBIW | Fitting,ElecBrkt,T45,Rec,IW,EA | Electrical Bracket and Box, Snap-On, for T-45, Rectangular Outlet, PVC, Off-White, 0.12' | PC | 1 | 10 | 1 | 1 | 10.28
07498384911 | T45HEGBWH | Fitting,ElectricalBracket,T45,Rec,WH,EA | Electrical Bracket and Box, Snap-On, for T-45, Rectangular Outlet, PVC, White, 0.12' | PC | 1 | 10 | 1 | 1 | 10.28
07498377312 | T45ICEI | Fitting,InsideCorner,T45,EI,EA | Inside Corner Fitting, for T-45, Screw-On, PVC, Electric Ivory, 0.24' | PC | 1 | 10 | 1 | 1 | 12.54
07498377311 | T45ICIW | Fitting,InsideCorner,T45,IW,EA | Inside Corner Fitting, for T-45, Screw-On, PVC, Off-White, 0.24' | PC | 1 | 10 | 1 | 1 | 12.54
07498377314 | T45ICWH | Fitting,InsideCorner,T45,WH,EA | Inside Corner Fitting, for T-45, Screw-On, PVC, White, 0.24' | PC | 1 | 10 | 1 | 1 | 12.54
07498377317 | T45OCEI | Fitting,OutsideCorner,T45,EI,EA | Outside Corner Fitting, Snap-On, for T-45 Cover, PVC, Electric Ivory, 0.36' | PC | 1 | 10 | 1 | 1 | 12.54
07498377316 | T45OCIW | Fitting,OutsideCorner,T45,IW,EA | Outside Corner Fitting, Snap-On, for T-45 Cover, PVC, Off-White, 0.36' | PC | 1 | 10 | 1 | 1 | 12.54
07498377319 | T45OCWH | Fitting,OutsideCorner,T45,WH,EA | Outside Corner Fitting, Snap-On, for T-45 Cover, PVC, White, 0.36' | PC | 1 | 10 | 1 | 1 | 12.54
07498377322 | T45RAEI | Fitting,Right Angle,T45,EI,EA | Right Angle Fitting, Screw-On, for T-45 Cover, PVC, Electric Ivory, 0.38' | PC | 1 | 10 | 1 | 1 | 12.54
07498377321 | T45RAIW | Fitting,Right Angle,T45,IW,EA | Right Angle Fitting, Screw-On, for T-45 Cover, PVC, Off-White, 0.38' | PC | 1 | 10 | 1 | 1 | 12.54
07498377371 | T45TEI | Fitting,Tee,T45,EI,EA | Tee Fitting, Screw-On, for T-45, PVC, Electric Ivory, 0.56' | PC | 1 | 10 | 1 | 1 | 15.04
07498377370 | T45TIW | Fitting,Tee,T45,IW,EA | Tee Fitting, Screw-On, for T-45, PVC, Off-White, 0.56' | PC | 1 | 10 | 1 | 1 | 15.04
07498377373 | T45TWH | Fitting,Tee,T45,WH,EA | Tee Fitting, Screw-On, for T-45, PVC, White, 0.56' | PC | 1 | 10 | 1 | 1 | 15.04
07498377361 | T45WCEI | Fitting,OffsetBox,Power,T45,EI,EA | Offset Box and Bracket, Screw-On, for T-45, PVC, Electric Ivory, 0.48' | PC | 1 | 10 | 1 | 1 | 24.62
07498377360 | T45WCIW | Fitting,OffsetBox,Power,T45,IW,EA | Offset Box and Bracket, Screw-On, for T-45, PVC, Off-White, 0.48' | PC | 1 | 10 | 1 | 1 | 24.62
07498377363 | T45WCWH | Fitting,OffsetBox,Power,T45,WH,EA | Offset Box and Bracket, Screw-On, for T-45, PVC, White, 0.48' | PC | 1 | 10 | 1 | 1 | 24.62
07498377300 | T45WR-X | Fitting,WireRetainers,T45,PK10 | Wire Retainer, Snap-On, for T-45, PVC, International Gray, 0.14' | PC | 1 | 100 | 10 | 1 | 1.24
07498363099 | T70BCEI-X | Fitting,Base Coupler,T70,EI,PK10 | Base Coupler Fitting, Snap-On, for T-70, PVC, Electric Ivory, 0.17' | PC | 1 | 10 | 10 | 1 | 8.92
07498363100 | T70BCIW-X | Fitting,Base Coupler,T70,IW,PK10 | Base Coupler Fitting, Snap-On, for T-70, PVC, Off-White, 0.17' | PC | 1 | 10 | 10 | 1 | 8.92
07498363102 | T70BCWH-X | Fitting,Base Coupler,T70,WH,PK10 | Base Coupler Fitting, Snap-On, for T-70, PVC, White, 0.17' | PC | 1 | 10 | 10 | 1 | 8.92
07498370745 | T70BEI10 | Raceway,Base,EI,4.07x1.77(in),10ft,PK6 | Raceway Base, Screw-On, for T-70C, PVC, Electric Ivory, 10.01" | FT | 1 | 60 | 60 | 1 | 6.66
07498363055 | T70BEI6 | Raceway,Base,EI,4.07x1.77(in),6ft,PK6 | Raceway Base, Screw-On, for T-70C, PVC, Electric Ivory, 6.01' | FT | 1 | 60 | 6 | 1 | 6.66
07498372595 | T70BEI8 | Raceway,Base,EI,4.07x1.77(in),8ft,PK6 | Raceway Base, Screw-On, for T-70C, PVC, Electric Ivory, 8.01' | FT | 1 | 48 | 48 | 1 | 6.66
07498370748 | T70BIW10 | Raceway,Base,IW,4.07x1.77(in),10ft,PK6 | Raceway Base, Screw-On, for T-70C, PVC, Off-White, 10.01' | FT | 1 | 60 | 60 | 1 | 6.66
07498363056 | T70BIW6 | Raceway,Base,IW,4.07x1.77(in),6ft,PK6 | Raceway Base, Screw-On, for T-70C, PVC, Off-White, 6.01' | FT | 1 | 60 | 6 | 1 | 6.66
07498372596 | T70BIW8 | Raceway,Base,IW,4.07x1.77(in),8ft,PK6 | Raceway Base, Screw-On, for T-70C, PVC, Off-White, 8.01' | FT | 1 | 48 | 48 | 1 | 6.66
61305671792 | T70BOS6 | T-70 Power Rated Multi-Channel Raceway B | Outside Corner Fitting, Snap-On, for T-45 Cover, PVC, Off-White, 0.36' | FT | 1 | 60 | 6 | 1 | 6.66
07498372737 | T70BWH10 | Raceway,Base,WH,4.07x1.77(in),10ft,PK6 | Raceway Base, Screw-On, for T-70C, PVC, White, 10.01' | FT | 1 | 60 | 60 | 1 | 6.66
07498363058 | T70BWH6 | Raceway,Base,WH,4.07x1.77(in),6ft,PK6 | Raceway Base, Screw-On, for T-70C, PVC, White, 6.01' | FT | 1 | 60 | 6 | 1 | 6.66
07498372598 | T70BWH8 | Raceway,Base,WH,4.07x1.77(in),8ft,PK6 | Raceway Base, Screw-On, for T-70C, PVC, White, 8.01' | FT | 1 | 48 | 48 | 1 | 6.66
07498363107 | T70CCEI-X | Fitting,Cover Coupler,T70,EI,PK10 | Coupler Covering, Snap-On, For T-70C, PVC, Electric Ivory, 0.081' | PC | 1 | 100 | 10 | 1 | 4.3
07498363108 | T70CCIW-X | Fitting,Cover Coupler,T70,IW,PK10 | Coupler Covering, Snap-On, For T-70C, PVC, Off-White, 0.081' | PC | 1 | 100 | 10 | 1 | 4.3
07498363110 | T70CCWH-X | Fitting,Cover Coupler,T70,WH,PK10 | Coupler Covering, Snap-On, For T-70C, PVC, White, 0.081' | PC | 1 | 100 | 10 | 1 | 4.3
07498370746 | T70CEI10 | Raceway,Cover,EI,10ft,PK12 | Raceway Cover, for T-70B, Snap-On, PVC, Electric Ivory, 10.01' | FT | 1 | 120 | 120 | 1 | 3.68
07498363063 | T70CEI6 | Raceway,Cover,EI,6ft,PK12 | Raceway Cover, for T-70B, Snap-On, PVC, Electric Ivory, 6.01' | FT | 1 | 120 | 6 | 1 | 3.68
07498372741 | T70CEI8 | Raceway,Cover,EI,8ft,PK12 | Raceway Cover, for T-70B, Snap-On, PVC, Electric Ivory, 8.01' | FT | 1 | 96 | 96 | 1 | 3.68
07498370749 | T70CIW10 | Raceway,Cover,IW,10ft,PK12 | Raceway Cover, for T-70B, Snap-On, PVC, Off-White, 10.01' | FT | 1 | 120 | 120 | 1 | 3.68
07498363064 | T70CIW6 | Raceway,Cover,IW,6ft,PK12 | Raceway Cover, for T-70B, Snap-On, PVC, Off-White, 6.01' | FT | 1 | 120 | 6 | 1 | 3.68
07498372742 | T70CIW8 | Raceway,Cover,IW,8ft,PK12 | Raceway Cover, for T-70B, Snap-On, PVC, Off-White, 8.01' | FT | 1 | 96 | 96 | 1 | 3.68
61305671793 | T70COS6 | T-70 / TG-70 / Twin-70 Power Rated Multi | Base Coupler Fitting, Snap-On, for T-70, PVC, White, 0.17' | FT | 1 | 120 | 6 | 1 | 3.68
07498372740 | T70CWH10 | Raceway,Cover,WH,10ft,PK12 | Raceway Cover, for T-70B, Snap-On, PVC, White, 10.01' | FT | 1 | 120 | 120 | 1 | 3.68
07498363066 | T70CWH6 | Raceway,Cover,WH,6ft,PK12 | Raceway Cover, for T-70B, Snap-On, PVC, White, 6.01' | FT | 1 | 120 | 6 | 1 | 3.68
07498372744 | T70CWH8 | Raceway,Cover,WH,8ft,PK12 | Raceway Cover, for T-70B, Snap-On, PVC, White, 8.01' | FT | 1 | 96 | 96 | 1 | 3.68
07498363137 | T70DB-X | Fitting,Device Bracket, PK 10 | Mounting Bracket, Screw-On, for T-70, PVC, International Gray, 0.05' | PC | 1 | 10 | 10 | 1 | 6.7
07498372600 | T70DW10 | Raceway,Divider Wall,GRY,10ft,PK12 | Divider Wall, Snap-On, for T-70, PVC, International Gray, 10.01' | FT | 1 | 120 | 120 | 1 | 2.62
07498363135 | T70DW6 | T-70 / Twin-70 Divider Wall 6ft. | Divider Wall, Snap-On, for T-70, PVC, International Gray, 6.01' | FT | 1 | 120 | 6 | 1 | 2.62
07498372599 | T70DW8 | Raceway,Divider Wall,GRY,8ft,PK12 | Divider Wall, Snap-On, for T-70, PVC, International Gray, 8.01' | FT | 1 | 96 | 96 | 1 | 2.62
07498363127 | T70ECEI | Fitting,End Cap,T70,EI,EA | End Cap Fitting, Snap-On, for T-70, PVC, Electric Ivory, 0.16' | PC | 1 | 10 | 1 | 1 | 9.26
07498363128 | T70ECIW | Fitting,End Cap,T70,IW,EA | End Cap Fitting, Snap-On, for T-70, PVC, Off-White, 0.16' | PC | 1 | 10 | 1 | 1 | 9.26
61305671809 | T70ECOS | T70 End Cap Fitting (Office Slate) |  | PC | 1 | 10 | 1 | 1 | 9.26
07498363130 | T70ECWH | Fitting,End Cap,T70,WH,EA | End Cap Fitting, Snap-On, for T-70, PVC, White, 0.16' | PC | 1 | 10 | 1 | 1 | 9.26
07498363111 | T70EEEI | Fitting,Entrance End,T70,EI,EA | Entrance End Fitting, Screw-On, for T-70, PVC, Electric Ivory, 0.5' | PC | 1 | 10 | 1 | 1 | 40.32
07498363112 | T70EEIW | Fitting,Entrance End,T70,IW,EA | Entrance End Fitting, Screw-On, for T-70, PVC, Off-White, 0.5' | PC | 1 | 10 | 1 | 1 | 40.32
07498363114 | T70EEWH | Fitting,Entrance End,WH,EA | Entrance End Fitting, Screw-On, for T-70, PVC, White, 0.5' | PC | 1 | 10 | 1 | 1 | 40.32
07498378879 | T70FH2EI | Faceplate,Hz,Communication,2pos,EI,EA | Snap-on horizontal sloped communication faceplate. Accepts two Panduit® Mini-Com® Modules (not included). No additional mounting hardware required, Electric Ivory. | PC | 1 | 10 | 1 | 1 | 10.6
07498378875 | T70FH2IW | Faceplate,Hz,Communication,2pos,IW,EA | Snap-on horizontal sloped communication faceplate. Accepts two Panduit® Mini-Com® Modules (not included). No additional mounting hardware required, Off White. | PC | 1 | 10 | 1 | 1 | 8.84
07498378876 | T70FH2WH | Faceplate,Hz,Communication,2pos,WH,EA | Snap-on horizontal sloped communication faceplate. Accepts two Panduit® Mini-Com® Modules (not included). No additional mounting hardware required, White. | PC | 1 | 10 | 1 | 1 | 8.84
07498378871 | T70FH4EI | Faceplate,Hz,Communication,4pos,EI,EA | Snap-on horizontal sloped communication faceplate. Accepts four Panduit® Mini-Com® Modules (not included). No additional mounting hardware required, Electric Ivory. | PC | 1 | 10 | 1 | 1 | 10.6
07498377783 | T70FH4IW | Faceplate,Hz,Communication,4pos,IW,EA | Snap-on horizontal sloped communication faceplate. Accepts four Panduit® Mini-Com® Modules (not included). No additional mounting hardware required, Off White. | PC | 1 | 10 | 1 | 1 | 8.84
07498377784 | T70FH4WH | Faceplate,Hz,Communication,4pos,WH,EA | Snap-on horizontal sloped communication faceplate. Accepts four Panduit® Mini-Com® Modules (not included). No additional mounting hardware required, White. | PC | 1 | 10 | 1 | 1 | 8.84
07498378870 | T70FV2EI | Faceplate,Vt,Communication,2pos,EI,EA | Snap-on vertical sloped communication faceplate. Accepts two Panduit® Mini-Com® Modules (not included). No additional mounting hardware required, Electric Ivory. | PC | 1 | 10 | 1 | 1 | 11.12
07498377779 | T70FV2IW | Faceplate,Vt,Communication,2pos,IW,EA | Snap-on vertical sloped communication faceplate. Accepts two Panduit® Mini-Com® Modules (not included). No additional mounting hardware required, Off White. | PC | 1 | 10 | 1 | 1 | 9.28
07498377780 | T70FV2WH | Faceplate,Vt,Communication,2pos,WH,EA | Snap-on vertical sloped communication faceplate. Accepts two Panduit® Mini-Com® Modules (not included). No additional mounting hardware required, White. | PC | 1 | 10 | 1 | 1 | 9.28
07498377778 | T70FV4EI | Faceplate,Vt,Communication,4pos,EI,EA | Snap-on vertical sloped communication faceplate. Accepts four Panduit® Mini-Com® Modules (not included). No additional mounting hardware required, Electric Ivory. | PC | 1 | 10 | 1 | 1 | 11.12
07498377775 | T70FV4IW | Faceplate,Vt,Communication,4pos,IW,EA | Snap-on vertical sloped communication faceplate. Accepts four Panduit® Mini-Com® Modules (not included). No additional mounting hardware required, Off White. | PC | 1 | 10 | 1 | 1 | 9.28
07498377776 | T70FV4WH | Faceplate,Vt,Communication,4pos,WH,EA | Snap-on vertical sloped communication faceplate. Accepts four Panduit® Mini-Com® Modules (not included). No additional mounting hardware required, White. | PC | 1 | 10 | 1 | 1 | 9.28
07498363136 | T70HB-X | Hanging Box,Power,GRY,1-gang,PK10 | Hanging Box, Snap-On/Screw-On, for T-70, PVC, International Gray, 0.2' | PC | 1 | 10 | 10 | 1 | 11.44
07498369879 | T70HB3-X | Hanging Box,3 sided,Power,PK10 | 3-sided Hanging Box, Snap-On/Screw-On, for T-70, PVC, International Gray, 0.23' | PC | 1 | 10 | 10 | 1 | 12.62
07498363067 | T70ICEI | Fitting,Inside Corner,T70,EI,EA | Inside Corner Fitting, Snap-On, for T-70, PVC, Electric Ivory, 0.29' | PC | 1 | 10 | 1 | 1 | 22.72
07498363068 | T70ICIW | Fitting,Inside Corner,T70,IW,EA | Inside Corner Fitting, Snap-On, for T-70, PVC, Off-White, 0.29' | PC | 1 | 10 | 1 | 1 | 22.72
07498363070 | T70ICWH | Fitting,Inside Corner,T70,WH,EA | Inside Corner Fitting, Snap-On, for T-70, PVC, White, 0.29' | PC | 1 | 10 | 1 | 1 | 22.72
07498300860 | T70IW8 | T-70 Power Rated Multi-Channel Raceway B | T-70 Power Rated Multi-Channel Raceway Base and Cover in Equal Qtys 8ft. | FT | 1 | 48 | 48 | 1 | 9.34
07498363075 | T70OCEI | Fitting,Outside Corner,T70,EI,EA | Outside Corner Fitting, Snap-On, for T-70, PVC, Electric Ivory, 0.37' | PC | 1 | 10 | 1 | 1 | 22.72
07498363076 | T70OCIW | Fitting,Outside Corner,T70,IW,EA | Outside Corner Fitting, Snap-On, for T-70, PVC, Off-White, 0.37' | PC | 1 | 10 | 1 | 1 | 22.72
07498363078 | T70OCWH | Fitting,Outside Corner,T70,WH,EA | Outside Corner Fitting, Snap-On, for T-70, PVC, White, 0.37' | PC | 1 | 10 | 1 | 1 | 22.72
07498372507 | T70PEI | Faceplate,Elec/Comm,106Duplex,EI,EA | Snap-on single gang 106 duplex electrical/communication faceplate. Used to cover one NEMA standard 106 duplex electrical outlet. In communication applications, covers one standard 106 duplex communication module frame, Electric Ivory. | PC | 1 | 10 | 1 | 1 | 9.32
07498372491 | T70PGEI | Faceplate,Elec/Comm,EI,EA | Snap-on single gang rectangular electrical/communication faceplate. Used to cover one NEMA standard rectangular electrical outlet. In communication applications, covers one standard rectangular communication module frame, Electric Ivory. | PC | 1 | 10 | 1 | 1 | 9.32
07498372492 | T70PGIW | Faceplate,Elec/Comm,IW,EA | Snap-on single gang rectangular electrical/communication faceplate. Used to cover one NEMA standard rectangular electrical outlet. In communication applications, covers one standard rectangular communication module frame. | PC | 1 | 10 | 1 | 1 | 7.78
07498372494 | T70PGWH | Faceplate,Elec/Comm,WH,EA | Snap-on single gang rectangular electrical/communication faceplate. Used to cover one NEMA standard rectangular electrical outlet. In communication applications, covers one standard rectangular communication module frame, White. | PC | 1 | 10 | 1 | 1 | 7.78
07498372508 | T70PIW | Faceplate,Elec/Comm,106Dplx,IW,EA | Snap-on single gang 106 duplex electrical/communication faceplate. Used to cover one NEMA standard 106 duplex electrical outlet. In communication applications, covers one standard 106 duplex communication module frame, Off White. | PC | 1 | 10 | 1 | 1 | 7.78
07498372510 | T70PWH | Faceplate,Elec/Comm,106Duplex,WH,EA | Snap-on single gang 106 duplex electrical/communication faceplate. Used to cover one NEMA standard 106 duplex electrical outlet. In communication applications, covers one standard 106 duplex communication module frame, White. | PC | 1 | 10 | 1 | 1 | 7.78
07498363083 | T70RAEI | Fitting,Right Angle,T70,EI,EA | Right Angle Fitting, Snap-on, for T-70, Electric Ivory, 0.49' | PC | 1 | 10 | 1 | 1 | 35.22
07498363084 | T70RAIW | Fitting,Right Angle,T70,IW,EA | Right Angle Fitting, Snap-on, for T-70, Off-White, 0.49' | PC | 1 | 10 | 1 | 1 | 35.22
07498363086 | T70RAWH | Fitting,Right Angle,T70,WH,EA | Right angle fitting. Used to join sections of T-70 raceway at right angles, White. | PC | 1 | 1 | 1 | 1 | 42.26
07498375751 | T70SDB-X | Bracket,Screw-on,GRY,1-gang,EA | Faceplate Bracket, Screw-On, for T-70, PVC, International Gray | PC | 1 | 10 | 10 | 1 | 7.1
07498358179 | T70TD | Fitting,Tee Divider,T70,EI,EA | T-70 tee fitting divider. Separates power and data within tee fitting. Replaces T70TDB, T70TDC, and T70TDT. | PC | 1 | 10 | 1 | 1 | 11.3
07498363091 | T70TEI | Fitting,Tee,T70,EI,EA | Tee Fitting, Snap-On, for T-70/T-45, PVC, Electric Ivory, 0.54' | PC | 1 | 10 | 1 | 1 | 38.38
07498363092 | T70TIW | Fitting,Tee,T70,IW,EA | Tee Fitting, Snap-On, for T-70/T-45, PVC, Off-White, 0.54' | PC | 1 | 10 | 1 | 1 | 38.38
07498364559 | T70TRCEI | T-70TransitionFittingCvr,LD/T45,EI,EA | Transition Fitting Cover, Snap-On, for LDP/LD/T-70/T-45, PVC, Electric Ivory, 0.43' | PC | 1 | 10 | 1 | 1 | 26.04
07498364560 | T70TRCIW | T-70TransitionFittingCvr,LD/T45,IW,EA | Transition Fitting Cover, Snap-On, for LDP/LD/T-70/T-45, PVC, Off-White, 0.43' | PC | 1 | 10 | 1 | 1 | 26.04
07498364562 | T70TRCWH | T-70TransitionFittingCvr,LD/T45,WH,EA | Transition Fitting Cover, Snap-On, for LDP/LD/T-70/T-45, PVC, White, 0.43' | PC | 1 | 10 | 1 | 1 | 26.04
07498363119 | T70TREI | Fitting,Transition,T70 to LD/T45,EI,EA | Transition Fitting, Snap-On, for LDP/LD/T-70/T-45, PVC, Electric Ivory, 0.43' | PC | 1 | 10 | 1 | 1 | 30.5
07498363120 | T70TRIW | Fitting,Transition,T70 to LD/T45,IW,EA | Transition Fitting, Snap-On, for LDP/LD/T-70/T-45, PVC, Off-White, 0.43' | PC | 1 | 10 | 1 | 1 | 30.5
07498363122 | T70TRWH | Fitting,Transition,T70 to LD/T45,WH,EA | Transition Fitting, Snap-On, for LDP/LD/T-70/T-45, PVC, White, 0.43' | PC | 1 | 10 | 1 | 1 | 30.5
07498363094 | T70TWH | Fitting,Tee,T70,WH,EA | Tee Fitting, Snap-On, for T-70, PVC, White, 0.43' | PC | 1 | 10 | 1 | 1 | 38.38
07498372615 | T70WC2EI | Faceplate,T70/WkstnOutlet,Snap,EI,EA | Offset Box for Snap-On Faceplates, Snap-On, for T-70, PVC, Electric Ivory, 0.43' | PC | 1 | 10 | 1 | 1 | 29.82
07498372616 | T70WC2IW | Faceplate,T70/WkstnOutlet,Snap,IW,EA | Offset Box for Snap-On Faceplates, Snap-On, for T-70, PVC, Off-White, 0.43' | PC | 1 | 10 | 1 | 1 | 29.82
07498372618 | T70WC2WH | Faceplate,T70/WkstnOutlet,Snap,WH,EA | Offset Box for Snap-On Faceplates, Snap-On, for T-70, PVC, White, 0.43' | PC | 1 | 10 | 1 | 1 | 29.82
07498372170 | T70WCEI | Faceplate,T70/WkstnOutlet,Screw,EI,EA | Offset Box for Screw-On Faceplates, Screw-On, for T-70, PVC, Electric Ivory, 0.43' | PC | 1 | 10 | 1 | 1 | 29.82
07498372171 | T70WCIW | Faceplate,T70/WkstnOutlet,Screw,IW,EA | Offset Box for Screw-On Faceplates, Screw-On, for T-70, PVC, Off-White, 0.43' | PC | 1 | 10 | 1 | 1 | 29.82
07498372169 | T70WCWH | Faceplate,T70/WkstnOutlet,Screw,WH,EA | Offset Box for Screw-On Faceplates, Screw-On, for T-70, PVC, White, 0.43' | PC | 1 | 10 | 1 | 1 | 29.82
07498300866 | T70WH10 | T-70 Power Rated Multi-Channel Raceway B | T-70 Power Rated Multi-Channel Raceway Base and Cover in Equal Qtys 10ft. | FT | 1 | 60 | 60 | 1 | 9.34
07498363138 | T70WR-X | Fitting,WireRetainers,T70,PK10 | Wire Retainer, Snap-On, for T-70, PVC, International Gray, 0.11' | PC | 1 | 100 | 10 | 1 | 3.28
07498325172 | TF10EI-X | Fitting,Tee,LD10,LowV,EI,PK10 | Tee fitting for use with LD10 raceway, Electric Ivory, ABS, Length 3.4 in. | PC | 1 | 50 | 10 | 1 | 2.12
07498326283 | TF10IG-X | Fitting,Tee,LD10,LowV,IG,PK10 | Tee fitting for use with LD10 raceway, International Gray, ABS, Length 3.4 in. | PC | 1 | 50 | 10 | 1 | 2.22
07498326282 | TF10IW-X | Fitting,Tee,LD10,LowV,IW,PK10 | Tee fitting for use with LD10 raceway, Off White, ABS, Length 3.4 in. | PC | 1 | 50 | 10 | 1 | 2.12
07498358645 | TF10WH-X | Fitting,Tee,LD10,LowV,WH,PK10 | Tee fitting for use with LD10 raceway, White, ABS, Length 3.4 in. | PC | 1 | 50 | 10 | 1 | 2.12
07498325179 | TF3EI-E | Fitting,Tee,LD3,LowV,EI,PK20 | Tee fitting for use with LD3 raceway, Electric Ivory, ABS, Length 1.82 in. | PC | 1 | 100 | 20 | 1 | 1.86
07498326278 | TF3IW-E | Fitting,Tee,LD3,LowV,IW,PK20 | Tee fitting for use with LD3 raceway, Off White, ABS, Length 1.82 in. | PC | 1 | 100 | 20 | 1 | 1.86
07498358802 | TF3WH-E | Fitting,Tee,LD3,LowV,WH,PK20 | Tee fitting for use with LD3 raceway, White, ABS, Length 1.82 in. | PC | 1 | 100 | 20 | 1 | 1.86
07498325186 | TF5EI-E | Fitting,Tee,LD5,LowV,EI,PK20 | Tee fitting for use with LD5 raceway, Electric Ivory, ABS, Length 1.84 in. | PC | 1 | 100 | 20 | 1 | 1.96
07498326281 | TF5IG-E | Fitting,Tee,LD5,LowV,IG,PK20 | Tee fitting for use with LD5 raceway, International Gray, ABS, Length 1.84 in. | PC | 1 | 100 | 20 | 1 | 2.06
07498326280 | TF5IW-E | Fitting,Tee,LD5,LowV,IW,PK20 | Tee fitting for use with LD5 raceway, Off White, ABS, Length 1.84 in. | PC | 1 | 100 | 20 | 1 | 1.96
07498325270 | TF5WH-E | Fitting,Tee,LD5,LowV,WH,PK20 | Tee fitting for use with LD5 raceway, White, ABS, Length 1.84 in. | PC | 1 | 100 | 20 | 1 | 1.96
07498352574 | TFC10EI-X | Fitting,Bend Radius Tee,LD/LDPH,EI,PK10 | Tee fitting for use with LD10 and LDPH10 raceway, Electric Ivory, ABS, Length 4.73 in. | PC | 1 | 50 | 10 | 1 | 3.28
07498352576 | TFC10IG-X | Fitting,Bend Radius Tee,LD/LDPH,IG,PK10 | Tee fitting for use with LD10 and LDPH10 raceway, International Gray, ABS, Length 4.73 in. | PC | 1 | 50 | 10 | 1 | 3.28
07498352577 | TFC10IW-X | Fitting,Bend Radius Tee,LD/LDPH,IW,PK10 | Tee fitting for use with LD10 and LDPH10 raceway, Off White, ABS, Length 4.73 in. | PC | 1 | 50 | 10 | 1 | 3.28
07498352575 | TFC10WH-X | Fitting,Bend Radius Tee,LD/LDPH,WH,PK10 | Tee fitting for use with LD10 and LDPH10 raceway, White, ABS, Length 4.73 in. | PC | 1 | 50 | 10 | 1 | 3.28
07498361473 | TFC3EI-X | LD3/LDPH3/LDS3/BR,Tee Fitting,EI,PK10 | Tee fitting for use with LD3, LDPH3, and LDS3 raceway, Electric Ivory, ABS, Length 3.6 in. | PC | 1 | 50 | 10 | 1 | 2.8
07498361474 | TFC3IW-X | LD3/LDPH3/LDS3/BR,Tee Fitting,IW,PK10 | Tee fitting for use with LD3, LDPH3, and LDS3 raceway, Off White, ABS, Length 3.6 in. | PC | 1 | 50 | 10 | 1 | 2.8
07498361476 | TFC3WH-X | LD3/LDPH3/LDS3/BR,Tee Fitting,WH,PK10 | Tee fitting for use with LD3, LDPH3, and LDS3 raceway, White, ABS, Length 3.6 in. | PC | 1 | 50 | 10 | 1 | 2.8
07498355643 | TFC5EI-X | Fitting,BR Tee,LD5/LDPH5,EI,PK10 | Tee fitting for use with LD5, LDPH5, and LDS5 raceway, Electric Ivory, ABS, Length 2.58 in. | PC | 1 | 50 | 10 | 1 | 3.04
07498355646 | TFC5IW-X | Fitting,BR Tee,LD5/LDPH5,IW,PK10 | Tee fitting for use with LD5, LDPH5, and LDS5 raceway, Off White, ABS, Length 2.58 in. | PC | 1 | 50 | 10 | 1 | 3.04
07498355644 | TFC5WH-X | Fitting,BR Tee,LD5/LDPH5,WH,PK10 | Tee fitting for use with LD5, LDPH5, and LDS5 raceway, White, ABS, Length 2.58 in. | PC | 1 | 50 | 10 | 1 | 3.04
07498353081 | TFX10EI-X | Fitting,Tee,LDPH10,Power,EI,PK10 | Tee fitting for use with LDPH10 raceway only, Electric Ivory, ABS, Length 3.18 in. | PC | 1 | 10 | 10 | 1 | 6
07498353083 | TFX10IG-X | Fitting,Tee,LDPH10,Power,IG,PK10 | Tee fitting for use with LDPH10 raceway only, International Gray. | PC | 1 | 10 | 10 | 1 | 6
07498353084 | TFX10IW-X | Fitting,Tee,LDPH10,Power,IW,PK10 | Tee fitting for use with LDPH10 raceway only, Off White, ABS, Length 3.18 in. | PC | 1 | 10 | 10 | 1 | 6
07498353082 | TFX10WH-X | Fitting,Tee,LDPH10,Power,WH,PK10 | Tee fitting for use with LDPH10 raceway only, White, ABS, Length 3.18 in. | PC | 1 | 10 | 10 | 1 | 6
07498352999 | TFX3EI-X | Fitting,Tee,LDS3/LDPH3,Power,EI,PK10 | Tee fitting for use with LDPH3 and LDS3 raceway, Electric Ivory, ABS, Length 2.23 in. | PC | 1 | 10 | 10 | 1 | 4.56
07498353002 | TFX3IW-X | Fitting,Tee,LDS3/LDPH3,Power,IW,PK10 | Tee fitting for use with LDPH3 and LDS3 raceway, Off White, ABS, Length 2.23 in. | PC | 1 | 10 | 10 | 1 | 4.56
07498353000 | TFX3WH-X | Fitting,Tee,LDS3/LDPH3,Power,WH,PK10 | Tee fitting for use with LDPH3 and LDS3 raceway, White, ABS, Length 2.23 in. | PC | 1 | 10 | 10 | 1 | 4.56
07498379454 | TG70IW10 | Raceway,B&C,IW,5.32x2.68(in),10ft,PK4 | TG-70 Raceway Base, Snap-On, for T-70, PVC, Off-White, 10.01' | FT | 1 | 40 | 40 | 1 | 20.6
07498379451 | TG70IW8 | Raceway,B&C,IW,5.32x2.68(in),8ft,PK4 | TG-70 Raceway Base, Snap-On, for T-70, PVC, Off-White, 8.01' | FT | 1 | 32 | 32 | 1 | 20.6
07498379866 | TGJT | TermTool,TG Style Copper Jack Module,EA | This tool terminates all RJ45 TG jack modules by cutting conductors flush and assembling wire cap and jack. This tool is ideal for high volume installations. | PC | 1 | 1 | 1 | 1 | 437.82
61305625529 | TGSJT | TerminationTool,RD,45Degree,EA | This termination tool terminates TG style jacks with angled terminations (left/right and up/down). | PC | 1 | 1 | 1 | 1 | 4.74
07498332296 | TLBP1R-V | Tool-LessBlankingPanel,1RU,Round,PK5 | 1RU tool-less blanking panel, round hole 19" (483mm) width for tapped rails | PC | 1 | 5 | 5 | 1 | 17.88
07498313989 | TLBP1R-V10 | Tool-LessBlankPnl,1RackUt,RndHole,PK5 | 1RU tool-less blanking panel, round hole 19" (483mm) width for tapped rails. | PC | 1 | 5 | 5 | 1 | 16.76
07498336400 | TLBP1S-L | Tool-Less Blanking Panel, 1 Rack Unit, S | Tool-less blanking panel, 1 rack unit, square hole 19" (483mm) width for 3/8" cage nut holes (may be used with or without cage nuts installed), 50 pc. package. | PC | 1 | 50 | 50 | 1 | 15.56
07498332297 | TLBP1S-V | Tool-LessBlankingPanel,1RKUnit,PK5 | The tool-less blanking panel is designed to minimize bypass airflow in racks and cabinets while providing a desirable appearance. The pass-through area creates the ability to pass cable from front to back of cabinets while maintaining sealing capabilities | PC | 1 | 50 | 5 | 1 | 16
07498368848 | TLBP1S-V10 | Tool-LessBlankPnl,1RackUt,SQHole,WH,PK5 | 1RU tool-less blanking panel, square hole 19" (483mm) width for 3/8" cage nut holes (may be used with or without cage nuts installed). | PC | 1 | 5 | 5 | 1 | 16.76
07498332298 | TLBP2R-V | Tool-Less BlankingPanel,2RU,Round,PK5 | 2RU tool-less blanking panel, round hole 19" (483mm) width for tapped rails | PC | 1 | 5 | 5 | 1 | 29.76
07498313979 | TLBP2R-V10 | Tool-LessBlankPnl,2RackUt,RndHole,WH,PK5 | 2RU tool-less blanking panel, round hole 19" (483mm) width for tapped rails. | PC | 1 | 5 | 5 | 1 | 29.76
07498332295 | TLBP2S-V | Tool-LessBlankingPanel,2RU,Square,PK5 | The tool-less blanking panel is designed to minimize bypass airflow in racks and cabinets while providing a desirable appearance. The pass-through area creates the ability to pass cable from front to back of cabinets while maintaining sealing capabilities | PC | 1 | 5 | 5 | 1 | 29.76
07498313941 | TLBP2S-V10 | Tool-LessBlankPnl,2RackUt,SQHole,PK5 | 2RU tool-less blanking panel, square hole 19" (483mm) width for 3/8" cage nut holes (may be used with or without cage nuts installed). | PC | 1 | 5 | 5 | 1 | 29.76
07498370874 | TLBPBPT1S | Tool-Less,BlankingPanel,PT,BL,EA | Tool-less blanking panel with Pass-Through Areas, 1 rack unit, no Panduit logo, 19" (483mm) width for 3/8" cage nut holes (may be used with or without cage nuts installed). Color: Black | PC | 1 | 1 | 1 | 1 | 537.1
07498339240 | TPK2A32R88S68 | RJ45-VHD68SCSIAngledPatchPanelKit | SCSI 32-port RJ45-to-HD68 angled patch panel kit in black has 32 RJ45 ports wired to four 68-pin SCSI connectors, includes four cable assemblies, each is six feet long with a 68-pin DB68 male plug on one end and a 68-pin VHD68 male plug on the other, (1 R | PC | 1 | 1 | 1 | 1 | 1092.46
07498379956 | TR1-12-X | 1/2 Threaded Rod,1"FR,PK10 | Threaded rod can be used with various mounting brackets. Length: 12" (305mm). | PC | 1 | 20 | 10 | 1 | 10.98
07498379957 | TR1-58-X | 5/8 Threaded Rod,1"FR,PK10 | Threaded rod can be used with various mounting brackets. Length = 12" (305mm). | PC | 1 | 10 | 10 | 1 | 13.62
07498310761 | TRC18FR-X20Y | Threaded Rod Cover, Black, PK10 | Used to protect cabling from threaded rod. Vertical slit allows easy installation. Black. | C | 100 | 10 | 10 | 1 | 521.31
07498310760 | TRC18FR-X8Y | Threaded Rod Cover, Gray, PK10 | Used to protect cabling from threaded rod. Vertical slit allows easy installation. For indoor use only. Gray. | C | 100 | 10 | 10 | 1 | 590.45
07498391405 | TRC2HDBL | FR,BRC,Trumpet,2"x2",BL,EA | Bend radius control trumpet for exiting at the sidewall of 2 wall heights of type H hinged cover wiring duct channels. Maintains 1 (25.4mm) bend radius control. Black color only. | PC | 1 | 10 | 1 | 1 | 19.46
61305625932 | TTR-20R0 | HKandLoopRl,LProf,20'L,BL,EA | The Tak-Tape™ Hook and Loop Cable Roll is constructed of soft, premium material that is safe to use on high performance cables to protect against over-tensioning. The hook and loop cable tie is adjustable, releasable, and re-usable making it ideal for app | RL | 1 | 20 | 1 | 1 | 16.43
61305625934 | TTR-35R3-0 | HKandLoopRl,3Roll-Pack,LProf,35'L,BL,EA | The Tak-Tape™ Hook and Loop Cable Roll is constructed of soft, premium material that is safe to use on high performance cables to protect against over-tensioning. The hook and loop cable tie is adjustable, releasable, and re-usable making it ideal for app | PK | 1 | 8 | 1 | 1 | 84.3
61305625935 | TTR-35RX0 | HKandLoopRl,10Roll-Pack,LProf,35'L,BL,EA | The Tak-Tape™ Hook and Loop Cable Roll is constructed of soft, premium material that is safe to use on high performance cables to protect against over-tensioning. The hook and loop cable tie is adjustable, releasable, and re-usable making it ideal for app | PK | 1 | 1 | 1 | 1 | 223.23
61305625933 | TTR-75R0 | HKandLoopRl,LProf,75'L,BL,EA | Hook and Loop Roll, 75' Rolls, Low Profile, 75' Long (10.7m), 0.75" Wide (19.1mm), Black | RL | 1 | 10 | 1 | 1 | 50.38
61305673649 | TU000X | KEYLESS TUMBLER PLUG FOR ACE01, ACE02, A |  | PK | 1 | 1 | 1 | 1 | 383.36
07498305968 | UICMPP24BLY | UID,Patch Panel,24Pt,Black,EA | The Mini-Com® Ultimate ID® Modular Patch Panel accepts up to 24 Mini-Com Modules for unshielded applications in 1 RU and mounts to 19 inch and 23 inch racks and cabinets. The panel offers front access and includes label pockets for easy identification (la | PC | 1 | 10 | 1 | 1 | 64.8
07498305969 | UICMPP48BLY | Patch Panel,48Pt,UltimateID,BL,EA | Mini Com Ultimate ID 48-port modular patch panel with faceplates in black, with label covers, (2RU). LABELS SOLD SEPARATELY | PC | 1 | 10 | 1 | 1 | 116.08
07498305970 | UICMPPA24BLY | Patch Panel,24Pt,Angled,UID,BL,EA | The Mini-Com® Ultimate ID® Angled Modular Patch Panel accepts up to 48 Mini-Com Modules for unshielded applications in 2 RU and mounts to 19 inch and 23 inch racks and cabinets. The panel offers front access and includes label pockets for easy identificat | PC | 1 | 10 | 1 | 1 | 124.08
07498305971 | UICMPPA48BLY | Patch Panel,48Pt,Angled,UID,BL,EA | Mini Com Ultimate ID 48-port modular angled patch panel with faceplates in black, with label covers, (2RU). LABELS SOLD SEPARATELY | PC | 1 | 10 | 1 | 1 | 203.5
07498368085 | UICMPPK6G24BL | PatchPanelKt,2Pt,Cat6TXMod,BL,EA | The Mini-Com® Ultimate ID® Modular Patch Panel Kit includes 24 Cat 6 TG Jack Modules for unshielded applications in 1 RU and mounts to 19 inch and 23 inch racks and cabinets. The panel offers front access and includes label pockets for easy identification | PC | 1 | 1 | 1 | 1 | 475.6
07498396493 | UJPBU100BL | ZnCrd,Cat6,UTP,S,PLEM,J-P,BL,100ft,EA | Category 6, UTP, solid, plenum, blue cable with a Mini-Com® TX6™ PLUS Jack Module to TX6™ PLUS Modular Plug. 100 ft. | PC | 1 | 10 | 1 | 1 | 149.96
07498396487 | UJPBU110BL | ZnCrd,Cat6,UTP,S,PLEM,J-P,BL,110ft,EA | Category 6, UTP, solid, plenum, blue cable with a Mini-Com® TX6™ PLUS Jack Module to TX6™ PLUS Modular Plug. 110 ft. | PC | 1 | 10 | 1 | 1 | 161.08
07498396488 | UJPBU120BL | ZnCrd,Cat6,UTP,S,PLEM,J-P,BL,120ft,EA | Category 6, UTP, solid, plenum, blue cable with a Mini-Com® TX6™ PLUS Jack Module to TX6™ PLUS Modular Plug. 120 ft. | PC | 1 | 10 | 1 | 1 | 172.12
07498396489 | UJPBU130BL | ZnCrd,Cat6,UTP,S,PLEM,J-P,BL,130ft,EA | Category 6, UTP, solid, plenum, blue cable with a Mini-Com® TX6™ PLUS Jack Module to TX6™ PLUS Modular Plug. 130 ft. | PC | 1 | 5 | 1 | 1 | 183.22
07498396490 | UJPBU140BL | ZnCrd,Cat6,UTP,S,PLEM,J-P,BL,140ft,EA | Category 6, UTP, solid, plenum, blue cable with a Mini-Com® TX6™ PLUS Jack Module to TX6™ PLUS Modular Plug. 140 ft. | PC | 1 | 5 | 1 | 1 | 194.32
07498396491 | UJPBU150BL | ZnCrd,Cat6,UTP,S,PLEM,J-P,BL,150ft,EA | Category 6, UTP, solid, plenum, blue cable with a Mini-Com® TX6™ PLUS Jack Module to TX6™ PLUS Modular Plug. 150 ft. | PC | 1 | 5 | 1 | 1 | 205.42
07498396473 | UJPBU25BL | ZnCrd,Cat6,UTP,S,PLEM,J-P,BL,25ft,EA | Category 6, UTP, solid, plenum, blue cable with a Mini-Com® TX6™ PLUS Jack Module to TX6™ PLUS Modular Plug. 25 ft. | PC | 1 | 10 | 1 | 1 | 66.78
07498396476 | UJPBU35BL | ZnCrd,Cat6,UTP,S,PLEM,J-P,BL,35ft,EA | Category 6, UTP, solid, plenum, blue cable with a Mini-Com® TX6™ PLUS Jack Module to TX6™ PLUS Modular Plug. 35 ft. | PC | 1 | 10 | 1 | 1 | 77.88
07498396477 | UJPBU45BL | ZnCrd,Cat6,UTP,S,PLEM,J-P,BL,45ft,EA | Category 6, UTP, solid, plenum, blue cable with a Mini-Com® TX6™ PLUS Jack Module to TX6™ PLUS Modular Plug. 45 ft. | PC | 1 | 10 | 1 | 1 | 88.96
07498396479 | UJPBU55BL | ZnCrd,Cat6,UTP,S,PLEM,J-P,BL,55ft,EA | Category 6, UTP, solid, plenum, blue cable with a Mini-Com® TX6™ PLUS Jack Module to TX6™ PLUS Modular Plug. 55 ft. | PC | 1 | 10 | 1 | 1 | 100.06
07498396481 | UJPBU60BL | ZnCrd,Cat6,UTP,S,PLEM,J-P,BL,60ft,EA | Category 6, UTP, solid, plenum, blue cable with a Mini-Com® TX6™ PLUS Jack Module to TX6™ PLUS Modular Plug. 60 ft. | PC | 1 | 10 | 1 | 1 | 105.58
07498396482 | UJPBU65BL | ZnCrd,Cat6,UTP,S,PLEM,J-P,BL,65ft,EA | Category 6, UTP, solid, plenum, blue cable with a Mini-Com® TX6™ PLUS Jack Module to TX6™ PLUS Modular Plug. 65 ft. | PC | 1 | 10 | 1 | 1 | 111.16
07498396483 | UJPBU70BL | ZnCrd,Cat6,UTP,S,PLEM,J-P,BL,70ft,EA | Category 6, UTP, solid, plenum, blue cable with a Mini-Com® TX6™ PLUS Jack Module to TX6™ PLUS Modular Plug. 70 ft. | PC | 1 | 10 | 1 | 1 | 116.68
07498396510 | UJPBU75BL | ZnCrd,Cat6,UTP,S,PLEM,J-P,BL,75ft,EA | Category 6, UTP, solid, plenum, blue cable with a Mini-Com® TX6™ PLUS Jack Module to TX6™ PLUS Modular Plug. 75 ft. | PC | 1 | 10 | 1 | 1 | 122.26
07498396492 | UJPBU80BL | ZnCrd,Cat6,UTP,S,PLEM,J-P,BL,80ft,EA | Category 6, UTP, solid, plenum, blue cable with a Mini-Com® TX6™ PLUS Jack Module to TX6™ PLUS Modular Plug. 80 ft. | PC | 1 | 10 | 1 | 1 | 127.78
07498396484 | UJPBU85BL | ZnCrd,Cat6,UTP,S,PLEM,J-P,BL,85ft,EA | Category 6, UTP, solid, plenum, blue cable with a Mini-Com® TX6™ PLUS Jack Module to TX6™ PLUS Modular Plug. 85 ft. | PC | 1 | 10 | 1 | 1 | 133.3
07498396485 | UJPBU90BL | ZnCrd,Cat6,UTP,S,PLEM,J-P,BL,90ft,EA | Category 6, UTP, solid, plenum, blue cable with a Mini-Com® TX6™ PLUS Jack Module to TX6™ PLUS Modular Plug. 90 ft. | PC | 1 | 10 | 1 | 1 | 138.86
07498396486 | UJPBU95BL | ZnCrd,Cat6,UTP,S,PLEM,J-P,BL,95ft,EA | Category 6, UTP, solid, plenum, blue cable with a Mini-Com® TX6™ PLUS Jack Module to TX6™ PLUS Modular Plug. 95 ft. | PC | 1 | 10 | 1 | 1 | 144.42
07498394101 | UJRBU100BL | ZnCrd,Cat6,UTP,S,Risr,J-P,BU,100ft,EA | Category 6, UTP, solid, riser, blue cable with a Mini-Com® TX6™ PLUS Jack Module to TX6™ PLUS Modular Plug. 100 ft. | PC | 1 | 10 | 1 | 1 | 106.52
07498393658 | UJRBU10BL | ZnCrd,Cat6,UTP,S,Risr,J-P,BU,10ft,EA | Category 6, UTP, solid, riser, blue cable with a Mini-Com® TX6™ PLUS Jack Module to TX6™ PLUS Modular Plug,10 ft. | PC | 1 | 10 | 1 | 1 | 40.58
07498394102 | UJRBU110BL | ZnCrd,Cat6,UTP,S,Risr,J-P,BU,110ft,EA | Category 6, UTP, solid, riser, blue cable with a Mini-Com® TX6™ PLUS Jack Module to TX6™ PLUS Modular Plug. 110 ft. | PC | 1 | 10 | 1 | 1 | 113.86
07498394103 | UJRBU120BL | ZnCrd,Cat6,UTP,S,Risr,J-P,BU,120ft,EA | Category 6, UTP, solid, riser, blue cable with a Mini-Com® TX6™ PLUS Jack Module to TX6™ PLUS Modular Plug. 120 ft. | PC | 1 | 10 | 1 | 1 | 121.16
07498394104 | UJRBU130BL | ZnCrd,Cat6,UTP,S,Risr,J-P,BU,130ft,EA | Category 6, UTP, solid, riser, blue cable with a Mini-Com® TX6™ PLUS Jack Module to TX6™ PLUS Modular Plug. 130 ft. | PC | 1 | 5 | 1 | 1 | 128.5
07498394105 | UJRBU140BL | ZnCrd,Cat6,UTP,S,Risr,J-P,BU,140ft,EA | Category 6, UTP, solid, riser, blue cable with a Mini-Com® TX6™ PLUS Jack Module to TX6™ PLUS Modular Plug. 140 ft. | PC | 1 | 5 | 1 | 1 | 135.84
07498394106 | UJRBU150BL | ZnCrd,Cat6,UTP,S,Risr,J-P,BU,150ft,EA | Category 6, UTP, solid, riser, blue cable with a Mini-Com® TX6™ PLUS Jack Module to TX6™ PLUS Modular Plug. 150 ft. | PC | 1 | 5 | 1 | 1 | 143.14
07498393649 | UJRBU15BL | ZnCrd,Cat6,UTP,S,Risr,J-P,BU,15ft,EA | Category 6, UTP, solid, riser, blue cable with a Mini-Com® TX6™ PLUS Jack Module to TX6™ PLUS Modular Plug. 15 ft. | PC | 1 | 10 | 1 | 1 | 44.24
07498394107 | UJRBU160BL | ZnCrd,Cat6,UTP,S,Risr,J-P,BU,160ft,EA | Category 6, UTP, solid, riser, blue cable with a Mini-Com® TX6™ PLUS Jack Module to TX6™ PLUS Modular Plug. 160 ft. | PC | 1 | 5 | 1 | 1 | 150.48
07498394176 | UJRBU170BL | ZnCrd,Cat6,UTP,S,Risr,J-P,BU,170ft,EA | Category 6, UTP, solid, riser, blue cable with a Mini-Com® TX6™ PLUS Jack Module to TX6™ PLUS Modular Plug. 170 ft. | PC | 1 | 5 | 1 | 1 | 157.8
07498394177 | UJRBU180BL | ZnCrd,Cat6,UTP,S,Risr,J-P,BU,180ft,EA | Category 6, UTP, solid, riser, blue cable with a Mini-Com® TX6™ PLUS Jack Module to TX6™ PLUS Modular Plug. 180 ft. | PC | 1 | 5 | 1 | 1 | 165.14
07498394178 | UJRBU190BL | ZnCrd,Cat6,UTP,S,Risr,J-P,BU,190ft,EA | Category 6, UTP, solid, riser, blue cable with a Mini-Com® TX6™ PLUS Jack Module to TX6™ PLUS Modular Plug. 190 ft. | PC | 1 | 5 | 1 | 1 | 172.46
07498394179 | UJRBU200BL | ZnCrd,Cat6,UTP,S,Risr,J-P,BU,200ft,EA | Category 6, UTP, solid, riser, blue cable with a Mini-Com® TX6™ PLUS Jack Module to TX6™ PLUS Modular Plug. 200 ft. | PC | 1 | 5 | 1 | 1 | 179.82
07498393653 | UJRBU20BL | ZnCrd,Cat6UTP,S,Risr,Cbl,BU,20ft,EA | Category 6, UTP, solid, riser, blue cable with a Mini-Com® TX6™ PLUS Jack Module to TX6™ PLUS Modular Plug. 20 ft. | PC | 1 | 10 | 1 | 1 | 47.92
07498393651 | UJRBU25BL | ZnCrd,Cat6,UTP,S,Risr,J-P,BU,25ft,EA | Category 6, UTP, solid, riser, blue cable with a Mini-Com® TX6™ PLUS Jack Module to TX6™ PLUS Modular Plug. 25 ft. | PC | 1 | 10 | 1 | 1 | 51.56
07498393654 | UJRBU30BL | ZnCrd,Cat6,UTP,S,Risr,J-P,BU,30ft,EA | Category 6, UTP, solid, riser, blue cable with a Mini-Com® TX6™ PLUS Jack Module to TX6™ PLUS Modular Plug. 30 ft. | PC | 1 | 10 | 1 | 1 | 55.24
07498393655 | UJRBU35BL | ZnCrd,Cat6UTP,S,Risr,Cbl,BU,35ft,EA | Category 6, UTP, solid, riser, blue cable with a Mini-Com® TX6™ PLUS Jack Module to TX6™ PLUS Modular Plug. 35 ft. | PC | 1 | 10 | 1 | 1 | 58.88
07498393657 | UJRBU40BL | ZnCrd,Cat6,UTP,S,Risr,J-P,BU,40ft,EA | Category 6, UTP, solid, riser, blue cable with a Mini-Com® TX6™ PLUS Jack Module to TX6™ PLUS Modular Plug. 40 ft. | PC | 1 | 10 | 1 | 1 | 62.56
07498393656 | UJRBU45BL | ZnCrd,Cat6,UTP,S,Risr,J-P,BU,45ft,EA | Category 6, UTP, solid, riser, blue cable with a Mini-Com® TX6™ PLUS Jack Module to TX6™ PLUS Modular Plug. 45 ft. | PC | 1 | 10 | 1 | 1 | 66.22
07498394021 | UJRBU50BL | ZnCrd,Cat6,UTP,S,Risr,J-P,BU,50ft,EA | Category 6, UTP, solid, riser, blue cable with a Mini-Com® TX6™ PLUS Jack Module to TX6™ PLUS Modular Plug. 50 ft. | PC | 1 | 10 | 1 | 1 | 69.9
07498394022 | UJRBU55BL | ZnCrd,Cat6,UTP,S,Risr,J-P,BU,55ft,EA | Category 6, UTP, solid, riser, blue cable with a Mini-Com® TX6™ PLUS Jack Module to TX6™ PLUS Modular Plug. 55 ft. | PC | 1 | 10 | 1 | 1 | 73.52
07498394024 | UJRBU60BL | ZnCrd,Cat6,UTP,S,Risr,J-P,BU,60ft,EA | Category 6, UTP, solid, riser, blue cable with a Mini-Com® TX6™ PLUS Jack Module to TX6™ PLUS Modular Plug. 60 ft. | PC | 1 | 10 | 1 | 1 | 77.2
07498394023 | UJRBU65BL | ZnCrd,Cat6,UTP,S,Risr,J-P,BU,65ft,EA | Category 6, UTP, solid, riser, blue cable with a Mini-Com® TX6™ PLUS Jack Module to TX6™ PLUS Modular Plug. 65 ft. | PC | 1 | 10 | 1 | 1 | 80.88
07498394025 | UJRBU70BL | ZnCrd,Cat6,UTP,S,Risr,J-P,BU,70ft,EA | Category 6, UTP, solid, riser, blue cable with a Mini-Com® TX6™ PLUS Jack Module to TX6™ PLUS Modular Plug. 70 ft. | PC | 1 | 10 | 1 | 1 | 84.56
07498394026 | UJRBU75BL | ZnCrd,Cat6,UTP,S,Risr,J-P,BU,75ft,EA | Category 6, UTP, solid, riser, blue cable with a Mini-Com® TX6™ PLUS Jack Module to TX6™ PLUS Modular Plug. 75 ft. | PC | 1 | 10 | 1 | 1 | 88.2
07498394028 | UJRBU80BL | ZnCrd,Cat6,UTP,S,Risr,J-P,BU,80ft,EA | Category 6, UTP, solid, riser, blue cable with a Mini-Com® TX6™ PLUS Jack Module to TX6™ PLUS Modular Plug. 80 ft. | PC | 1 | 10 | 1 | 1 | 91.88
07498394027 | UJRBU85BL | ZnCrd,Cat6,UTP,S,Risr,J-P,BU,85ft,EA | Category 6, UTP, solid, riser, blue cable with a Mini-Com® TX6™ PLUS Jack Module to TX6™ PLUS Modular Plug. 85 ft. | PC | 1 | 10 | 1 | 1 | 95.52
07498394099 | UJRBU90BL | ZnCrd,Cat6,UTP,S,Risr,J-P,BU,90ft,EA | Category 6, UTP, solid, riser, blue cable with a Mini-Com® TX6™ PLUS Jack Module to TX6™ PLUS Modular Plug. 90 ft. | PC | 1 | 10 | 1 | 1 | 99.2
07498394100 | UJRBU95BL | ZnCrd,Cat6,UTP,S,Risr,J-P,BU,95ft,EA | Category 6, UTP, solid, riser, blue cable with a Mini-Com® TX6™ PLUS Jack Module to TX6™ PLUS Modular Plug. 95 ft. | PC | 1 | 10 | 1 | 1 | 102.88
07498395569 | UPPBU1 | ZnCrd,Cat6,UTP,S,PLEM,P-P,BU,1ft,EA | Category 6, UTP, solid, plenum, blue cable with TX6™ PLUS Modular Plugs on each end. 1 ft. | PC | 1 | 10 | 1 | 1 | 30.06
07498396452 | UPPBU10 | ZnCrd,Cat6,UTP,S,PLEM,P-P,BU,10ft,EA | Category 6, UTP, solid, plenum, blue cable with TX6™ PLUS Modular Plugs on each end. 10 ft. | PC | 1 | 10 | 1 | 1 | 39.94
07498396466 | UPPBU110 | ZnCrd,Cat6,UTP,S,PLEM,P-P,BU,110ft,EA | Category 6, UTP, solid, plenum, blue cable with TX6™ PLUS Modular Plugs on each end. 110 ft. | PC | 1 | 10 | 1 | 1 | 150.1
07498396467 | UPPBU120 | ZnCrd,Cat6,UTP,S,PLEM,P-P,BU,120ft,EA | Category 6, UTP, solid, plenum, blue cable with TX6™ PLUS Modular Plugs on each end. 120 ft. | PC | 1 | 10 | 1 | 1 | 161.14
07498396468 | UPPBU130 | ZnCrd,Cat6,UTP,S,PLEM,P-P,BU,130ft,EA | Category 6, UTP, solid, plenum, blue cable with TX6™ PLUS Modular Plugs on each end. 130 ft. | PC | 1 | 5 | 1 | 1 | 172.12
07498396469 | UPPBU140 | ZnCrd,Cat6,UTP,S,PLEM,P-P,BU,140ft,EA | Category 6, UTP, solid, plenum, blue cable with TX6™ PLUS Modular Plugs on each end. 140 ft. | PC | 1 | 5 | 1 | 1 | 183.16
07498396453 | UPPBU15 | ZnCrd,Cat6,UTP,S,PLEM,P-P,BU,15ft,EA | Category 6, UTP, solid, plenum, blue cable with TX6™ PLUS Modular Plugs on each end. 15 ft. | PC | 1 | 10 | 1 | 1 | 45.44
07498396472 | UPPBU150 | ZnCrd,Cat6,UTP,S,PLEM,P-P,BU,150ft,EA | Category 6, UTP, solid, plenum, blue cable with TX6™ PLUS Modular Plugs on each end. 150 ft. | PC | 1 | 5 | 1 | 1 | 194.16
07498395570 | UPPBU2 | ZnCrd,Cat6,UTP,S,PLEM,P-P,BU,2ft,EA | Category 6, UTP, solid, plenum, blue cable with TX6™ PLUS Modular Plugs on each end. 2 ft. | PC | 1 | 10 | 1 | 1 | 31.14
07498396456 | UPPBU25 | ZnCrd,Cat6,UTP,S,PLEM,P-P,BU,25ft,EA | Category 6, UTP, solid, plenum, blue cable with TX6™ PLUS Modular Plugs on each end. 25 ft. | PC | 1 | 10 | 1 | 1 | 56.48
07498395571 | UPPBU3 | ZnCrd,Cat6,UTP,S,PLEM,P-P,BU,3ft,EA | Category 6, UTP, solid, plenum, blue cable with TX6™ PLUS Modular Plugs on each end. 3 ft. | PC | 1 | 10 | 1 | 1 | 32.24
07498396457 | UPPBU35 | ZnCrd,Cat6,UTP,S,PLEM,P-P,BU,35ft,EA | Category 6, UTP, solid, plenum, blue cable with TX6™ PLUS Modular Plugs on each end. 35 ft. | PC | 1 | 10 | 1 | 1 | 67.48
07498395572 | UPPBU4 | ZnCrd,Cat6,UTP,S,PLEM,P-P,BU,4ft,EA | Category 6, UTP, solid, plenum, blue cable with TX6™ PLUS Modular Plugs on each end. 4 ft. | PC | 1 | 10 | 1 | 1 | 33.32
07498396458 | UPPBU45 | ZnCrd,Cat6,UTP,S,PLEM,P-P,BU,45ft,EA | Category 6, UTP, solid, plenum, blue cable with TX6™ PLUS Modular Plugs on each end. 45 ft. | PC | 1 | 10 | 1 | 1 | 78.5
07498395573 | UPPBU5 | ZnCrd,Cat6,UTP,S,PLEM,P-P,BU,5ft,EA | Category 6, UTP, solid, plenum, blue cable with TX6™ PLUS Modular Plugs on each end. 5 ft. | PC | 1 | 10 | 1 | 1 | 34.44
07498396459 | UPPBU55 | ZnCrd,Cat6,UTP,S,PLEM,P-P,BU,55ft,EA | Category 6, UTP, solid, plenum, blue cable with TX6™ PLUS Modular Plugs on each end. 55 ft. | PC | 1 | 10 | 1 | 1 | 89.54
07498395574 | UPPBU6 | ZnCrd,Cat6,UTP,S,PLEM,P-P,BU,6ft,EA | Category 6, UTP, solid, plenum, blue cable with TX6™ PLUS Modular Plugs on each end, 6 ft. | PC | 1 | 10 | 1 | 1 | 35.54
07498396460 | UPPBU60 | ZnCrd,Cat6,UTP,S,PLEM,P-P,BU,60ft,EA | Category 6, UTP, solid, plenum, blue cable with TX6™ PLUS Modular Plugs on each end. 60 ft. | PC | 1 | 10 | 1 | 1 | 95.02
07498333074 | UPPBU65 | ZnCrd,Cat6,UTP,S,PLEM,P-P,BU,65ft,EA | Category 6, UTP, solid, plenum, blue cable with TX6™ PLUS Modular Plugs on each end. 65 ft. | PC | 1 | 10 | 1 | 1 | 100.52
07498395575 | UPPBU7 | ZnCrd,Cat6,UTP,S,PLEM,P-P,BU,7ft,EA | Category 6, UTP, solid, plenum, blue cable with TX6™ PLUS Modular Plugs on each end. 7 ft. | PC | 1 | 10 | 1 | 1 | 36.62
07498396461 | UPPBU70 | ZnCrd,Cat6,UTP,S,PLEM,P-P,BU,70ft,EA | Category 6, UTP, solid, plenum, blue cable with TX6™ PLUS Modular Plugs on each end. 70 ft. | PC | 1 | 10 | 1 | 1 | 106.06
07498396462 | UPPBU75 | ZnCrd,Cat6,UTP,S,PLEM,P-P,BU,75ft,EA | Category 6, UTP, solid, plenum, blue cable with TX6™ PLUS Modular Plugs on each end. 75 ft. | PC | 1 | 10 | 1 | 1 | 111.56
07498395576 | UPPBU8 | ZnCrd,Cat6,UTP,S,PLEM,P-P,BU,8ft,EA | Category 6, UTP, solid, plenum, blue cable with TX6™ PLUS Modular Plugs on each end. 8 ft. | PC | 1 | 10 | 1 | 1 | 37.76
07498396463 | UPPBU85 | ZnCrd,Cat6,UTP,S,PLEM,P-P,BU,85ft,EA | Category 6, UTP, solid, plenum, blue cable with TX6™ PLUS Modular Plugs on each end. 85 ft. | PC | 1 | 10 | 1 | 1 | 122.56
07498395577 | UPPBU9 | ZnCrd,Cat6,UTP,S,PLEM,P-P,BU,9ft,EA | Category 6, UTP, solid, plenum, blue cable with TX6™ PLUS Modular Plugs on each end. 9 ft. | PC | 1 | 10 | 1 | 1 | 38.84
07498396464 | UPPBU90 | ZnCrd,Cat6,UTP,S,PLEM,P-P,BU,90ft,EA | Category 6, UTP, solid, plenum, blue cable with TX6™ PLUS Modular Plugs on each end. 90 ft. | PC | 1 | 10 | 1 | 1 | 128.08
07498396465 | UPPBU95 | ZnCrd,Cat6,UTP,S,PLEM,P-P,BU,95ft,EA | Category 6, UTP, solid, plenum, blue cable with TX6™ PLUS Modular Plugs on each end. 95 ft. | PC | 1 | 10 | 1 | 1 | 133.58
07498362371 | UPPIG110 | Zone Cord, Cat 6 UTP Solid Plenum Intern | Category 6, UTP, solid, plenum, international gray cable with TX6™ PLUS Modular Plugs on each end. | PC | 1 | 10 | 1 | 1 | 150.1
07498362383 | UPPIG120 | Zone Cord, Cat 6 UTP Solid Plenum Intern | Category 6, UTP, solid, plenum, international gray cable with TX6™ PLUS Modular Plugs on each end. | PC | 1 | 10 | 1 | 1 | 161.14
07498362388 | UPPIG160 | Zone Cord, Cat 6 UTP Solid Plenum Intern | Category 6, UTP, solid, plenum, international gray cable with TX6™ PLUS Modular Plugs on each end. | PC | 1 | 5 | 1 | 1 | 205.18
07498362389 | UPPIG175 | Zone Cord, Cat 6 UTP Solid Plenum Intern | Category 6, UTP, solid, plenum, international gray cable with TX6™ PLUS Modular Plugs on each end. | PC | 1 | 5 | 1 | 1 | 221.7
07498362390 | UPPIG190 | Zone Cord, Cat 6 UTP Solid Plenum Intern | Category 6, UTP, solid, plenum, international gray cable with TX6™ PLUS Modular Plugs on each end. | PC | 1 | 5 | 1 | 1 | 238.24
07498362391 | UPPIG200 | Zone Cord, Cat 6 UTP Solid Plenum Intern | Category 6, UTP, solid, plenum, international gray cable with TX6™ PLUS Modular Plugs on each end. | PC | 1 | 5 | 1 | 1 | 249.24
07498362392 | UPPIG220 | Zone Cord, Cat 6 UTP Solid Plenum Intern | Category 6, UTP, solid, plenum, international gray cable with TX6™ PLUS Modular Plugs on each end. | PC | 1 | 5 | 1 | 1 | 271.28
07498362393 | UPPIG240 | Zone Cord, Cat 6 UTP Solid Plenum Intern | Category 6, UTP, solid, plenum, international gray cable with TX6™ PLUS Modular Plugs on each end. | PC | 1 | 5 | 1 | 1 | 293.34
07498362454 | UPPIG250 | Zone Cord, Cat 6 UTP Solid Plenum Intern | Category 6, UTP, solid, plenum, international gray cable with TX6™ PLUS Modular Plugs on each end. | PC | 1 | 5 | 1 | 1 | 304.32
07498362460 | UPPIG290 | Zone Cord, Cat 6 UTP Solid Plenum Intern | Category 6, UTP, solid, plenum, international gray cable with TX6™ PLUS Modular Plugs on each end. | PC | 1 | 10 | 1 | 1 | 348.4
07498362346 | UPPIG80 | Zone Cord, Cat 6 UTP Solid Plenum Intern | Category 6, UTP, solid, plenum, international gray cable with TX6™ PLUS Modular Plugs on each end. | PC | 1 | 10 | 1 | 1 | 117.04
61305623553 | UPPWH1 | Zone Cord, Cat 6 UTP Solid Plenum White | Category 6, UTP, solid, plenum, white cable with TX6™ PLUS Modular Plugs on each end, 1 ft. | PC | 1 | 10 | 1 | 1 | 30.06
61305623580 | UPPWH10 | Zone Cord, Cat 6 UTP Solid Plenum White | Category 6, UTP, solid, plenum, white cable with TX6™ PLUS Modular Plugs on each end, 10 ft. | PC | 1 | 10 | 1 | 1 | 39.94
61305623572 | UPPWH2 | Zone Cord, Cat 6 UTP Solid Plenum White | Category 6, UTP, solid, plenum, white cable with TX6™ PLUS Modular Plugs on each end, 2 ft. | PC | 1 | 10 | 1 | 1 | 31.14
61305623573 | UPPWH3 | Zone Cord, Cat 6 UTP Solid Plenum White | Category 6, UTP, solid, plenum, white cable with TX6™ PLUS Modular Plugs on each end, 3 ft. | PC | 1 | 10 | 1 | 1 | 32.24
61305623574 | UPPWH4 | Zone Cord, Cat 6 UTP Solid Plenum White | Category 6, UTP, solid, plenum, white cable with TX6™ PLUS Modular Plugs on each end, 4 ft. | PC | 1 | 10 | 1 | 1 | 33.32
61305623575 | UPPWH5 | Zone Cord, Cat 6 UTP Solid Plenum White | Category 6, UTP, solid, plenum, white cable with TX6™ PLUS Modular Plugs on each end, 5 ft. | PC | 1 | 10 | 1 | 1 | 34.44
61305623576 | UPPWH6 | Zone Cord, Cat 6 UTP Solid Plenum White | Category 6, UTP, solid, plenum, white cable with TX6™ PLUS Modular Plugs on each end, 6 ft. | PC | 1 | 10 | 1 | 1 | 35.54
61305623577 | UPPWH7 | Zone Cord, Cat 6 UTP Solid Plenum White | Category 6, UTP, solid, plenum, white cable with TX6™ PLUS Modular Plugs on each end, 7 ft. | PC | 1 | 10 | 1 | 1 | 36.62
61305623578 | UPPWH8 | Zone Cord, Cat 6 UTP Solid Plenum White | Category 6, UTP, solid, plenum, white cable with TX6™ PLUS Modular Plugs on each end, 8 ft. | PC | 1 | 10 | 1 | 1 | 37.76
61305623579 | UPPWH9 | Zone Cord, Cat 6 UTP Solid Plenum White | Category 6, UTP, solid, plenum, white cable with TX6™ PLUS Modular Plugs on each end, 9 ft. | PC | 1 | 10 | 1 | 1 | 38.84
07498392364 | UPRBU10 | ZnCrd,Cat6,UTP,S,Risr,P-P,BU,10ft,EA | Category 6, UTP, solid, riser, blue cable with TX6™ PLUS Modular Plugs on each end. 10 ft. | PC | 1 | 10 | 1 | 1 | 30.48
07498392652 | UPRBU100 | ZnCrd,Cat6,UTP,S,Risr,P-P,BU,100ft,EA | Category 6, UTP, solid, riser, blue cable with TX6™ PLUS Modular Plugs on each end. 100 ft. | PC | 1 | 10 | 1 | 1 | 96.4
07498392653 | UPRBU110 | ZnCrd,Cat6,UTP,S,Risr,P-P,BU,110ft,EA | Category 6, UTP, solid, riser, blue cable with TX6™ PLUS Modular Plugs on each end. 110 ft. | PC | 1 | 10 | 1 | 1 | 103.72
07498392654 | UPRBU120 | ZnCrd,Cat6,UTP,S,Risr,P-P,BU,120ft,EA | Category 6, UTP, solid, riser, blue cable with TX6™ PLUS Modular Plugs on each end. 120 ft. | PC | 1 | 10 | 1 | 1 | 111.08
07498392658 | UPRBU130 | ZnCrd,Cat6,UTP,S,Risr,P-P,BU,130ft,EA | Category 6, UTP, solid, riser, blue cable with TX6™ PLUS Modular Plugs on each end. 130 ft. | PC | 1 | 5 | 1 | 1 | 118.4
07498392664 | UPRBU140 | ZnCrd,Cat6,UTP,S,Risr,P-P,BU,140ft,EA | Category 6, UTP, solid, riser, blue cable with TX6™ PLUS Modular Plugs on each end. 140 ft. | PC | 1 | 5 | 1 | 1 | 125.72
07498392365 | UPRBU15 | ZnCrd,Cat6,UTP,S,Risr,P-P,BU,15ft,EA | Category 6, UTP, solid, riser, blue cable with TX6™ PLUS Modular Plugs on each end. 15 ft. | PC | 1 | 10 | 1 | 1 | 34.14
07498392665 | UPRBU150 | ZnCrd,Cat6,UTP,S,Risr,P-P,BU,150ft,EA | Category 6, UTP, solid, riser, blue cable with TX6™ PLUS Modular Plugs on each end. 150 ft. | PC | 1 | 10 | 1 | 1 | 133.08
07498392669 | UPRBU160 | ZnCrd,Cat6,UTP,S,Risr,P-P,BU,160ft,EA | Category 6, UTP, solid, riser, blue cable with TX6™ PLUS Modular Plugs on each end. 160 ft. | PC | 1 | 5 | 1 | 1 | 140.36
07498392670 | UPRBU170 | ZnCrd,Cat6,UTP,S,Risr,P-P,BU,170ft,EA | Category 6, UTP, solid, riser, blue cable with TX6™ PLUS Modular Plugs on each end. 170 ft. | PC | 1 | 5 | 1 | 1 | 147.72
07498392671 | UPRBU180 | ZnCrd,Cat6,UTP,S,Risr,P-P,BU,180ft,EA | Category 6, UTP, solid, riser, blue cable with TX6™ PLUS Modular Plugs on each end. 180 ft. | PC | 1 | 5 | 1 | 1 | 155.04
07498392674 | UPRBU190 | ZnCrd,Cat6,UTP,S,Risr,P-P,BU,190ft,EA | Category 6, UTP, solid, riser, blue cable with TX6™ PLUS Modular Plugs on each end. 190 ft. | PC | 1 | 5 | 1 | 1 | 162.36
07498392367 | UPRBU20 | ZnCrd,Cat6,UTP,S,Risr,P-P,BU,20ft,EA | Category 6, UTP, solid, riser, blue cable with TX6™ PLUS Modular Plugs on each end. 20 ft. | PC | 1 | 10 | 1 | 1 | 37.8
07498392675 | UPRBU200 | ZnCrd,Cat6,UTP,S,Risr,P-P,BU,200ft,EA | Category 6, UTP, solid, riser, blue cable with TX6™ PLUS Modular Plugs on each end. 00 ft. | PC | 1 | 5 | 1 | 1 | 169.68
07498392366 | UPRBU25 | ZnCrd,Cat6,UTP,S,Risr,P-P,BU,25ft,EA | Category 6, UTP, solid, riser, blue cable with TX6™ PLUS Modular Plugs on each end. 25 ft. | PC | 1 | 10 | 1 | 1 | 41.46
07498392368 | UPRBU30 | ZnCrd,Cat6,UTP,S,Risr,P-P,BU,30ft,EA | Category 6, UTP, solid, riser, blue cable with TX6™ PLUS Modular Plugs on each end. 30 ft. | PC | 1 | 10 | 1 | 1 | 45.14
07498392369 | UPRBU35 | ZnCrd,Cat6,UTP,S,Risr,P-P,BU,35ft,EA | Category 6, UTP, solid, riser, blue cable with TX6™ PLUS Modular Plugs on each end. 35 ft. | PC | 1 | 10 | 1 | 1 | 48.78
07498392371 | UPRBU40 | ZnCrd,Cat6,UTP,S,Risr,P-P,BU,40ft,EA | Category 6, UTP, solid, riser, blue cable with TX6™ PLUS Modular Plugs on each end. 40 ft. | PC | 1 | 10 | 1 | 1 | 52.46
07498392372 | UPRBU45 | ZnCrd,Cat6,UTP,S,Risr,P-P,BU,45ft,EA | Category 6, UTP, solid, riser, blue cable with TX6™ PLUS Modular Plugs on each end. 45 ft. | PC | 1 | 10 | 1 | 1 | 56.1
07498392373 | UPRBU50 | ZnCrd,Cat6,UTP,S,Risr,P-P,BU,50ft,EA | Category 6, UTP, solid, riser, blue cable with TX6™ PLUS Modular Plugs on each end. 50 ft. | PC | 1 | 10 | 1 | 1 | 59.78
07498398114 | UPRBU50M | ZnCrd,Cat6,UTP,S,Risr,P-P,BU,50M,EA | Category 6, UTP, solid, riser, blue cable with TX6™ PLUS Modular Plugs on each end, 50 meters. | PC | 1 | 5 | 1 | 1 | 143.36
07498392374 | UPRBU55 | ZnCrd,Cat6,UTP,S,Risr,P-P,BU,55ft,EA | Category 6, UTP, solid, riser, blue cable with TX6™ PLUS Modular Plugs on each end. 55 ft. | PC | 1 | 10 | 1 | 1 | 63.46
07498392376 | UPRBU60 | ZnCrd,Cat6,UTP,S,Risr,P-P,BU,60ft,EA | Category 6, UTP, solid, riser, blue cable with TX6™ PLUS Modular Plugs on each end. 60 ft. | PC | 1 | 10 | 1 | 1 | 67.12
07498398116 | UPRBU60M | ZnCrd,Cat6,UTP,S,Risr,P-P,BU,60M,EA | Category 6, UTP, solid, riser, blue cable with TX6™ PLUS Modular Plugs on each end. 60 meters. | PC | 1 | 5 | 1 | 1 | 167.38
07498392375 | UPRBU65 | ZnCrd,Cat6,UTP,S,Risr,P-P,BU,65ft,EA | Category 6, UTP, solid, riser, blue cable with TX6™ PLUS Modular Plugs on each end. 65 ft. | PC | 1 | 10 | 1 | 1 | 70.76
07498392379 | UPRBU70 | ZnCrd,Cat6,UTP,S,Risr,P-P,BU,70ft,EA | Category 6, UTP, solid, riser, blue cable with TX6™ PLUS Modular Plugs on each end. 70 ft. | PC | 1 | 10 | 1 | 1 | 74.42
07498392647 | UPRBU75 | ZnCrd,Cat6,UTP,S,Risr,P-P,BU,75ft,EA | Category 6, UTP, solid, riser, blue cable with TX6™ PLUS Modular Plugs on each end. 75 ft. | PC | 1 | 10 | 1 | 1 | 78.1
07498392648 | UPRBU80 | ZnCrd,Cat6,UTP,S,Risr,P-P,BU,80ft,EA | Category 6, UTP, solid, riser, blue cable with TX6™ PLUS Modular Plugs on each end. 80 ft. | PC | 1 | 10 | 1 | 1 | 81.76
07498392649 | UPRBU85 | ZnCrd,Cat6,UTP,S,Risr,P-P,BU,85ft,EA | Category 6, UTP, solid, riser, blue cable with TX6™ PLUS Modular Plugs on each end. 85 ft. | PC | 1 | 10 | 1 | 1 | 85.44
07498392650 | UPRBU90 | ZnCrd,Cat6,UTP,S,Risr,P-P,BU,90ft,EA | Category 6, UTP, solid, riser, blue cable with TX6™ PLUS Modular Plugs on each end. 90 ft. | PC | 1 | 10 | 1 | 1 | 89.08
07498392651 | UPRBU95 | ZnCrd,Cat6,UTP,S,Risr,P-P,BU,95ft,EA | Category 6, UTP, solid, riser, blue cable with TX6™ PLUS Modular Plugs on each end. 95 ft. | PC | 1 | 10 | 1 | 1 | 92.74
07498343363 | UTP28CH0.5M | CU,Patch Cord,Cat 5e,SD,0.5m,IW | The TX5e™ Cat 5e UTP Patch Cord is constructed of 28 AWG, unshielded, twisted pair, stranded, CM cable with Pan-Plug™ modular plugs on each end. The use of 28 AWG cable ensures that this patch cord has a small diameter, making it easy to install and work | PC | 1 | 10 | 1 | 1 | 6.42
07498348674 | UTP28CH0.5MBL | CU,Patch Cord,Cat 5e,SD,0.5m,BL | The TX5e™ Cat 5e UTP Patch Cord is constructed of 28 AWG, unshielded, twisted pair, stranded, CM cable with Pan-Plug™ modular plugs on each end. The use of 28 AWG cable ensures that this patch cord has a small diameter, making it easy to install and work | PC | 1 | 10 | 1 | 1 | 6.42
07498343368 | UTP28CH0.5MBU | CU,Patch Cord,Cat 5e,SD,0.5m,BU | The TX5e™ Cat 5e UTP Patch Cord is constructed of 28 AWG, unshielded, twisted pair, stranded, CM cable with Pan-Plug™ modular plugs on each end. The use of 28 AWG cable ensures that this patch cord has a small diameter, making it easy to install and work | PC | 1 | 10 | 1 | 1 | 6.42
07498348682 | UTP28CH0.5MGR | CU,Patch Cord,Cat 5e,SD,0.5m,GR | The TX5e™ Cat 5e UTP Patch Cord is constructed of 28 AWG, unshielded, twisted pair, stranded, CM cable with Pan-Plug™ modular plugs on each end. The use of 28 AWG cable ensures that this patch cord has a small diameter, making it easy to install and work | PC | 1 | 10 | 1 | 1 | 6.42
07498395611 | UTP28CH0.5MGY | CU,Patch Cord,Cat 5e,SD,0.5m,GY | Category 5e performance, 28 AWG UTP patch cord with Pan-Plug™ Modular Plugs on each end. Gray. 0.5 meters. | PC | 1 | 10 | 1 | 1 | 6.42
07498348686 | UTP28CH0.5MOR | CU,Patch Cord,Cat 5e,SD,0.5m,OR | Category 5e performance, 28 AWG UTP patch cord with Pan-Plug™ Modular Plugs on each end. Orange. 0.5 meters. | PC | 1 | 10 | 1 | 1 | 6.42
07498348850 | UTP28CH0.5MRD | CU,Patch Cord,Cat 5e,SD,0.5m,RD | The TX5e™ Cat 5e UTP Patch Cord is constructed of 28 AWG, unshielded, twisted pair, stranded, CM cable with Pan-Plug™ modular plugs on each end. The use of 28 AWG cable ensures that this patch cord has a small diameter, making it easy to install and work | PC | 1 | 10 | 1 | 1 | 6.42
07498348854 | UTP28CH0.5MVL | CU,Patch Cord,Cat 5e,SD,0.5m,VL | Category 5e performance, 28 AWG UTP patch cord with Pan-Plug™ Modular Plugs on each end. Violet. 0.5 meters. | PC | 1 | 10 | 1 | 1 | 6.42
07498348858 | UTP28CH0.5MYL | CU,Patch Cord,Cat 5e,SD,0.5m,YL | The TX5e™ Cat 5e UTP Patch Cord is constructed of 28 AWG, unshielded, twisted pair, stranded, CM cable with Pan-Plug™ modular plugs on each end. The use of 28 AWG cable ensures that this patch cord has a small diameter, making it easy to install and work | PC | 1 | 10 | 1 | 1 | 6.42
07498341766 | UTP28CH1 | CU,Patch Cord,Cat 5e,SD,1m,IW | The TX5e™ Cat 5e UTP Patch Cord is constructed of 28 AWG, unshielded, twisted pair, stranded, CM cable with Pan-Plug™ modular plugs on each end. The use of 28 AWG cable ensures that this patch cord has a small diameter, making it easy to install and work | PC | 1 | 10 | 1 | 1 | 6.08
07498332798 | UTP28CH1-Q | Copper Patch Cord, Cat 5e (SD), 28 AWG, | Category 5e performance, 28 AWG UTP patch cord with Pan-Plug™ Modular Plugs on each end. | PC | 1 | 25 | 25 | 1 | 6.08
07498343341 | UTP28CH1.5M | CU,Patch Cord,Cat 5e,SD,1.5m,IW | The TX5e™ Cat 5e UTP Patch Cord is constructed of 28 AWG, unshielded, twisted pair, stranded, CM cable with Pan-Plug™ modular plugs on each end. The use of 28 AWG cable ensures that this patch cord has a small diameter, making it easy to install and work | PC | 1 | 10 | 1 | 1 | 8.16
07498348677 | UTP28CH1.5MBL | CU,Patch Cord,Cat 5e,SD,1.5m,BL | The TX5e™ Cat 5e UTP Patch Cord is constructed of 28 AWG, unshielded, twisted pair, stranded, CM cable with Pan-Plug™ modular plugs on each end. The use of 28 AWG cable ensures that this patch cord has a small diameter, making it easy to install and work | PC | 1 | 10 | 1 | 1 | 8.16
07498343354 | UTP28CH1.5MBU | CU,Patch Cord,Cat 5e,SD,1.5m,BU | The TX5e™ Cat 5e UTP Patch Cord is constructed of 28 AWG, unshielded, twisted pair, stranded, CM cable with Pan-Plug™ modular plugs on each end. The use of 28 AWG cable ensures that this patch cord has a small diameter, making it easy to install and work | PC | 1 | 10 | 1 | 1 | 8.16
07498348683 | UTP28CH1.5MGR | CU,Patch Cord,Cat 5e,SD,1.5m,GR | The TX5e™ Cat 5e UTP Patch Cord is constructed of 28 AWG, unshielded, twisted pair, stranded, CM cable with Pan-Plug™ modular plugs on each end. The use of 28 AWG cable ensures that this patch cord has a small diameter, making it easy to install and work | PC | 1 | 10 | 1 | 1 | 8.16
07498395613 | UTP28CH1.5MGY | CU,Patch Cord,Cat 5e,SD,1.5m,GY | Category 5e performance, 28 AWG UTP patch cord with Pan-Plug™ Modular Plugs on each end. Gray. 1.5 meters. | PC | 1 | 10 | 1 | 1 | 8.16
07498348696 | UTP28CH1.5MOR | CU,Patch Cord,Cat 5e,SD,1.5m,OR | Category 5e performance, 28 AWG UTP patch cord with Pan-Plug™ Modular Plugs on each end. Orange. 1.5 meters. | PC | 1 | 10 | 1 | 1 | 8.16
07498348851 | UTP28CH1.5MRD | CU,Patch Cord,Cat 5e,SD,1.5m,RD | The TX5e™ Cat 5e UTP Patch Cord is constructed of 28 AWG, unshielded, twisted pair, stranded, CM cable with Pan-Plug™ modular plugs on each end. The use of 28 AWG cable ensures that this patch cord has a small diameter, making it easy to install and work | PC | 1 | 10 | 1 | 1 | 8.16
07498348855 | UTP28CH1.5MVL | CU,Patch Cord,Cat 5e,SD,1.5m,VL | Category 5e performance, 28 AWG UTP patch cord with Pan-Plug™ Modular Plugs on each end. Violet. 1.5 meters. | PC | 1 | 10 | 1 | 1 | 8.16
07498348910 | UTP28CH1.5MYL | CU,Patch Cord,Cat 5e,SD,1.5m,YL | The TX5e™ Cat 5e UTP Patch Cord is constructed of 28 AWG, unshielded, twisted pair, stranded, CM cable with Pan-Plug™ modular plugs on each end. The use of 28 AWG cable ensures that this patch cord has a small diameter, making it easy to install and work | PC | 1 | 10 | 1 | 1 | 8.16
07498341784 | UTP28CH10 | CU,Patch Cord,Cat 5e,SD,10ft,IW | The TX5e™ Cat 5e UTP Patch Cord is constructed of 28 AWG, unshielded, twisted pair, stranded, CM cable with Pan-Plug™ modular plugs on each end. The use of 28 AWG cable ensures that this patch cord has a small diameter, making it easy to install and work | PC | 1 | 10 | 1 | 1 | 10.82
07498344973 | UTP28CH10-Q | Copper Patch Cord, Cat 5e (SD), 28 AWG, | Category 5e performance, 28 AWG UTP patch cord with Pan-Plug™ Modular Plugs on each end. | PC | 1 | 25 | 25 | 1 | 10.82
07498345392 | UTP28CH100 | CU Patch Crd,Cat 5e,SD,100ft,IW | Copper Patch Cord, Cat 5e (SD), 28 AWG, Off White CM/LSZH UTP Cable, 100 Ft | PC | 1 | 10 | 1 | 1 | 58.18
07498347151 | UTP28CH100BL | CU Patch Crd,Cat 5e,SD,100ft,BL | Copper Patch Cord, Cat 5e (SD), 28 AWG, Black CM/LSZH UTP Cable, 100 Ft | PC | 1 | 10 | 1 | 1 | 58.18
07498347152 | UTP28CH100BU | CU Patch Crd,Cat 5e,SD,100ft,BU | Category 5e performance, 28 AWG UTP patch cord with Pan-Plug™ Modular Plugs on each end. | PC | 1 | 10 | 1 | 1 | 58.18
07498347154 | UTP28CH100GR | CU Patch Crd,Cat 5e,SD,100ft,GR | Category 5e performance, 28 AWG UTP patch cord with Pan-Plug™ Modular Plugs on each end. | PC | 1 | 10 | 1 | 1 | 58.18
07498347153 | UTP28CH100GY | CU Patch Crd,Cat 5e,SD,100ft,GY | Copper Patch Cord, Cat 5e (SD), 28 AWG, Gray CM/LSZH UTP Cable, 100ft | PC | 1 | 10 | 1 | 1 | 58.18
07498347156 | UTP28CH100OR | CU Patch Crd,Cat 5e,SD,100ft,OR | Copper Patch Cord, Cat 5e (SD), 28 AWG, Orange CM/LSZH UTP Cable, 100 Ft | PC | 1 | 10 | 1 | 1 | 58.18
07498347155 | UTP28CH100RD | CU Patch Crd,Cat 5e,SD,100ft,RD | Copper Patch Cord, Cat 5e (SD), 28 AWG, Red CM/LSZH UTP Cable, 100 Ft | PC | 1 | 10 | 1 | 1 | 58.18
07498347157 | UTP28CH100VL | CU Patch Crd,Cat 5e,SD,100ft,VL | Copper Patch Cord, Cat 5e (SD), 28 AWG, Violet CM/LSZH UTP Cable, 100 Ft | PC | 1 | 10 | 1 | 1 | 58.18
07498347158 | UTP28CH100YL | CU Patch Crd,Cat 5e,SD,100ft,YL | Copper Patch Cord, Cat 5e (SD), 28 AWG, Yellow CM/LSZH UTP Cable, 100ft | PC | 1 | 10 | 1 | 1 | 58.18
07498345398 | UTP28CH105 | CU Patch Crd,Cat 5e,SD,105ft,IW | Copper Patch Cord, Cat 5e (SD), 28 AWG, Off White CM/LSZH UTP Cable, 105 Ft | PC | 1 | 10 | 1 | 1 | 60.8
07498347191 | UTP28CH105BL | CU Patch Crd,Cat 5e,SD,105ft,BL | Copper Patch Cord, Cat 5e (SD), 28 AWG, Black CM/LSZH UTP Cable, 105 Ft | PC | 1 | 10 | 1 | 1 | 60.8
07498347192 | UTP28CH105BU | CU Patch Crd,Cat 5e,SD,105ft,BU | Category 5e performance, 28 AWG UTP patch cord with Pan-Plug™ Modular Plugs on each end. | PC | 1 | 10 | 1 | 1 | 60.8
07498347194 | UTP28CH105GR | CU Patch Crd,Cat 5e,SD,105ft,GR | Category 5e performance, 28 AWG UTP patch cord with Pan-Plug™ Modular Plugs on each end. | PC | 1 | 10 | 1 | 1 | 60.8
07498347193 | UTP28CH105GY | CU Patch Crd,Cat 5e,SD,105ft,GY | Copper Patch Cord, Cat 5e (SD), 28 AWG, Gray CM/LSZH UTP Cable, 105 Ft | PC | 1 | 10 | 1 | 1 | 60.8
07498347195 | UTP28CH105OR | CU Patch Crd,Cat 5e,SD,105ft,OR | Copper Patch Cord, Cat 5e (SD), 28 AWG, Orange CM/LSZH UTP Cable, 105 Ft | PC | 1 | 10 | 1 | 1 | 60.8
07498347196 | UTP28CH105RD | CU Patch Crd,Cat 5e,SD,105ft,RD | Copper Patch Cord, Cat 5e (SD), 28 AWG, Red CM/LSZH UTP Cable, 105 Ft | PC | 1 | 10 | 1 | 1 | 60.8
07498347197 | UTP28CH105VL | CU Patch Crd,Cat 5e,SD,105ft,VL | Copper Patch Cord, Cat 5e (SD), 28 AWG, Violet CM/LSZH UTP Cable, 105ft | PC | 1 | 10 | 1 | 1 | 60.8
07498347198 | UTP28CH105YL | CU Patch Crd,Cat 5e,SD,105ft,YL | Copper Patch Cord, Cat 5e (SD), 28 AWG, Yellow CM/LSZH UTP Cable, 105 Ft | PC | 1 | 10 | 1 | 1 | 60.8
07498348600 | UTP28CH10BL | CU,Patch Cord,Cat 5e,SD,10ft,BL | The TX5e™ Cat 5e UTP Patch Cord is constructed of 28 AWG, unshielded, twisted pair, stranded, CM cable with Pan-Plug™ modular plugs on each end. The use of 28 AWG cable ensures that this patch cord has a small diameter, making it easy to install and work | PC | 1 | 10 | 1 | 1 | 10.82
07498344974 | UTP28CH10BL-Q | Copper Patch Cord, Cat 5e (SD), 28 AWG, | Category 5e performance, 28 AWG UTP patch cord with Pan-Plug™ Modular Plugs on each end. | PC | 1 | 25 | 25 | 1 | 10.82
07498341792 | UTP28CH10BU | CU,Patch Cord,Cat 5e,SD,10ft,BU | The TX5e™ Cat 5e UTP Patch Cord is constructed of 28 AWG, unshielded, twisted pair, stranded, CM cable with Pan-Plug™ modular plugs on each end. The use of 28 AWG cable ensures that this patch cord has a small diameter, making it easy to install and work | PC | 1 | 10 | 1 | 1 | 10.82
07498344975 | UTP28CH10BU-Q | Copper Patch Cord, Cat 5e (SD), 28 AWG, | Category 5e performance, 28 AWG UTP patch cord with Pan-Plug™ Modular Plugs on each end. | PC | 1 | 25 | 25 | 1 | 10.82
07498348607 | UTP28CH10GR | CU,Patch Cord,Cat 5e,SD,10ft,GR | The TX5e™ Cat 5e UTP Patch Cord is constructed of 28 AWG, unshielded, twisted pair, stranded, CM cable with Pan-Plug™ modular plugs on each end. The use of 28 AWG cable ensures that this patch cord has a small diameter, making it easy to install and work | PC | 1 | 10 | 1 | 1 | 10.82
07498344976 | UTP28CH10GR-Q | Copper Patch Cord, Cat 5e (SD), 28 AWG, | Category 5e performance, 28 AWG UTP patch cord with Pan-Plug™ Modular Plugs on each end. | PC | 1 | 25 | 25 | 1 | 10.82
07498395597 | UTP28CH10GY | CU,Patch Cord,Cat 5e,SD,10ft,GY | Category 5e performance, 28 AWG UTP patch cord with Pan-Plug™ Modular Plugs on each end. Gray. 10 ft. | PC | 1 | 10 | 1 | 1 | 10.82
07498345180 | UTP28CH10M | CuPC,Cat5e(SD),28AWG,CM/LSZH,UTP,IW,10M | The TX5e™ Cat 5e UTP Patch Cord is constructed of 28 AWG, unshielded, twisted pair, stranded, CM cable with Pan-Plug™ modular plugs on each end. The use of 28 AWG cable ensures that this patch cord has a small diameter, making it easy to install and work | PC | 1 | 10 | 1 | 1 | 22.8
07498346943 | UTP28CH10MBL | Copper Patch Cord, Cat 5e (SD), 28 AWG, | The TX5e™ Cat 5e UTP Patch Cord is constructed of 28 AWG, unshielded, twisted pair, stranded, CM cable with Pan-Plug™ modular plugs on each end. The use of 28 AWG cable ensures that this patch cord has a small diameter, making it easy to install and work | PC | 1 | 10 | 1 | 1 | 22.8
07498346944 | UTP28CH10MBU | Copper Patch Cord, Cat 5e (SD), 28 AWG, | The TX5e™ Cat 5e UTP Patch Cord is constructed of 28 AWG, unshielded, twisted pair, stranded, CM cable with Pan-Plug™ modular plugs on each end. The use of 28 AWG cable ensures that this patch cord has a small diameter, making it easy to install and work | PC | 1 | 10 | 1 | 1 | 22.8
07498346946 | UTP28CH10MGR | Copper Patch Cord, Cat 5e (SD), 28 AWG, | The TX5e™ Cat 5e UTP Patch Cord is constructed of 28 AWG, unshielded, twisted pair, stranded, CM cable with Pan-Plug™ modular plugs on each end. The use of 28 AWG cable ensures that this patch cord has a small diameter, making it easy to install and work | PC | 1 | 10 | 1 | 1 | 22.8
07498346945 | UTP28CH10MGY | Copper Patch Cord, Cat 5e (SD), 28 AWG, | Copper Patch Cord, Cat 5e (SD), 28 AWG, Gray CM/LSZH UTP Cable, 10m | PC | 1 | 10 | 1 | 1 | 22.8
07498346947 | UTP28CH10MOR | Copper Patch Cord, Cat 5e (SD), 28 AWG, | Copper Patch Cord, Cat 5e (SD), 28 AWG, Orange CM/LSZH UTP Cable, 10m | PC | 1 | 10 | 1 | 1 | 22.8
07498346948 | UTP28CH10MRD | Copper Patch Cord, Cat 5e (SD), 28 AWG, | The TX5e™ Cat 5e UTP Patch Cord is constructed of 28 AWG, unshielded, twisted pair, stranded, CM cable with Pan-Plug™ modular plugs on each end. The use of 28 AWG cable ensures that this patch cord has a small diameter, making it easy to install and work | PC | 1 | 10 | 1 | 1 | 22.8
07498346949 | UTP28CH10MVL | Copper Patch Cord, Cat 5e (SD), 28 AWG, | Copper Patch Cord, Cat 5e (SD), 28 AWG, Violet CM/LSZH UTP Cable, 10m | PC | 1 | 10 | 1 | 1 | 22.8
07498346950 | UTP28CH10MYL | Copper Patch Cord, Cat 5e (SD), 28 AWG, | The TX5e™ Cat 5e UTP Patch Cord is constructed of 28 AWG, unshielded, twisted pair, stranded, CM cable with Pan-Plug™ modular plugs on each end. The use of 28 AWG cable ensures that this patch cord has a small diameter, making it easy to install and work | PC | 1 | 10 | 1 | 1 | 22.8
07498348613 | UTP28CH10OR | CU,Patch Cord,Cat 5e,SD,10ft,OR | Category 5e performance, 28 AWG UTP patch cord with Pan-Plug™ Modular Plugs on each end. Orange. 10 ft. | PC | 1 | 10 | 1 | 1 | 10.82
07498344977 | UTP28CH10OR-Q | Copper Patch Cord, Cat 5e (SD), 28 AWG, | Category 5e performance, 28 AWG UTP patch cord with Pan-Plug™ Modular Plugs on each end. | PC | 1 | 25 | 25 | 1 | 10.82
07498348621 | UTP28CH10RD | CU,Patch Cord,Cat 5e,SD,10ft,RD | The TX5e™ Cat 5e UTP Patch Cord is constructed of 28 AWG, unshielded, twisted pair, stranded, CM cable with Pan-Plug™ modular plugs on each end. The use of 28 AWG cable ensures that this patch cord has a small diameter, making it easy to install and work | PC | 1 | 10 | 1 | 1 | 10.82
07498344978 | UTP28CH10RD-Q | Copper Patch Cord, Cat 5e (SD), 28 AWG, | Category 5e performance, 28 AWG UTP patch cord with Pan-Plug™ Modular Plugs on each end. | PC | 1 | 25 | 25 | 1 | 10.82
07498348628 | UTP28CH10VL | CU,Patch Cord,Cat 5e,SD,10ft,VL | Category 5e performance, 28 AWG UTP patch cord with Pan-Plug™ Modular Plugs on each end. Violet. 10 ft. | PC | 1 | 10 | 1 | 1 | 10.82
07498387861 | UTP28CH10VL-Q | CU Patch Crd,Cat 5e,SD,10ft,VL,Bulk25 | Category 5e performance, 28 AWG UTP patch cord with Pan-Plug™ Modular Plugs on each end, violet. | PC | 1 | 25 | 25 | 1 | 10.82
07498348636 | UTP28CH10YL | CU,Patch Cord,Cat 5e,SD,10ft,YL | The TX5e™ Cat 5e UTP Patch Cord is constructed of 28 AWG, unshielded, twisted pair, stranded, CM cable with Pan-Plug™ modular plugs on each end. The use of 28 AWG cable ensures that this patch cord has a small diameter, making it easy to install and work | PC | 1 | 10 | 1 | 1 | 10.82
07498387859 | UTP28CH10YL-Q | CU Patch Crd,Cat 5e,SD,10ft,YL,Bulk25 | Category 5e performance, 28 AWG UTP patch cord with Pan-Plug™ Modular Plugs on each end, yellow. | PC | 1 | 25 | 25 | 1 | 10.82
07498341785 | UTP28CH11 | CU Patch Crd,Cat 5e,SD,11ft,IW | Category 5e, 28 AWG UTP patch cord with Pan-Plug™ Modular Plugs on each end. | PC | 1 | 10 | 1 | 1 | 11.34
07498345039 | UTP28CH11-Q | Copper Patch Cord, Cat 5e (SD), 28 AWG, | Category 5e performance, 28 AWG UTP patch cord with Pan-Plug™ Modular Plugs on each end. | PC | 1 | 25 | 25 | 1 | 11.34
07498345463 | UTP28CH110 | CU Patch Crd,Cat 5e,SD,110ft,IW | Copper Patch Cord, Cat 5e (SD), 28 AWG, Off White CM/LSZH UTP Cable, 110ft | PC | 1 | 10 | 1 | 1 | 63.46
07498347199 | UTP28CH110BL | CU Patch Crd,Cat 5e,SD,110ft,BL | Copper Patch Cord, Cat 5e (SD), 28 AWG, Black CM/LSZH UTP Cable, 110ft | PC | 1 | 10 | 1 | 1 | 63.46
07498347200 | UTP28CH110BU | CU Patch Crd,Cat 5e,SD,110ft,BU | Category 5e performance, 28 AWG UTP patch cord with Pan-Plug™ Modular Plugs on each end. | PC | 1 | 10 | 1 | 1 | 63.46
07498347202 | UTP28CH110GR | CU Patch Crd,Cat 5e,SD,10ft,GR | Category 5e performance, 28 AWG UTP patch cord with Pan-Plug™ Modular Plugs on each end. | PC | 1 | 10 | 1 | 1 | 63.46
07498347201 | UTP28CH110GY | CU Patch Crd,Cat 5e,SD,110ft,GY | Copper Patch Cord, Cat 5e (SD), 28 AWG, Gray CM/LSZH UTP Cable, 110ft | PC | 1 | 10 | 1 | 1 | 63.46
07498347203 | UTP28CH110OR | CU Patch Crd,Cat 5e,SD,110ft,OR | Copper Patch Cord, Cat 5e (SD), 28 AWG, Orange CM/LSZH UTP Cable, 110ft | PC | 1 | 10 | 1 | 1 | 63.46
07498347204 | UTP28CH110RD | CU Patch Crd,Cat 5e,SD,110ft,RD | Copper Patch Cord, Cat 5e (SD), 28 AWG, Red CM/LSZH UTP Cable, 110 Ft | PC | 1 | 10 | 1 | 1 | 63.46
07498347205 | UTP28CH110VL | CU Patch Crd,Cat 5e,SD,110ft,VL | Copper Patch Cord, Cat 5e (SD), 28 AWG, Violet CM/LSZH UTP Cable, 110 Ft | PC | 1 | 10 | 1 | 1 | 63.46
07498347206 | UTP28CH110YL | CU Patch Crd,Cat 5e,SD,110ft,YL | Copper Patch Cord, Cat 5e (SD), 28 AWG, Yellow CM/LSZH UTP Cable, 110ft | PC | 1 | 10 | 1 | 1 | 63.46
07498345462 | UTP28CH115 | CU Patch Crd,Cat 5e,SD,115ft,IW | Copper Patch Cord, Cat 5e (SD), 28 AWG, Off White CM/LSZH UTP Cable, 115ft | PC | 1 | 10 | 1 | 1 | 66.08
07498347207 | UTP28CH115BL | CU Patch Crd,Cat 5e,SD,115ft,BL | Copper Patch Cord, Cat 5e (SD), 28 AWG, Black CM/LSZH UTP Cable, 115ft | PC | 1 | 10 | 1 | 1 | 66.08
07498347208 | UTP28CH115BU | CU Patch Crd,Cat 5e,SD,115ft,BU | Category 5e performance, 28 AWG UTP patch cord with Pan-Plug™ Modular Plugs on each end. | PC | 1 | 10 | 1 | 1 | 66.08
07498347210 | UTP28CH115GR | CU Patch Crd,Cat 5e,SD,115ft,GR | Category 5e performance, 28 AWG UTP patch cord with Pan-Plug™ Modular Plugs on each end. | PC | 1 | 10 | 1 | 1 | 66.08
07498347209 | UTP28CH115GY | CU Patch Crd,Cat 5e,SD,115ft,GY | Copper Patch Cord, Cat 5e (SD), 28 AWG, GrayUTP28CH115 CM/LSZH UTP Cable, 115 Ft | PC | 1 | 10 | 1 | 1 | 66.08
07498347211 | UTP28CH115OR | CU Patch Crd,Cat 5e,SD,115ft,OR | Copper Patch Cord, Cat 5e (SD), 28 AWG, Orange CM/LSZH UTP Cable, 115ft | PC | 1 | 10 | 1 | 1 | 66.08
07498347212 | UTP28CH115RD | CU Patch Crd,Cat 5e,SD,115ft,RD | Copper Patch Cord, Cat 5e (SD), 28 AWG, Red CM/LSZH UTP Cable, 115 Ft | PC | 1 | 10 | 1 | 1 | 66.08
07498347213 | UTP28CH115VL | CU Patch Crd,Cat 5e,SD,115ft,VL | Copper Patch Cord, Cat 5e (SD), 28 AWG, Violet CM/LSZH UTP Cable, 115ft | PC | 1 | 10 | 1 | 1 | 66.08
07498347214 | UTP28CH115YL | CU Patch Crd,Cat 5e,SD,115ft,YL | Copper Patch Cord, Cat 5e (SD), 28 AWG, Yellow CM/LSZH UTP Cable, 115ft | PC | 1 | 10 | 1 | 1 | 66.08
07498348601 | UTP28CH11BL | CU Patch Crd,Cat 5e,SD,11ft,BL | Category 5e, 28 AWG UTP patch cord with Pan-Plug™ Modular Plugs on each end. | PC | 1 | 10 | 1 | 1 | 11.34
07498345040 | UTP28CH11BL-Q | Copper Patch Cord, Cat 5e (SD), 28 AWG, | Category 5e performance, 28 AWG UTP patch cord with Pan-Plug™ Modular Plugs on each end. | PC | 1 | 25 | 25 | 1 | 11.34
07498341793 | UTP28CH11BU | CU Patch Crd,Cat 5e,SD,11ft,BU | Category 5e, 28 AWG UTP patch cord with Pan-Plug™ Modular Plugs on each end. | PC | 1 | 10 | 1 | 1 | 11.34
07498345071 | UTP28CH11BU-Q | Copper Patch Cord, Cat 5e (SD), 28 AWG, | Category 5e performance, 28 AWG UTP patch cord with Pan-Plug™ Modular Plugs on each end. | PC | 1 | 25 | 25 | 1 | 11.34
07498348608 | UTP28CH11GR | CU Patch Crd,Cat 5e,SD,11ft,GR | Category 5e, 28 AWG UTP patch cord with Pan-Plug™ Modular Plugs on each end. | PC | 1 | 10 | 1 | 1 | 11.34
07498345072 | UTP28CH11GR-Q | Copper Patch Cord, Cat 5e (SD), 28 AWG, | Category 5e performance, 28 AWG UTP patch cord with Pan-Plug™ Modular Plugs on each end. | PC | 1 | 25 | 25 | 1 | 11.34
07498395598 | UTP28CH11GY | CU Patch Crd,Cat 5e,SD,11ft,GY | Category 5e, 28 AWG UTP patch cord with Pan-Plug™ Modular Plugs on each end. | PC | 1 | 10 | 1 | 1 | 11.34
07498345181 | UTP28CH11M | CU Patch Crd,Cat 5e,SD,11m,IW | Copper Patch Cord, Cat 5e (SD), 28 AWG, Off White CM/LSZH UTP Cable, 11m | PC | 1 | 10 | 1 | 1 | 24.54
07498346951 | UTP28CH11MBL | Copper Patch Cord, Cat 5e (SD), 28 AWG, | Copper Patch Cord, Cat 5e (SD), 28 AWG, Black CM/LSZH UTP Cable, 11m | PC | 1 | 10 | 1 | 1 | 24.54
07498346952 | UTP28CH11MBU | Copper Patch Cord, Cat 5e (SD), 28 AWG, | Copper Patch Cord, Cat 5e (SD), 28 AWG, Blue CM/LSZH UTP Cable, 11m | PC | 1 | 10 | 1 | 1 | 24.54
07498346956 | UTP28CH11MGR | Copper Patch Cord, Cat 5e (SD), 28 AWG, | Category 5e performance, 28 AWG UTP patch cord with Pan-Plug™ Modular Plugs on each end. | PC | 1 | 10 | 1 | 1 | 24.54
07498346954 | UTP28CH11MGY | Copper Patch Cord, Cat 5e (SD), 28 AWG, | Copper Patch Cord, Cat 5e (SD), 28 AWG, Gray CM/LSZH UTP Cable, 11m | PC | 1 | 10 | 1 | 1 | 24.54
07498346959 | UTP28CH11MOR | Copper Patch Cord, Cat 5e (SD), 28 AWG, | Copper Patch Cord, Cat 5e (SD), 28 AWG, Orange CM/LSZH UTP Cable, 11m | PC | 1 | 10 | 1 | 1 | 24.54
07498346962 | UTP28CH11MRD | Copper Patch Cord, Cat 5e (SD), 28 AWG, | Copper Patch Cord, Cat 5e (SD), 28 AWG, Red CM/LSZH UTP Cable, 11m | PC | 1 | 10 | 1 | 1 | 24.54
07498346961 | UTP28CH11MVL | Copper Patch Cord, Cat 5e (SD), 28 AWG, | Copper Patch Cord, Cat 5e (SD), 28 AWG, Violet CM/LSZH UTP Cable, 11m | PC | 1 | 10 | 1 | 1 | 24.54
07498346964 | UTP28CH11MYL | Copper Patch Cord, Cat 5e (SD), 28 AWG, | Copper Patch Cord, Cat 5e (SD), 28 AWG, Yellow CM/LSZH UTP Cable, 11m | PC | 1 | 10 | 1 | 1 | 24.54
07498348614 | UTP28CH11OR | CU Patch Crd,Cat 5e,SD,11ft,OR | Category 5e, 28 AWG UTP patch cord with Pan-Plug™ Modular Plugs on each end. | PC | 1 | 10 | 1 | 1 | 11.34
07498345126 | UTP28CH11OR-Q | Copper Patch Cord, Cat 5e (SD), 28 AWG, | Category 5e performance, 28 AWG UTP patch cord with Pan-Plug™ Modular Plugs on each end. | PC | 1 | 25 | 25 | 1 | 11.34
07498348622 | UTP28CH11RD | CU Patch Crd,Cat 5e,SD,11ft,RD | Category 5e, 28 AWG UTP patch cord with Pan-Plug™ Modular Plugs on each end. | PC | 1 | 10 | 1 | 1 | 11.34
07498345099 | UTP28CH11RD-Q | Copper Patch Cord, Cat 5e (SD), 28 AWG, | Category 5e performance, 28 AWG UTP patch cord with Pan-Plug™ Modular Plugs on each end. | PC | 1 | 25 | 25 | 1 | 11.34
07498348630 | UTP28CH11VL | CU Patch Crd,Cat 5e,SD,11ft,VL | Category 5e, 28 AWG UTP patch cord with Pan-Plug™ Modular Plugs on each end. | PC | 1 | 10 | 1 | 1 | 11.34
07498345100 | UTP28CH11VL-Q | Copper Patch Cord, Cat 5e (SD), 28 AWG, | Category 5e performance, 28 AWG UTP patch cord with Pan-Plug™ Modular Plugs on each end. | PC | 1 | 25 | 25 | 1 | 11.34
07498348637 | UTP28CH11YL | CU Patch Crd,Cat 5e,SD,11ft,YL | Category 5e, 28 AWG UTP patch cord with Pan-Plug™ Modular Plugs on each end. | PC | 1 | 10 | 1 | 1 | 11.34
07498345101 | UTP28CH11YL-Q | Copper Patch Cord, Cat 5e (SD), 28 AWG, | Category 5e performance, 28 AWG UTP patch cord with Pan-Plug™ Modular Plugs on each end. | PC | 1 | 25 | 25 | 1 | 11.34
07498341786 | UTP28CH12 | CU,Patch Cord,Cat 5e,SD,12ft,IW | Category 5e performance, 28 AWG UTP patch cord with Pan-Plug™ Modular Plugs on each end. Off White. 12 ft. | PC | 1 | 10 | 1 | 1 | 11.86
07498345143 | UTP28CH12-Q | Copper Patch Cord, Cat 5e (SD), 28 AWG, | Category 5e performance, 28 AWG UTP patch cord with Pan-Plug™ Modular Plugs on each end. | PC | 1 | 25 | 25 | 1 | 11.86
07498345465 | UTP28CH120 | CU Patch Crd,Cat 5e,SD,120ft,IW | Category 5e performance, 28 AWG UTP patch cord with Pan-Plug™ Modular Plugs on each end. | PC | 1 | 10 | 1 | 1 | 68.7
07498347215 | UTP28CH120BL | CU Patch Crd,Cat 5e,SD,120ft,BL | Category 5e performance, 28 AWG UTP patch cord with Pan-Plug™ Modular Plugs on each end. | PC | 1 | 10 | 1 | 1 | 68.7
07498347216 | UTP28CH120BU | CU Patch Crd,Cat 5e,SD,120ft,BU | Category 5e performance, 28 AWG UTP patch cord with Pan-Plug™ Modular Plugs on each end. | PC | 1 | 10 | 1 | 1 | 68.7
07498347218 | UTP28CH120GR | CU Patch Crd,Cat 5e,SD,120ft,GR | Category 5e performance, 28 AWG UTP patch cord with Pan-Plug™ Modular Plugs on each end. | PC | 1 | 10 | 1 | 1 | 68.7
07498347217 | UTP28CH120GY | CU Patch Crd,Cat 5e,SD,120ft,GY | Category 5e performance, 28 AWG UTP patch cord with Pan-Plug™ Modular Plugs on each end. | PC | 1 | 10 | 1 | 1 | 68.7
07498347222 | UTP28CH120OR | CU Patch Crd,Cat 5e,SD,120ft,OR | Category 5e performance, 28 AWG UTP patch cord with Pan-Plug™ Modular Plugs on each end. | PC | 1 | 10 | 1 | 1 | 68.7
07498347219 | UTP28CH120RD | CU Patch Crd,Cat 5e,SD,120ft,RD | Category 5e performance, 28 AWG UTP patch cord with Pan-Plug™ Modular Plugs on each end. | PC | 1 | 10 | 1 | 1 | 68.7
07498347220 | UTP28CH120VL | CU Patch Crd,Cat 5e,SD,120ft,VL | Category 5e performance, 28 AWG UTP patch cord with Pan-Plug™ Modular Plugs on each end. | PC | 1 | 10 | 1 | 1 | 68.7
07498347221 | UTP28CH120YL | CU Patch Crd,Cat 5e,SD,120ft,YL | Category 5e performance, 28 AWG UTP patch cord with Pan-Plug™ Modular Plugs on each end. | PC | 1 | 10 | 1 | 1 | 68.7
07498345467 | UTP28CH125 | CU Patch Crd,Cat 5e,SD,125ft,IW | Category 5e performance, 28 AWG UTP patch cord with Pan-Plug™ Modular Plugs on each end. | PC | 1 | 10 | 1 | 1 | 71.36
07498347223 | UTP28CH125BL | CU Patch Crd,Cat 5e,SD,125ft,BL | Category 5e performance, 28 AWG UTP patch cord with Pan-Plug™ Modular Plugs on each end. | PC | 1 | 10 | 1 | 1 | 71.36
07498347224 | UTP28CH125BU | CU Patch Crd,Cat 5e,SD,125ft,BU | Category 5e performance, 28 AWG UTP patch cord with Pan-Plug™ Modular Plugs on each end. | PC | 1 | 10 | 1 | 1 | 71.36
07498347226 | UTP28CH125GR | CU Patch Crd,Cat 5e,SD,25ft,GR | Category 5e performance, 28 AWG UTP patch cord with Pan-Plug™ Modular Plugs on each end. | PC | 1 | 10 | 1 | 1 | 71.36
07498347225 | UTP28CH125GY | CU Patch Crd,Cat 5e,SD,125ft,GY | Category 5e performance, 28 AWG UTP patch cord with Pan-Plug™ Modular Plugs on each end. | PC | 1 | 10 | 1 | 1 | 71.36
07498347227 | UTP28CH125OR | CU Patch Crd,Cat 5e,SD,125ft,OR | Category 5e performance, 28 AWG UTP patch cord with Pan-Plug™ Modular Plugs on each end. | PC | 1 | 10 | 1 | 1 | 71.36
07498347228 | UTP28CH125RD | CU Patch Crd,Cat 5e,SD,125ft,RD | Category 5e performance, 28 AWG UTP patch cord with Pan-Plug™ Modular Plugs on each end. | PC | 1 | 10 | 1 | 1 | 71.36
07498347229 | UTP28CH125VL | CU Patch Crd,Cat 5e,SD,125ft,VL | Category 5e performance, 28 AWG UTP patch cord with Pan-Plug™ Modular Plugs on each end. | PC | 1 | 10 | 1 | 1 | 71.36
07498347230 | UTP28CH125YL | CU Patch Crd,Cat 5e,SD,125ft,YL | Category 5e performance, 28 AWG UTP patch cord with Pan-Plug™ Modular Plugs on each end. | PC | 1 | 10 | 1 | 1 | 71.36
07498348602 | UTP28CH12BL | CU,Patch Cord,Cat 5e,SD,12ft,BL | Category 5e performance, 28 AWG UTP patch cord with Pan-Plug™ Modular Plugs on each end. Black. 12 ft. | PC | 1 | 10 | 1 | 1 | 11.86
07498345147 | UTP28CH12BL-Q | Copper Patch Cord, Cat 5e (SD), 28 AWG, | Category 5e performance, 28 AWG UTP patch cord with Pan-Plug™ Modular Plugs on each end. | PC | 1 | 25 | 25 | 1 | 11.86
07498341794 | UTP28CH12BU | CU,Patch Cord,Cat 5e,SD,12ft,BU | Category 5e performance, 28 AWG UTP patch cord with Pan-Plug™ Modular Plugs on each end. Blue. 12 ft. | PC | 1 | 10 | 1 | 1 | 11.86
07498345148 | UTP28CH12BU-Q | Copper Patch Cord, Cat 5e (SD), 28 AWG, | Category 5e performance, 28 AWG UTP patch cord with Pan-Plug™ Modular Plugs on each end. | PC | 1 | 25 | 25 | 1 | 11.86
07498348609 | UTP28CH12GR | CU,Patch Cord,Cat 5e,SD,12ft,GR | Category 5e performance, 28 AWG UTP patch cord with Pan-Plug™ Modular Plugs on each end. Green. 12 ft. | PC | 1 | 10 | 1 | 1 | 11.86
07498345321 | UTP28CH12GR-Q | Copper Patch Cord, Cat 5e (SD), 28 AWG, | Category 5e performance, 28 AWG UTP patch cord with Pan-Plug™ Modular Plugs on each end. | PC | 1 | 25 | 25 | 1 | 11.86
07498395599 | UTP28CH12GY | CU,Patch Cord,Cat 5e,SD,12ft,GY | Category 5e performance, 28 AWG UTP patch cord with Pan-Plug™ Modular Plugs on each end. Gray. 12 ft. | PC | 1 | 10 | 1 | 1 | 11.86
07498345182 | UTP28CH12M | CU Patch Crd,Cat 5e,SD,12m,IW | Category 5e performance, 28 AWG UTP patch cord with Pan-Plug™ Modular Plugs on each end. | PC | 1 | 10 | 1 | 1 | 26.28
07498346967 | UTP28CH12MBL | Copper Patch Cord, Cat 5e (SD), 28 AWG, | Category 5e performance, 28 AWG UTP patch cord with Pan-Plug™ Modular Plugs on each end. | PC | 1 | 10 | 1 | 1 | 26.28
07498346968 | UTP28CH12MBU | Copper Patch Cord, Cat 5e (SD), 28 AWG, | Category 5e performance, 28 AWG UTP patch cord with Pan-Plug™ Modular Plugs on each end. | PC | 1 | 10 | 1 | 1 | 26.28
07498346970 | UTP28CH12MGR | Copper Patch Cord, Cat 5e (SD), 28 AWG, | Category 5e performance, 28 AWG UTP patch cord with Pan-Plug™ Modular Plugs on each end. | PC | 1 | 10 | 1 | 1 | 26.28
07498346969 | UTP28CH12MGY | Copper Patch Cord, Cat 5e (SD), 28 AWG, | Category 5e performance, 28 AWG UTP patch cord with Pan-Plug™ Modular Plugs on each end. | PC | 1 | 10 | 1 | 1 | 26.28
07498346971 | UTP28CH12MOR | Copper Patch Cord, Cat 5e (SD), 28 AWG, | Category 5e performance, 28 AWG UTP patch cord with Pan-Plug™ Modular Plugs on each end. | PC | 1 | 10 | 1 | 1 | 26.28
07498346972 | UTP28CH12MRD | Copper Patch Cord, Cat 5e (SD), 28 AWG, | Category 5e performance, 28 AWG UTP patch cord with Pan-Plug™ Modular Plugs on each end. | PC | 1 | 10 | 1 | 1 | 26.28
07498346974 | UTP28CH12MVL | Copper Patch Cord, Cat 5e (SD), 28 AWG, | Category 5e performance, 28 AWG UTP patch cord with Pan-Plug™ Modular Plugs on each end. | PC | 1 | 10 | 1 | 1 | 26.28
07498346973 | UTP28CH12MYL | Copper Patch Cord, Cat 5e (SD), 28 AWG, | Category 5e performance, 28 AWG UTP patch cord with Pan-Plug™ Modular Plugs on each end. | PC | 1 | 10 | 1 | 1 | 26.28
07498348615 | UTP28CH12OR | CU,Patch Cord,Cat 5e,SD,12ft,OR | Category 5e performance, 28 AWG UTP patch cord with Pan-Plug™ Modular Plugs on each end. Orange. 12 ft. | PC | 1 | 10 | 1 | 1 | 11.86
07498345326 | UTP28CH12OR-Q | Copper Patch Cord, Cat 5e (SD), 28 AWG, | Category 5e performance, 28 AWG UTP patch cord with Pan-Plug™ Modular Plugs on each end. | PC | 1 | 25 | 25 | 1 | 11.86
07498348623 | UTP28CH12RD | CU,Patch Cord,Cat 5e,SD,12ft,RD | Category 5e performance, 28 AWG UTP patch cord with Pan-Plug™ Modular Plugs on each end. Red. 12 ft. | PC | 1 | 10 | 1 | 1 | 11.86
07498345525 | UTP28CH12RD-Q | Copper Patch Cord, Cat 5e (SD), 28 AWG, | Category 5e performance, 28 AWG UTP patch cord with Pan-Plug™ Modular Plugs on each end. | PC | 1 | 25 | 25 | 1 | 11.86
07498348631 | UTP28CH12VL | CU,Patch Cord,Cat 5e,SD,12ft,VL | Category 5e performance, 28 AWG UTP patch cord with Pan-Plug™ Modular Plugs on each end. Violet. 12 ft. | PC | 1 | 10 | 1 | 1 | 11.86
07498345541 | UTP28CH12VL-Q | Copper Patch Cord, Cat 5e (SD), 28 AWG, | Category 5e performance, 28 AWG UTP patch cord with Pan-Plug™ Modular Plugs on each end. | PC | 1 | 25 | 25 | 1 | 11.86
07498348638 | UTP28CH12YL | CU,Patch Cord,Cat 5e,SD,12ft,YL | Category 5e performance, 28 AWG UTP patch cord with Pan-Plug™ Modular Plugs on each end. Yellow. 12 ft. | PC | 1 | 10 | 1 | 1 | 11.86
07498345539 | UTP28CH12YL-Q | Copper Patch Cord, Cat 5e (SD), 28 AWG, | Category 5e performance, 28 AWG UTP patch cord with Pan-Plug™ Modular Plugs on each end. | PC | 1 | 25 | 25 | 1 | 11.86
07498341787 | UTP28CH13 | CU Patch Crd,Cat 5e,SD,13ft,IW | Category 5e, 28 AWG UTP patch cord with Pan-Plug™ Modular Plugs on each end. | PC | 1 | 10 | 1 | 1 | 12.4
07498345543 | UTP28CH13-Q | Copper Patch Cord, Cat 5e (SD), 28 AWG, | Category 5e performance, 28 AWG UTP patch cord with Pan-Plug™ Modular Plugs on each end. | PC | 1 | 25 | 25 | 1 | 12.4
07498345470 | UTP28CH130 | CU Patch Crd,Cat 5e,SD,130ft,IW | Copper Patch Cord, Cat 5e (SD), 28 AWG, Off White CM/LSZH UTP Cable, 130ft | PC | 1 | 10 | 1 | 1 | 73.96
07498347231 | UTP28CH130BL | CU Patch Crd,Cat 5e,SD,130ft,BL | Copper Patch Cord, Cat 5e (SD), 28 AWG, Black CM/LSZH UTP Cable, 130 Ft | PC | 1 | 10 | 1 | 1 | 73.96
07498347232 | UTP28CH130BU | CU Patch Crd,Cat 5e,SD,130ft,BU | Category 5e performance, 28 AWG UTP patch cord with Pan-Plug™ Modular Plugs on each end. | PC | 1 | 10 | 1 | 1 | 73.96
07498347234 | UTP28CH130GR | CU Patch Crd,Cat 5e,SD,130ft,GR | Category 5e performance, 28 AWG UTP patch cord with Pan-Plug™ Modular Plugs on each end. | PC | 1 | 10 | 1 | 1 | 73.96
07498347233 | UTP28CH130GY | CU Patch Crd,Cat 5e,SD,130ft,GY | Copper Patch Cord, Cat 5e (SD), 28 AWG, Gray CM/LSZH UTP Cable, 130ft | PC | 1 | 10 | 1 | 1 | 73.96
07498347235 | UTP28CH130OR | CU Patch Crd,Cat 5e,SD,130ft,OR | Copper Patch Cord, Cat 5e (SD), 28 AWG, Orange CM/LSZH UTP Cable, 130 Ft | PC | 1 | 10 | 1 | 1 | 73.96
07498347236 | UTP28CH130RD | CU Patch Crd,Cat 5e,SD,130ft,RD | Copper Patch Cord, Cat 5e (SD), 28 AWG, Red CM/LSZH UTP Cable, 130 Ft | PC | 1 | 10 | 1 | 1 | 73.96
07498347237 | UTP28CH130VL | CU Patch Crd,Cat 5e,SD,130ft,VL | Copper Patch Cord, Cat 5e (SD), 28 AWG, Violet CM/LSZH UTP Cable, 130 Ft | PC | 1 | 10 | 1 | 1 | 73.96
07498347238 | UTP28CH130YL | CU Patch Crd,Cat 5e,SD,130ft,YL | Copper Patch Cord, Cat 5e (SD), 28 AWG, Yellow CM/LSZH UTP Cable, 130 Ft | PC | 1 | 10 | 1 | 1 | 73.96
07498348603 | UTP28CH13BL | CU Patch Crd,Cat 5e,SD,13ft,BL | Category 5e, 28 AWG UTP patch cord with Pan-Plug™ Modular Plugs on each end. | PC | 1 | 10 | 1 | 1 | 12.4
07498345544 | UTP28CH13BL-Q | Copper Patch Cord, Cat 5e (SD), 28 AWG, | Category 5e performance, 28 AWG UTP patch cord with Pan-Plug™ Modular Plugs on each end. | PC | 1 | 25 | 25 | 1 | 12.4
07498341795 | UTP28CH13BU | CU Patch Crd,Cat 5e,SD,13ft,BU | Category 5e, 28 AWG UTP patch cord with Pan-Plug™ Modular Plugs on each end. | PC | 1 | 10 | 1 | 1 | 12.4
07498345545 | UTP28CH13BU-Q | Copper Patch Cord, Cat 5e (SD), 28 AWG, | Category 5e performance, 28 AWG UTP patch cord with Pan-Plug™ Modular Plugs on each end. | PC | 1 | 25 | 25 | 1 | 12.4
07498348610 | UTP28CH13GR | CU Patch Crd,Cat 5e,SD,13ft,GR | Category 5e, 28 AWG UTP patch cord with Pan-Plug™ Modular Plugs on each end. | PC | 1 | 10 | 1 | 1 | 12.4
07498345547 | UTP28CH13GR-Q | Copper Patch Cord, Cat 5e (SD), 28 AWG, | Category 5e performance, 28 AWG UTP patch cord with Pan-Plug™ Modular Plugs on each end. | PC | 1 | 25 | 25 | 1 | 12.4
07498395603 | UTP28CH13GY | CU Patch Crd,Cat 5e,SD,13ft,GY | Category 5e, 28 AWG UTP patch cord with Pan-Plug™ Modular Plugs on each end. | PC | 1 | 10 | 1 | 1 | 12.4
07498345183 | UTP28CH13M | CU Patch Crd,Cat 5e,SD,13m,IW | Copper Patch Cord, Cat 5e (SD), 28 AWG, Off White CM/LSZH UTP Cable, 13m | PC | 1 | 10 | 1 | 1 | 28
07498346982 | UTP28CH13MBL | Copper Patch Cord, Cat 5e (SD), 28 AWG, | Copper Patch Cord, Cat 5e (SD), 28 AWG, Black CM/LSZH UTP Cable, 13m | PC | 1 | 10 | 1 | 1 | 28
07498346983 | UTP28CH13MBU | Copper Patch Cord, Cat 5e (SD), 28 AWG, | Copper Patch Cord, Cat 5e (SD), 28 AWG, Blue CM/LSZH UTP Cable, 13m | PC | 1 | 10 | 1 | 1 | 28
07498346985 | UTP28CH13MGR | Copper Patch Cord, Cat 5e (SD), 28 AWG, | Category 5e performance, 28 AWG UTP patch cord with Pan-Plug™ Modular Plugs on each end. | PC | 1 | 10 | 1 | 1 | 28
07498346984 | UTP28CH13MGY | Copper Patch Cord, Cat 5e (SD), 28 AWG, | Copper Patch Cord, Cat 5e (SD), 28 AWG, Gray CM/LSZH UTP Cable, 13m | PC | 1 | 10 | 1 | 1 | 28
07498346986 | UTP28CH13MOR | Copper Patch Cord, Cat 5e (SD), 28 AWG, | Copper Patch Cord, Cat 5e (SD), 28 AWG, Orange CM/LSZH UTP Cable, 13m | PC | 1 | 10 | 1 | 1 | 28
07498346987 | UTP28CH13MRD | Copper Patch Cord, Cat 5e (SD), 28 AWG, | Copper Patch Cord, Cat 5e (SD), 28 AWG, Red CM/LSZH UTP Cable, 13m | PC | 1 | 10 | 1 | 1 | 28
07498346988 | UTP28CH13MVL | Copper Patch Cord, Cat 5e (SD), 28 AWG, | Copper Patch Cord, Cat 5e (SD), 28 AWG, Violet CM/LSZH UTP Cable, 13m | PC | 1 | 10 | 1 | 1 | 28
07498346990 | UTP28CH13MYL | Copper Patch Cord, Cat 5e (SD), 28 AWG, | Copper Patch Cord, Cat 5e (SD), 28 AWG, Yellow CM/LSZH UTP Cable, 13m | PC | 1 | 10 | 1 | 1 | 28
07498348616 | UTP28CH13OR | CU Patch Crd,Cat 5e,SD,13ft,OR | Category 5e, 28 AWG UTP patch cord with Pan-Plug™ Modular Plugs on each end. | PC | 1 | 10 | 1 | 1 | 12.4
07498345548 | UTP28CH13OR-Q | Copper Patch Cord, Cat 5e (SD), 28 AWG, | Category 5e performance, 28 AWG UTP patch cord with Pan-Plug™ Modular Plugs on each end. | PC | 1 | 25 | 25 | 1 | 12.4
07498348624 | UTP28CH13RD | CU Patch Crd,Cat 5e,SD,13ft,RD | Category 5e, 28 AWG UTP patch cord with Pan-Plug™ Modular Plugs on each end. | PC | 1 | 10 | 1 | 1 | 12.4
07498345549 | UTP28CH13RD-Q | Copper Patch Cord, Cat 5e (SD), 28 AWG, | Category 5e performance, 28 AWG UTP patch cord with Pan-Plug™ Modular Plugs on each end. | PC | 1 | 25 | 25 | 1 | 12.4
07498348632 | UTP28CH13VL | CU Patch Crd,Cat 5e,SD,13ft,VL | Category 5e, 28 AWG UTP patch cord with Pan-Plug™ Modular Plugs on each end. | PC | 1 | 10 | 1 | 1 | 12.4
07498345550 | UTP28CH13VL-Q | Copper Patch Cord, Cat 5e (SD), 28 AWG, | Category 5e performance, 28 AWG UTP patch cord with Pan-Plug™ Modular Plugs on each end. | PC | 1 | 25 | 25 | 1 | 12.4
07498348639 | UTP28CH13YL | CU Patch Crd,Cat 5e,SD,13ft,YL | Category 5e, 28 AWG UTP patch cord with Pan-Plug™ Modular Plugs on each end. | PC | 1 | 10 | 1 | 1 | 12.4
07498345551 | UTP28CH13YL-Q | Copper Patch Cord, Cat 5e (SD), 28 AWG, | Category 5e performance, 28 AWG UTP patch cord with Pan-Plug™ Modular Plugs on each end. | PC | 1 | 25 | 25 | 1 | 12.4
07498341788 | UTP28CH14 | CU Patch Crd,Cat 5e,SD,14ft,IW | Category 5e, 28 AWG UTP patch cord with Pan-Plug™ Modular Plugs on each end. | PC | 1 | 10 | 1 | 1 | 12.9
07498345553 | UTP28CH14-Q | Copper Patch Cord, Cat 5e (SD), 28 AWG, | Category 5e performance, 28 AWG UTP patch cord with Pan-Plug™ Modular Plugs on each end. | PC | 1 | 25 | 25 | 1 | 12.9
07498348604 | UTP28CH14BL | CU Patch Crd,Cat 5e,SD,14ft,BL | Category 5e, 28 AWG UTP patch cord with Pan-Plug™ Modular Plugs on each end. | PC | 1 | 10 | 1 | 1 | 12.9
07498345554 | UTP28CH14BL-Q | Copper Patch Cord, Cat 5e (SD), 28 AWG, | Category 5e performance, 28 AWG UTP patch cord with Pan-Plug™ Modular Plugs on each end. | PC | 1 | 25 | 25 | 1 | 12.9
07498341796 | UTP28CH14BU | CU Patch Crd,Cat 5e,SD,14ft,BU | Category 5e, 28 AWG UTP patch cord with Pan-Plug™ Modular Plugs on each end. | PC | 1 | 10 | 1 | 1 | 12.9
07498345555 | UTP28CH14BU-Q | Copper Patch Cord, Cat 5e (SD), 28 AWG, | Category 5e performance, 28 AWG UTP patch cord with Pan-Plug™ Modular Plugs on each end. | PC | 1 | 25 | 25 | 1 | 12.9
07498348611 | UTP28CH14GR | CU Patch Crd,Cat 5e,SD,14ft,GR | Category 5e, 28 AWG UTP patch cord with Pan-Plug™ Modular Plugs on each end. | PC | 1 | 10 | 1 | 1 | 12.9
07498345556 | UTP28CH14GR-Q | Copper Patch Cord, Cat 5e (SD), 28 AWG, | Category 5e performance, 28 AWG UTP patch cord with Pan-Plug™ Modular Plugs on each end. | PC | 1 | 25 | 25 | 1 | 12.9
07498395604 | UTP28CH14GY | CU Patch Crd,Cat 5e,SD,14ft,GY | Category 5e, 28 AWG UTP patch cord with Pan-Plug™ Modular Plugs on each end. | PC | 1 | 10 | 1 | 1 | 12.9
07498345184 | UTP28CH14M | CU Patch Crd,Cat 5e,SD,14m,IW | Copper Patch Cord, Cat 5e (SD), 28 AWG, Off White CM/LSZH UTP Cable, 14m | PC | 1 | 10 | 1 | 1 | 29.74
07498346995 | UTP28CH14MBL | Copper Patch Cord, Cat 5e (SD), 28 AWG, | Copper Patch Cord, Cat 5e (SD), 28 AWG, Black CM/LSZH UTP Cable, 14m | PC | 1 | 10 | 1 | 1 | 29.74
07498346996 | UTP28CH14MBU | Copper Patch Cord, Cat 5e (SD), 28 AWG, | Copper Patch Cord, Cat 5e (SD), 28 AWG, Blue CM/LSZH UTP Cable, 14m | PC | 1 | 10 | 1 | 1 | 29.74
07498346998 | UTP28CH14MGR | Copper Patch Cord, Cat 5e (SD), 28 AWG, | Category 5e performance, 28 AWG UTP patch cord with Pan-Plug™ Modular Plugs on each end. | PC | 1 | 10 | 1 | 1 | 29.74
07498346997 | UTP28CH14MGY | Copper Patch Cord, Cat 5e (SD), 28 AWG, | Copper Patch Cord, Cat 5e (SD), 28 AWG, Gray CM/LSZH UTP Cable, 14m | PC | 1 | 10 | 1 | 1 | 29.74
07498346999 | UTP28CH14MOR | Copper Patch Cord, Cat 5e (SD), 28 AWG, | Copper Patch Cord, Cat 5e (SD), 28 AWG, Orange CM/LSZH UTP Cable, 14m | PC | 1 | 10 | 1 | 1 | 29.74
07498347000 | UTP28CH14MRD | Copper Patch Cord, Cat 5e (SD), 28 AWG, | Copper Patch Cord, Cat 5e (SD), 28 AWG, Red CM/LSZH UTP Cable, 14m | PC | 1 | 10 | 1 | 1 | 29.74
07498347001 | UTP28CH14MVL | Copper Patch Cord, Cat 5e (SD), 28 AWG, | Copper Patch Cord, Cat 5e (SD), 28 AWG, Violet CM/LSZH UTP Cable, 14m | PC | 1 | 10 | 1 | 1 | 29.74
07498347002 | UTP28CH14MYL | Copper Patch Cord, Cat 5e (SD), 28 AWG, | Copper Patch Cord, Cat 5e (SD), 28 AWG, Yellow CM/LSZH UTP Cable, 14m | PC | 1 | 10 | 1 | 1 | 29.74
07498348617 | UTP28CH14OR | CU Patch Crd,Cat 5e,SD,14ft,OR | Category 5e, 28 AWG UTP patch cord with Pan-Plug™ Modular Plugs on each end. | PC | 1 | 10 | 1 | 1 | 12.9
07498345874 | UTP28CH14OR-Q | Copper Patch Cord, Cat 5e (SD), 28 AWG, | Category 5e performance, 28 AWG UTP patch cord with Pan-Plug™ Modular Plugs on each end. | PC | 1 | 25 | 25 | 1 | 12.9
07498348625 | UTP28CH14RD | CU Patch Crd,Cat 5e,SD,14ft,RD | Category 5e, 28 AWG UTP patch cord with Pan-Plug™ Modular Plugs on each end. | PC | 1 | 10 | 1 | 1 | 12.9
07498345884 | UTP28CH14RD-Q | Copper Patch Cord, Cat 5e (SD), 28 AWG, | Category 5e performance, 28 AWG UTP patch cord with Pan-Plug™ Modular Plugs on each end. | PC | 1 | 25 | 25 | 1 | 12.9
07498348633 | UTP28CH14VL | CU Patch Crd,Cat 5e,SD,14ft,VL | Category 5e, 28 AWG UTP patch cord with Pan-Plug™ Modular Plugs on each end. | PC | 1 | 10 | 1 | 1 | 12.9
07498346040 | UTP28CH14VL-Q | Copper Patch Cord, Cat 5e (SD), 28 AWG, | Category 5e performance, 28 AWG UTP patch cord with Pan-Plug™ Modular Plugs on each end. | PC | 1 | 25 | 25 | 1 | 12.9
07498348640 | UTP28CH14YL | CU Patch Crd,Cat 5e,SD,14ft,YL | Category 5e, 28 AWG UTP patch cord with Pan-Plug™ Modular Plugs on each end. | PC | 1 | 10 | 1 | 1 | 12.9
07498346021 | UTP28CH14YL-Q | Copper Patch Cord, Cat 5e (SD), 28 AWG, | Category 5e performance, 28 AWG UTP patch cord with Pan-Plug™ Modular Plugs on each end. | PC | 1 | 25 | 25 | 1 | 12.9
07498341789 | UTP28CH15 | CU,Patch Cord,Cat 5e,SD,15ft,IW | The TX5e™ Cat 5e UTP Patch Cord is constructed of 28 AWG, unshielded, twisted pair, stranded, CM cable with Pan-Plug™ modular plugs on each end. The use of 28 AWG cable ensures that this patch cord has a small diameter, making it easy to install and work | PC | 1 | 10 | 1 | 1 | 13.46
07498346073 | UTP28CH15-Q | Copper Patch Cord, Cat 5e (SD), 28 AWG, | Category 5e performance, 28 AWG UTP patch cord with Pan-Plug™ Modular Plugs on each end. | PC | 1 | 25 | 25 | 1 | 13.46
07498348605 | UTP28CH15BL | CU,Patch Cord,Cat 5e,SD,15ft,BL | The TX5e™ Cat 5e UTP Patch Cord is constructed of 28 AWG, unshielded, twisted pair, stranded, CM cable with Pan-Plug™ modular plugs on each end. The use of 28 AWG cable ensures that this patch cord has a small diameter, making it easy to install and work | PC | 1 | 10 | 1 | 1 | 13.46
07498346074 | UTP28CH15BL-Q | Copper Patch Cord, Cat 5e (SD), 28 AWG, | Category 5e performance, 28 AWG UTP patch cord with Pan-Plug™ Modular Plugs on each end. | PC | 1 | 25 | 25 | 1 | 13.46
07498341797 | UTP28CH15BU | CU,Patch Cord,Cat 5e,SD,15ft,BU | The TX5e™ Cat 5e UTP Patch Cord is constructed of 28 AWG, unshielded, twisted pair, stranded, CM cable with Pan-Plug™ modular plugs on each end. The use of 28 AWG cable ensures that this patch cord has a small diameter, making it easy to install and work | PC | 1 | 10 | 1 | 1 | 13.46
07498346075 | UTP28CH15BU-Q | Copper Patch Cord, Cat 5e (SD), 28 AWG, | Category 5e performance, 28 AWG UTP patch cord with Pan-Plug™ Modular Plugs on each end. | PC | 1 | 25 | 25 | 1 | 13.46
07498348612 | UTP28CH15GR | CU,Patch Cord,Cat 5e,SD,15ft,GR | The TX5e™ Cat 5e UTP Patch Cord is constructed of 28 AWG, unshielded, twisted pair, stranded, CM cable with Pan-Plug™ modular plugs on each end. The use of 28 AWG cable ensures that this patch cord has a small diameter, making it easy to install and work | PC | 1 | 10 | 1 | 1 | 13.46
07498346081 | UTP28CH15GR-Q | Copper Patch Cord, Cat 5e (SD), 28 AWG, | Category 5e performance, 28 AWG UTP patch cord with Pan-Plug™ Modular Plugs on each end. | PC | 1 | 25 | 25 | 1 | 13.46
07498395605 | UTP28CH15GY | CU,Patch Cord,Cat 5e,SD,15ft,GY | Category 5e performance, 28 AWG UTP patch cord with Pan-Plug™ Modular Plugs on each end. Gray. 15 ft. | PC | 1 | 10 | 1 | 1 | 13.46
07498345185 | UTP28CH15M | CU Patch Crd,Cat 5e,SD,15m,IW | Copper Patch Cord, Cat 5e (SD), 28 AWG, Off White CM/LSZH UTP Cable, 15m | PC | 1 | 10 | 1 | 1 | 31.44
07498347016 | UTP28CH15MBL | Copper Patch Cord, Cat 5e (SD), 28 AWG, | Copper Patch Cord, Cat 5e (SD), 28 AWG, Black CM/LSZH UTP Cable, 15m | PC | 1 | 10 | 1 | 1 | 31.44
07498347017 | UTP28CH15MBU | Copper Patch Cord, Cat 5e (SD), 28 AWG, | Copper Patch Cord, Cat 5e (SD), 28 AWG, Blue CM/LSZH UTP Cable, 15m | PC | 1 | 10 | 1 | 1 | 31.44
07498347019 | UTP28CH15MGR | Copper Patch Cord, Cat 5e (SD), 28 AWG, | Category 5e performance, 28 AWG UTP patch cord with Pan-Plug™ Modular Plugs on each end. | PC | 1 | 10 | 1 | 1 | 31.44
07498347018 | UTP28CH15MGY | Copper Patch Cord, Cat 5e (SD), 28 AWG, | Copper Patch Cord, Cat 5e (SD), 28 AWG, Gray CM/LSZH UTP Cable, 15m | PC | 1 | 10 | 1 | 1 | 31.44
07498347020 | UTP28CH15MOR | Copper Patch Cord, Cat 5e (SD), 28 AWG, | Copper Patch Cord, Cat 5e (SD), 28 AWG, Orange CM/LSZH UTP Cable, 15m | PC | 1 | 10 | 1 | 1 | 31.44
07498347021 | UTP28CH15MRD | Copper Patch Cord, Cat 5e (SD), 28 AWG, | Copper Patch Cord, Cat 5e (SD), 28 AWG, Red CM/LSZH UTP Cable, 15m | PC | 1 | 10 | 1 | 1 | 31.44
07498347022 | UTP28CH15MVL | Copper Patch Cord, Cat 5e (SD), 28 AWG, | Copper Patch Cord, Cat 5e (SD), 28 AWG, Violet CM/LSZH UTP Cable, 15m | PC | 1 | 10 | 1 | 1 | 31.44
07498347023 | UTP28CH15MYL | Copper Patch Cord, Cat 5e (SD), 28 AWG, | Copper Patch Cord, Cat 5e (SD), 28 AWG, Yellow CM/LSZH UTP Cable, 15m | PC | 1 | 10 | 1 | 1 | 31.44
07498348618 | UTP28CH15OR | CU,Patch Cord,Cat 5e,SD,15ft,OR | Category 5e performance, 28 AWG UTP patch cord with Pan-Plug™ Modular Plugs on each end. Orange. 15 ft. | PC | 1 | 10 | 1 | 1 | 13.46
07498346083 | UTP28CH15OR-Q | Copper Patch Cord, Cat 5e (SD), 28 AWG, | Category 5e performance, 28 AWG UTP patch cord with Pan-Plug™ Modular Plugs on each end. | PC | 1 | 25 | 25 | 1 | 13.46
07498348626 | UTP28CH15RD | CU,Patch Cord,Cat 5e,SD,15ft,RD | The TX5e™ Cat 5e UTP Patch Cord is constructed of 28 AWG, unshielded, twisted pair, stranded, CM cable with Pan-Plug™ modular plugs on each end. The use of 28 AWG cable ensures that this patch cord has a small diameter, making it easy to install and work | PC | 1 | 10 | 1 | 1 | 13.46
07498346085 | UTP28CH15RD-Q | Copper Patch Cord, Cat 5e (SD), 28 AWG, | Category 5e performance, 28 AWG UTP patch cord with Pan-Plug™ Modular Plugs on each end. | PC | 1 | 25 | 25 | 1 | 13.46
07498348634 | UTP28CH15VL | CU,Patch Cord,Cat 5e,SD,15ft,VL | Category 5e performance, 28 AWG UTP patch cord with Pan-Plug™ Modular Plugs on each end. Violet. 15 ft. | PC | 1 | 10 | 1 | 1 | 13.46
07498387862 | UTP28CH15VL-Q | CU Patch Crd,Cat 5e,SD,15ft,VL,Bulk25 | Category 5e performance, 28 AWG UTP patch cord with Pan-Plug™ Modular Plugs on each end, violet. | PC | 1 | 25 | 25 | 1 | 13.46
07498348641 | UTP28CH15YL | CU,Patch Cord,Cat 5e,SD,15ft,YL | The TX5e™ Cat 5e UTP Patch Cord is constructed of 28 AWG, unshielded, twisted pair, stranded, CM cable with Pan-Plug™ modular plugs on each end. The use of 28 AWG cable ensures that this patch cord has a small diameter, making it easy to install and work | PC | 1 | 10 | 1 | 1 | 13.46
07498387860 | UTP28CH15YL-Q | CU Patch Crd,Cat 5e,SD,15ft,YL,Bulk25 | Category 5e performance, 28 AWG UTP patch cord with Pan-Plug™ Modular Plugs on each end, yellow. | PC | 1 | 25 | 25 | 1 | 13.46
07498341798 | UTP28CH16 | CU Patch Crd,Cat 5e,SD,16ft,IW | Category 5e, 28 AWG UTP patch cord with Pan-Plug™ Modular Plugs on each end. | PC | 1 | 10 | 1 | 1 | 13.98
07498346091 | UTP28CH16-Q | Copper Patch Cord, Cat 5e (SD), 28 AWG, | Category 5e performance, 28 AWG UTP patch cord with Pan-Plug™ Modular Plugs on each end. | PC | 1 | 25 | 25 | 1 | 13.98
07498348643 | UTP28CH16BL | CU Patch Crd,Cat 5e,SD,16ft,BL | Category 5e, 28 AWG UTP patch cord with Pan-Plug™ Modular Plugs on each end. | PC | 1 | 10 | 1 | 1 | 13.98
07498346093 | UTP28CH16BL-Q | Copper Patch Cord, Cat 5e (SD), 28 AWG, | Category 5e performance, 28 AWG UTP patch cord with Pan-Plug™ Modular Plugs on each end. | PC | 1 | 25 | 25 | 1 | 13.98
07498341805 | UTP28CH16BU | CU Patch Crd,Cat 5e,SD,16ft,BU | Category 5e, 28 AWG UTP patch cord with Pan-Plug™ Modular Plugs on each end. | PC | 1 | 10 | 1 | 1 | 13.98
07498346094 | UTP28CH16BU-Q | Copper Patch Cord, Cat 5e (SD), 28 AWG, | Category 5e performance, 28 AWG UTP patch cord with Pan-Plug™ Modular Plugs on each end. | PC | 1 | 25 | 25 | 1 | 13.98
07498348646 | UTP28CH16GR | CU Patch Crd,Cat 5e,SD,16ft,GR | Category 5e, 28 AWG UTP patch cord with Pan-Plug™ Modular Plugs on each end. | PC | 1 | 10 | 1 | 1 | 13.98
07498346095 | UTP28CH16GR-Q | Copper Patch Cord, Cat 5e (SD), 28 AWG, | Category 5e performance, 28 AWG UTP patch cord with Pan-Plug™ Modular Plugs on each end. | PC | 1 | 25 | 25 | 1 | 13.98
07498395606 | UTP28CH16GY | CU Patch Crd,Cat 5e,SD,16ft,GY | Category 5e, 28 AWG UTP patch cord with Pan-Plug™ Modular Plugs on each end. | PC | 1 | 10 | 1 | 1 | 13.98
07498345200 | UTP28CH16M | CU Patch Crd,Cat 5e,SD,16m,IW | Copper Patch Cord, Cat 5e (SD), 28 AWG, Off White CM/LSZH UTP Cable, 16m | PC | 1 | 10 | 1 | 1 | 33.2
07498347087 | UTP28CH16MBL | Copper Patch Cord, Cat 5e (SD), 28 AWG, | Copper Patch Cord, Cat 5e (SD), 28 AWG, Black CM/LSZH UTP Cable, 16m | PC | 1 | 10 | 1 | 1 | 33.2
07498347088 | UTP28CH16MBU | Copper Patch Cord, Cat 5e (SD), 28 AWG, | Copper Patch Cord, Cat 5e (SD), 28 AWG, Blue CM/LSZH UTP Cable, 16m | PC | 1 | 10 | 1 | 1 | 33.2
07498347090 | UTP28CH16MGR | Copper Patch Cord, Cat 5e (SD), 28 AWG, | Category 5e performance, 28 AWG UTP patch cord with Pan-Plug™ Modular Plugs on each end. | PC | 1 | 10 | 1 | 1 | 33.2
07498347089 | UTP28CH16MGY | Copper Patch Cord, Cat 5e (SD), 28 AWG, | Copper Patch Cord, Cat 5e (SD), 28 AWG, Gray CM/LSZH UTP Cable, 16m | PC | 1 | 10 | 1 | 1 | 33.2
07498347091 | UTP28CH16MOR | Copper Patch Cord, Cat 5e (SD), 28 AWG, | Copper Patch Cord, Cat 5e (SD), 28 AWG, Orange CM/LSZH UTP Cable, 16m | PC | 1 | 10 | 1 | 1 | 33.2
07498347092 | UTP28CH16MRD | Copper Patch Cord, Cat 5e (SD), 28 AWG, | Copper Patch Cord, Cat 5e (SD), 28 AWG, Red CM/LSZH UTP Cable, 16m | PC | 1 | 10 | 1 | 1 | 33.2
07498347093 | UTP28CH16MVL | Copper Patch Cord, Cat 5e (SD), 28 AWG, | Copper Patch Cord, Cat 5e (SD), 28 AWG, Violet CM/LSZH UTP Cable, 16m | PC | 1 | 10 | 1 | 1 | 33.2
07498347094 | UTP28CH16MYL | Copper Patch Cord, Cat 5e (SD), 28 AWG, | Copper Patch Cord, Cat 5e (SD), 28 AWG, Yellow CM/LSZH UTP Cable, 16m | PC | 1 | 10 | 1 | 1 | 33.2
07498348647 | UTP28CH16OR | CU Patch Crd,Cat 5e,SD,16ft,OR | Category 5e, 28 AWG UTP patch cord with Pan-Plug™ Modular Plugs on each end. | PC | 1 | 10 | 1 | 1 | 13.98
07498346096 | UTP28CH16OR-Q | Copper Patch Cord, Cat 5e (SD), 28 AWG, | Category 5e performance, 28 AWG UTP patch cord with Pan-Plug™ Modular Plugs on each end. | PC | 1 | 25 | 25 | 1 | 13.98
07498348648 | UTP28CH16RD | CU Patch Crd,Cat 5e,SD,16ft,RD | Category 5e, 28 AWG UTP patch cord with Pan-Plug™ Modular Plugs on each end. | PC | 1 | 10 | 1 | 1 | 13.98
07498346097 | UTP28CH16RD-Q | Copper Patch Cord, Cat 5e (SD), 28 AWG, | Category 5e performance, 28 AWG UTP patch cord with Pan-Plug™ Modular Plugs on each end. | PC | 1 | 25 | 25 | 1 | 13.98
07498348644 | UTP28CH16VL | CU Patch Crd,Cat 5e,SD,16ft,VL | Category 5e, 28 AWG UTP patch cord with Pan-Plug™ Modular Plugs on each end. | PC | 1 | 10 | 1 | 1 | 13.98
07498346099 | UTP28CH16VL-Q | Copper Patch Cord, Cat 5e (SD), 28 AWG, | Category 5e performance, 28 AWG UTP patch cord with Pan-Plug™ Modular Plugs on each end. | PC | 1 | 25 | 25 | 1 | 13.98
07498348645 | UTP28CH16YL | CU Patch Crd,Cat 5e,SD,16ft,YL | Category 5e, 28 AWG UTP patch cord with Pan-Plug™ Modular Plugs on each end. | PC | 1 | 10 | 1 | 1 | 13.98
07498346098 | UTP28CH16YL-Q | Copper Patch Cord, Cat 5e (SD), 28 AWG, | Category 5e performance, 28 AWG UTP patch cord with Pan-Plug™ Modular Plugs on each end. | PC | 1 | 25 | 25 | 1 | 13.98
07498341799 | UTP28CH17 | CU Patch Crd,Cat 5e,SD,17ft,IW | Category 5e, 28 AWG UTP patch cord with Pan-Plug™ Modular Plugs on each end. | PC | 1 | 10 | 1 | 1 | 14.52
07498346100 | UTP28CH17-Q | Copper Patch Cord, Cat 5e (SD), 28 AWG, | Category 5e performance, 28 AWG UTP patch cord with Pan-Plug™ Modular Plugs on each end. | PC | 1 | 25 | 25 | 1 | 14.52
07498348649 | UTP28CH17BL | CU Patch Crd,Cat 5e,SD,17ft,BL | Category 5e, 28 AWG UTP patch cord with Pan-Plug™ Modular Plugs on each end. | PC | 1 | 10 | 1 | 1 | 14.52
07498346104 | UTP28CH17BL-Q | Copper Patch Cord, Cat 5e (SD), 28 AWG, | Category 5e performance, 28 AWG UTP patch cord with Pan-Plug™ Modular Plugs on each end. | PC | 1 | 25 | 25 | 1 | 14.52
07498341806 | UTP28CH17BU | CU Patch Crd,Cat 5e,SD,17ft,BU | Category 5e, 28 AWG UTP patch cord with Pan-Plug™ Modular Plugs on each end. | PC | 1 | 10 | 1 | 1 | 14.52
07498346108 | UTP28CH17BU-Q | Copper Patch Cord, Cat 5e (SD), 28 AWG, | Category 5e performance, 28 AWG UTP patch cord with Pan-Plug™ Modular Plugs on each end. | PC | 1 | 25 | 25 | 1 | 14.52
07498348653 | UTP28CH17GR | CU Patch Crd,Cat 5e,SD,17ft,GR | Category 5e, 28 AWG UTP patch cord with Pan-Plug™ Modular Plugs on each end. | PC | 1 | 10 | 1 | 1 | 14.52
07498346170 | UTP28CH17GR-Q | Copper Patch Cord, Cat 5e (SD), 28 AWG, | Category 5e performance, 28 AWG UTP patch cord with Pan-Plug™ Modular Plugs on each end. | PC | 1 | 25 | 25 | 1 | 14.52
07498395607 | UTP28CH17GY | CU Patch Crd,Cat 5e,SD,17ft,GY | Category 5e, 28 AWG UTP patch cord with Pan-Plug™ Modular Plugs on each end. | PC | 1 | 10 | 1 | 1 | 14.52
07498345213 | UTP28CH17M | CU Patch Crd,Cat 5e,SD,17m,IW | Copper Patch Cord, Cat 5e (SD), 28 AWG, Off White CM/LSZH UTP Cable, 17m | PC | 1 | 10 | 1 | 1 | 34.9
07498347095 | UTP28CH17MBL | Copper Patch Cord, Cat 5e (SD), 28 AWG, | Copper Patch Cord, Cat 5e (SD), 28 AWG, Black CM/LSZH UTP Cable, 17m | PC | 1 | 10 | 1 | 1 | 34.9
07498347096 | UTP28CH17MBU | Copper Patch Cord, Cat 5e (SD), 28 AWG, | Copper Patch Cord, Cat 5e (SD), 28 AWG, Blue CM/LSZH UTP Cable, 17m | PC | 1 | 10 | 1 | 1 | 34.9
07498347098 | UTP28CH17MGR | Copper Patch Cord, Cat 5e (SD), 28 AWG, | Category 5e performance, 28 AWG UTP patch cord with Pan-Plug™ Modular Plugs on each end. | PC | 1 | 10 | 1 | 1 | 34.9
07498347097 | UTP28CH17MGY | Copper Patch Cord, Cat 5e (SD), 28 AWG, | Copper Patch Cord, Cat 5e (SD), 28 AWG, Gray CM/LSZH UTP Cable, 17m | PC | 1 | 10 | 1 | 1 | 34.9
07498347099 | UTP28CH17MOR | Copper Patch Cord, Cat 5e (SD), 28 AWG, | Copper Patch Cord, Cat 5e (SD), 28 AWG, Orange CM/LSZH UTP Cable, 17m | PC | 1 | 10 | 1 | 1 | 34.9
07498347100 | UTP28CH17MRD | Copper Patch Cord, Cat 5e (SD), 28 AWG, | Copper Patch Cord, Cat 5e (SD), 28 AWG, Red CM/LSZH UTP Cable, 17m | PC | 1 | 10 | 1 | 1 | 34.9
07498347101 | UTP28CH17MVL | Copper Patch Cord, Cat 5e (SD), 28 AWG, | Copper Patch Cord, Cat 5e (SD), 28 AWG, Violet CM/LSZH UTP Cable, 17m | PC | 1 | 10 | 1 | 1 | 34.9
07498347102 | UTP28CH17MYL | Copper Patch Cord, Cat 5e (SD), 28 AWG, | Copper Patch Cord, Cat 5e (SD), 28 AWG, Yellow CM/LSZH UTP Cable, 17m | PC | 1 | 10 | 1 | 1 | 34.9
07498348657 | UTP28CH17OR | CU Patch Crd,Cat 5e,SD,17ft,OR | Category 5e, 28 AWG UTP patch cord with Pan-Plug™ Modular Plugs on each end. | PC | 1 | 10 | 1 | 1 | 14.52
07498346673 | UTP28CH17OR-Q | Copper Patch Cord, Cat 5e (SD), 28 AWG, | Category 5e performance, 28 AWG UTP patch cord with Pan-Plug™ Modular Plugs on each end. | PC | 1 | 25 | 25 | 1 | 14.52
07498348661 | UTP28CH17RD | CU Patch Crd,Cat 5e,SD,17ft,RD | Category 5e, 28 AWG UTP patch cord with Pan-Plug™ Modular Plugs on each end. | PC | 1 | 10 | 1 | 1 | 14.52
07498347582 | UTP28CH17RD-Q | Copper Patch Cord, Cat 5e (SD), 28 AWG, | Category 5e performance, 28 AWG UTP patch cord with Pan-Plug™ Modular Plugs on each end. | PC | 1 | 25 | 25 | 1 | 14.52
07498348665 | UTP28CH17VL | CU Patch Crd,Cat 5e,SD,17ft,VL | Category 5e, 28 AWG UTP patch cord with Pan-Plug™ Modular Plugs on each end. | PC | 1 | 10 | 1 | 1 | 14.52
07498347583 | UTP28CH17VL-Q | Copper Patch Cord, Cat 5e (SD), 28 AWG, | Category 5e performance, 28 AWG UTP patch cord with Pan-Plug™ Modular Plugs on each end. | PC | 1 | 25 | 25 | 1 | 14.52
07498348669 | UTP28CH17YL | CU Patch Crd,Cat 5e,SD,17ft,YL | Category 5e, 28 AWG UTP patch cord with Pan-Plug™ Modular Plugs on each end. | PC | 1 | 10 | 1 | 1 | 14.52
07498347584 | UTP28CH17YL-Q | Copper Patch Cord, Cat 5e (SD), 28 AWG, | Category 5e performance, 28 AWG UTP patch cord with Pan-Plug™ Modular Plugs on each end. | PC | 1 | 25 | 25 | 1 | 14.52
07498341800 | UTP28CH18 | CU Patch Crd,Cat 5e,SD,18ft,IW | Category 5e, 28 AWG UTP patch cord with Pan-Plug™ Modular Plugs on each end. | PC | 1 | 10 | 1 | 1 | 15.06
07498347586 | UTP28CH18-Q | Copper Patch Cord, Cat 5e (SD), 28 AWG, | Category 5e performance, 28 AWG UTP patch cord with Pan-Plug™ Modular Plugs on each end. | PC | 1 | 25 | 25 | 1 | 15.06
07498348650 | UTP28CH18BL | CU Patch Crd,Cat 5e,SD,18ft,BL | Category 5e, 28 AWG UTP patch cord with Pan-Plug™ Modular Plugs on each end. | PC | 1 | 10 | 1 | 1 | 15.06
07498347592 | UTP28CH18BL-Q | Copper Patch Cord, Cat 5e (SD), 28 AWG, | Category 5e performance, 28 AWG UTP patch cord with Pan-Plug™ Modular Plugs on each end. | PC | 1 | 25 | 25 | 1 | 15.06
07498341807 | UTP28CH18BU | CU Patch Crd,Cat 5e,SD,18ft,BU | Category 5e, 28 AWG UTP patch cord with Pan-Plug™ Modular Plugs on each end. | PC | 1 | 10 | 1 | 1 | 15.06
07498347591 | UTP28CH18BU-Q | Copper Patch Cord, Cat 5e (SD), 28 AWG, | Category 5e performance, 28 AWG UTP patch cord with Pan-Plug™ Modular Plugs on each end. | PC | 1 | 25 | 25 | 1 | 15.06
07498348654 | UTP28CH18GR | CU Patch Crd,Cat 5e,SD,18ft,GR | Category 5e, 28 AWG UTP patch cord with Pan-Plug™ Modular Plugs on each end. | PC | 1 | 10 | 1 | 1 | 15.06
07498347593 | UTP28CH18GR-Q | Copper Patch Cord, Cat 5e (SD), 28 AWG, | Category 5e performance, 28 AWG UTP patch cord with Pan-Plug™ Modular Plugs on each end. | PC | 1 | 25 | 25 | 1 | 15.06
07498395608 | UTP28CH18GY | CU Patch Crd,Cat 5e,SD,18ft,GY | Category 5e, 28 AWG UTP patch cord with Pan-Plug™ Modular Plugs on each end. | PC | 1 | 10 | 1 | 1 | 15.06
07498345214 | UTP28CH18M | CU Patch Crd,Cat 5e,SD,18m,IW | Copper Patch Cord, Cat 5e (SD), 28 AWG, Off White CM/LSZH UTP Cable, 18m | PC | 1 | 10 | 1 | 1 | 36.62
07498347103 | UTP28CH18MBL | Copper Patch Cord, Cat 5e (SD), 28 AWG, | Copper Patch Cord, Cat 5e (SD), 28 AWG, Black CM/LSZH UTP Cable, 18m | PC | 1 | 10 | 1 | 1 | 36.62
07498347104 | UTP28CH18MBU | Copper Patch Cord, Cat 5e (SD), 28 AWG, | Copper Patch Cord, Cat 5e (SD), 28 AWG, Blue CM/LSZH UTP Cable, 18m | PC | 1 | 10 | 1 | 1 | 36.62
07498347106 | UTP28CH18MGR | Copper Patch Cord, Cat 5e (SD), 28 AWG, | Category 5e performance, 28 AWG UTP patch cord with Pan-Plug™ Modular Plugs on each end. | PC | 1 | 10 | 1 | 1 | 36.62
07498347105 | UTP28CH18MGY | Copper Patch Cord, Cat 5e (SD), 28 AWG, | Copper Patch Cord, Cat 5e (SD), 28 AWG, Gray CM/LSZH UTP Cable, 18m | PC | 1 | 10 | 1 | 1 | 36.62
07498347107 | UTP28CH18MOR | Copper Patch Cord, Cat 5e (SD), 28 AWG, | Copper Patch Cord, Cat 5e (SD), 28 AWG, Orange CM/LSZH UTP Cable, 18m | PC | 1 | 10 | 1 | 1 | 36.62
07498347108 | UTP28CH18MRD | Copper Patch Cord, Cat 5e (SD), 28 AWG, | Copper Patch Cord, Cat 5e (SD), 28 AWG, Red CM/LSZH UTP Cable, 18m | PC | 1 | 10 | 1 | 1 | 36.62
07498347109 | UTP28CH18MVL | Copper Patch Cord, Cat 5e (SD), 28 AWG, | Copper Patch Cord, Cat 5e (SD), 28 AWG, Violet CM/LSZH UTP Cable, 18m | PC | 1 | 10 | 1 | 1 | 36.62
07498347110 | UTP28CH18MYL | Copper Patch Cord, Cat 5e (SD), 28 AWG, | Copper Patch Cord, Cat 5e (SD), 28 AWG, Yellow CM/LSZH UTP Cable, 18m | PC | 1 | 10 | 1 | 1 | 36.62
07498348658 | UTP28CH18OR | CU Patch Crd,Cat 5e,SD,18ft,OR | Category 5e, 28 AWG UTP patch cord with Pan-Plug™ Modular Plugs on each end. | PC | 1 | 10 | 1 | 1 | 15.06
07498347594 | UTP28CH18OR-Q | Copper Patch Cord, Cat 5e (SD), 28 AWG, | Category 5e performance, 28 AWG UTP patch cord with Pan-Plug™ Modular Plugs on each end. | PC | 1 | 25 | 25 | 1 | 15.06
07498348662 | UTP28CH18RD | CU Patch Crd,Cat 5e,SD,18ft,RD | Category 5e, 28 AWG UTP patch cord with Pan-Plug™ Modular Plugs on each end. | PC | 1 | 10 | 1 | 1 | 15.06
07498347595 | UTP28CH18RD-Q | Copper Patch Cord, Cat 5e (SD), 28 AWG, | Category 5e performance, 28 AWG UTP patch cord with Pan-Plug™ Modular Plugs on each end. | PC | 1 | 25 | 25 | 1 | 15.06
07498348666 | UTP28CH18VL | CU Patch Crd,Cat 5e,SD,18ft,VL | Category 5e, 28 AWG UTP patch cord with Pan-Plug™ Modular Plugs on each end. | PC | 1 | 10 | 1 | 1 | 15.06
07498347599 | UTP28CH18VL-Q | Copper Patch Cord, Cat 5e (SD), 28 AWG, | Category 5e performance, 28 AWG UTP patch cord with Pan-Plug™ Modular Plugs on each end. | PC | 1 | 25 | 25 | 1 | 15.06
07498348670 | UTP28CH18YL | CU Patch Crd,Cat 5e,SD,18ft,YL | Category 5e, 28 AWG UTP patch cord with Pan-Plug™ Modular Plugs on each end. | PC | 1 | 10 | 1 | 1 | 15.06
07498347598 | UTP28CH18YL-Q | Copper Patch Cord, Cat 5e (SD), 28 AWG, | Category 5e performance, 28 AWG UTP patch cord with Pan-Plug™ Modular Plugs on each end. | PC | 1 | 25 | 25 | 1 | 15.06
07498341801 | UTP28CH19 | CU Patch Crd,Cat 5e,SD,19ft,IW | Category 5e, 28 AWG UTP patch cord with Pan-Plug™ Modular Plugs on each end. | PC | 1 | 10 | 1 | 1 | 15.54
07498347602 | UTP28CH19-Q | Copper Patch Cord, Cat 5e (SD), 28 AWG, | Category 5e performance, 28 AWG UTP patch cord with Pan-Plug™ Modular Plugs on each end. | PC | 1 | 25 | 25 | 1 | 15.54
07498348651 | UTP28CH19BL | CU Patch Crd,Cat 5e,SD,19ft,BL | Category 5e, 28 AWG UTP patch cord with Pan-Plug™ Modular Plugs on each end. | PC | 1 | 10 | 1 | 1 | 15.54
07498347608 | UTP28CH19BL-Q | Copper Patch Cord, Cat 5e (SD), 28 AWG, | Category 5e performance, 28 AWG UTP patch cord with Pan-Plug™ Modular Plugs on each end. | PC | 1 | 25 | 25 | 1 | 15.54
07498341808 | UTP28CH19BU | CU Patch Crd,Cat 5e,SD,19ft,BU | Category 5e, 28 AWG UTP patch cord with Pan-Plug™ Modular Plugs on each end. | PC | 1 | 10 | 1 | 1 | 15.54
07498347611 | UTP28CH19BU-Q | Copper Patch Cord, Cat 5e (SD), 28 AWG, | Category 5e performance, 28 AWG UTP patch cord with Pan-Plug™ Modular Plugs on each end. | PC | 1 | 25 | 25 | 1 | 15.54
07498348655 | UTP28CH19GR | CU Patch Crd,Cat 5e,SD,19ft,GR | Category 5e, 28 AWG UTP patch cord with Pan-Plug™ Modular Plugs on each end. | PC | 1 | 10 | 1 | 1 | 15.54
07498347612 | UTP28CH19GR-Q | Copper Patch Cord, Cat 5e (SD), 28 AWG, | Category 5e performance, 28 AWG UTP patch cord with Pan-Plug™ Modular Plugs on each end. | PC | 1 | 25 | 25 | 1 | 15.54
07498395609 | UTP28CH19GY | CU Patch Crd,Cat 5e,SD,19ft,GY | Category 5e, 28 AWG UTP patch cord with Pan-Plug™ Modular Plugs on each end. | PC | 1 | 10 | 1 | 1 | 15.54
07498345215 | UTP28CH19M | CU Patch Crd,Cat 5e,SD,19m,IW | Copper Patch Cord, Cat 5e (SD), 28 AWG, Off White CM/LSZH UTP Cable, 19m | PC | 1 | 10 | 1 | 1 | 38.38
07498347111 | UTP28CH19MBL | Copper Patch Cord, Cat 5e (SD), 28 AWG, | Copper Patch Cord, Cat 5e (SD), 28 AWG, Black CM/LSZH UTP Cable, 19m | PC | 1 | 10 | 1 | 1 | 38.38
07498347112 | UTP28CH19MBU | Copper Patch Cord, Cat 5e (SD), 28 AWG, | Copper Patch Cord, Cat 5e (SD), 28 AWG, Blue CM/LSZH UTP Cable, 19m | PC | 1 | 10 | 1 | 1 | 38.38
07498347114 | UTP28CH19MGR | Copper Patch Cord, Cat 5e (SD), 28 AWG, | Category 5e performance, 28 AWG UTP patch cord with Pan-Plug™ Modular Plugs on each end. | PC | 1 | 10 | 1 | 1 | 38.38
07498347113 | UTP28CH19MGY | Copper Patch Cord, Cat 5e (SD), 28 AWG, | Copper Patch Cord, Cat 5e (SD), 28 AWG, Gray CM/LSZH UTP Cable, 19m | PC | 1 | 10 | 1 | 1 | 38.38
07498347115 | UTP28CH19MOR | Copper Patch Cord, Cat 5e (SD), 28 AWG, | Copper Patch Cord, Cat 5e (SD), 28 AWG, Orange CM/LSZH UTP Cable, 19m | PC | 1 | 10 | 1 | 1 | 38.38
07498347116 | UTP28CH19MRD | Copper Patch Cord, Cat 5e (SD), 28 AWG, | Copper Patch Cord, Cat 5e (SD), 28 AWG, Red CM/LSZH UTP Cable, 19m | PC | 1 | 10 | 1 | 1 | 38.38
07498347117 | UTP28CH19MVL | CU Patch Crd,Cat 5e,SD,19m,VL | Copper Patch Cord, Cat 5e (SD), 28 AWG, Violet CM/LSZH UTP Cable, 19m | PC | 1 | 10 | 1 | 1 | 38.38
07498347118 | UTP28CH19MYL | CU Patch Crd,Cat 5e,SD,19m,YL | Copper Patch Cord, Cat 5e (SD), 28 AWG, Yellow CM/LSZH UTP Cable, 19m | PC | 1 | 10 | 1 | 1 | 38.38
07498348659 | UTP28CH19OR | CU Patch Crd,Cat 5e,SD,19ft,OR | Category 5e, 28 AWG UTP patch cord with Pan-Plug™ Modular Plugs on each end. | PC | 1 | 10 | 1 | 1 | 15.54
07498347727 | UTP28CH19OR-Q | Copper Patch Cord, Cat 5e (SD), 28 AWG, | Category 5e performance, 28 AWG UTP patch cord with Pan-Plug™ Modular Plugs on each end. | PC | 1 | 25 | 25 | 1 | 15.54
07498348663 | UTP28CH19RD | CU Patch Crd,Cat 5e,SD,19ft,RD | Category 5e, 28 AWG UTP patch cord with Pan-Plug™ Modular Plugs on each end. | PC | 1 | 10 | 1 | 1 | 15.54
07498347729 | UTP28CH19RD-Q | Copper Patch Cord, Cat 5e (SD), 28 AWG, | Category 5e performance, 28 AWG UTP patch cord with Pan-Plug™ Modular Plugs on each end. | PC | 1 | 25 | 25 | 1 | 15.54
07498348667 | UTP28CH19VL | CU Patch Crd,Cat 5e,SD,19ft,VL | Category 5e, 28 AWG UTP patch cord with Pan-Plug™ Modular Plugs on each end. | PC | 1 | 10 | 1 | 1 | 15.54
07498347993 | UTP28CH19VL-Q | Copper Patch Cord, Cat 5e (SD), 28 AWG, | Category 5e performance, 28 AWG UTP patch cord with Pan-Plug™ Modular Plugs on each end. | PC | 1 | 25 | 25 | 1 | 15.54
07498348671 | UTP28CH19YL | CU Patch Crd,Cat 5e,SD,19ft,YL | Category 5e, 28 AWG UTP patch cord with Pan-Plug™ Modular Plugs on each end. | PC | 1 | 10 | 1 | 1 | 15.54
07498347979 | UTP28CH19YL-Q | Copper Patch Cord, Cat 5e (SD), 28 AWG, | Category 5e performance, 28 AWG UTP patch cord with Pan-Plug™ Modular Plugs on each end. | PC | 1 | 25 | 25 | 1 | 15.54
07498348546 | UTP28CH1BL | CuPatch Cord,Cat 5e,SD,1ft,BL,1m | The TX5e™ Cat 5e UTP Patch Cord is constructed of 28 AWG, unshielded, twisted pair, stranded, CM cable with Pan-Plug™ modular plugs on each end. The use of 28 AWG cable ensures that this patch cord has a small diameter, making it easy to install and work | PC | 1 | 10 | 1 | 1 | 6.08
07498343925 | UTP28CH1BL-Q | Copper Patch Cord, Cat 5e (SD), 28 AWG, | Category 5e performance, 28 AWG UTP patch cord with Pan-Plug™ Modular Plugs on each end. | PC | 1 | 25 | 25 | 1 | 6.08
07498341775 | UTP28CH1BU | CuPatch Cord,Cat 5e,SD,1ft,BU,1m | The TX5e™ Cat 5e UTP Patch Cord is constructed of 28 AWG, unshielded, twisted pair, stranded, CM cable with Pan-Plug™ modular plugs on each end. The use of 28 AWG cable ensures that this patch cord has a small diameter, making it easy to install and work | PC | 1 | 10 | 1 | 1 | 6.08
07498343929 | UTP28CH1BU-Q | Copper Patch Cord, Cat 5e (SD), 28 AWG, | Category 5e performance, 28 AWG UTP patch cord with Pan-Plug™ Modular Plugs on each end. | PC | 1 | 25 | 25 | 1 | 6.08
07498348545 | UTP28CH1GR | CuPatch Cord,Cat 5e,SD,1ft,GR,1m | The TX5e™ Cat 5e UTP Patch Cord is constructed of 28 AWG, unshielded, twisted pair, stranded, CM cable with Pan-Plug™ modular plugs on each end. The use of 28 AWG cable ensures that this patch cord has a small diameter, making it easy to install and work | PC | 1 | 10 | 1 | 1 | 6.08
07498343932 | UTP28CH1GR-Q | Copper Patch Cord, Cat 5e (SD), 28 AWG, | Category 5e performance, 28 AWG UTP patch cord with Pan-Plug™ Modular Plugs on each end. | PC | 1 | 25 | 25 | 1 | 6.08
07498395587 | UTP28CH1GY | CuPatch Cord,Cat 5e,SD,1ft,GY,1m | Category 5e performance, 28 AWG UTP patch cord with Pan-Plug™ Modular Plugs on each end. Gray. 1 ft. | PC | 1 | 10 | 1 | 1 | 6.08
07498343337 | UTP28CH1M | CU,Patch Cord,Cat 5e,SD,1ft,IW | The TX5e™ Cat 5e UTP Patch Cord is constructed of 28 AWG, unshielded, twisted pair, stranded, CM cable with Pan-Plug™ modular plugs on each end. The use of 28 AWG cable ensures that this patch cord has a small diameter, making it easy to install and work | PC | 1 | 10 | 1 | 1 | 7.3
07498348675 | UTP28CH1MBL | CuPatch Cord,Cat 5e,SD,1ft,BL,1f | The TX5e™ Cat 5e UTP Patch Cord is constructed of 28 AWG, unshielded, twisted pair, stranded, CM cable with Pan-Plug™ modular plugs on each end. The use of 28 AWG cable ensures that this patch cord has a small diameter, making it easy to install and work | PC | 1 | 10 | 1 | 1 | 7.3
07498343365 | UTP28CH1MBU | CuPatch Cord,Cat 5e,SD,1ft,BU,1f | The TX5e™ Cat 5e UTP Patch Cord is constructed of 28 AWG, unshielded, twisted pair, stranded, CM cable with Pan-Plug™ modular plugs on each end. The use of 28 AWG cable ensures that this patch cord has a small diameter, making it easy to install and work | PC | 1 | 10 | 1 | 1 | 7.3
07498348684 | UTP28CH1MGR | CuPatch Cord,Cat 5e,SD,1ft,GR,1f | The TX5e™ Cat 5e UTP Patch Cord is constructed of 28 AWG, unshielded, twisted pair, stranded, CM cable with Pan-Plug™ modular plugs on each end. The use of 28 AWG cable ensures that this patch cord has a small diameter, making it easy to install and work | PC | 1 | 10 | 1 | 1 | 7.3
07498395612 | UTP28CH1MGY | CuPatch Cord,Cat 5e,SD,1ft,GY,1f | Category 5e performance, 28 AWG UTP patch cord with Pan-Plug™ Modular Plugs on each end. Gray. 1 meter. | PC | 1 | 10 | 1 | 1 | 7.3
07498348699 | UTP28CH1MOR | CuPatch Cord,Cat 5e,SD,1ft,OR,1m | Category 5e performance, 28 AWG UTP patch cord with Pan-Plug™ Modular Plugs on each end. Orange. 1 meter. | PC | 1 | 10 | 1 | 1 | 7.3
07498348853 | UTP28CH1MRD | CuPatch Cord,Cat 5e,SD,1ft,RD,1m | The TX5e™ Cat 5e UTP Patch Cord is constructed of 28 AWG, unshielded, twisted pair, stranded, CM cable with Pan-Plug™ modular plugs on each end. The use of 28 AWG cable ensures that this patch cord has a small diameter, making it easy to install and work | PC | 1 | 10 | 1 | 1 | 7.3
07498348856 | UTP28CH1MVL | CuPatch Cord,Cat 5e,SD,1ft,VL,1m | Category 5e performance, 28 AWG UTP patch cord with Pan-Plug™ Modular Plugs on each end. Violet. 1 meter. | PC | 1 | 10 | 1 | 1 | 7.3
07498348911 | UTP28CH1MYL | CuPatch Cord,Cat 5e,SD,1ft,YL,1m | The TX5e™ Cat 5e UTP Patch Cord is constructed of 28 AWG, unshielded, twisted pair, stranded, CM cable with Pan-Plug™ modular plugs on each end. The use of 28 AWG cable ensures that this patch cord has a small diameter, making it easy to install and work | PC | 1 | 10 | 1 | 1 | 7.3
07498348548 | UTP28CH1OR | CuPatch Cord,Cat 5e,SD,1ft,OR,1f | Category 5e performance, 28 AWG UTP patch cord with Pan-Plug™ Modular Plugs on each end. Orange. 1 ft. | PC | 1 | 10 | 1 | 1 | 6.08
07498343933 | UTP28CH1OR-Q | Copper Patch Cord, Cat 5e (SD), 28 AWG, | Category 5e performance, 28 AWG UTP patch cord with Pan-Plug™ Modular Plugs on each end. | PC | 1 | 25 | 25 | 1 | 6.08
07498348549 | UTP28CH1RD | CuPatch Cord,Cat 5e,SD,1ft,RD,1f | The TX5e™ Cat 5e UTP Patch Cord is constructed of 28 AWG, unshielded, twisted pair, stranded, CM cable with Pan-Plug™ modular plugs on each end. The use of 28 AWG cable ensures that this patch cord has a small diameter, making it easy to install and work | PC | 1 | 10 | 1 | 1 | 6.08
07498343941 | UTP28CH1RD-Q | Copper Patch Cord, Cat 5e (SD), 28 AWG, | Category 5e performance, 28 AWG UTP patch cord with Pan-Plug™ Modular Plugs on each end. | PC | 1 | 25 | 25 | 1 | 6.08
07498348551 | UTP28CH1VL | CuPatch Cord,Cat 5e,SD,1ft,VL,1f | Category 5e performance, 28 AWG UTP patch cord with Pan-Plug™ Modular Plugs on each end. Violet. 1 ft. | PC | 1 | 10 | 1 | 1 | 6.08
07498343939 | UTP28CH1VL-Q | Copper Patch Cord, Cat 5e (SD), 28 AWG, | Category 5e performance, 28 AWG UTP patch cord with Pan-Plug™ Modular Plugs on each end. | PC | 1 | 25 | 25 | 1 | 6.08
07498348550 | UTP28CH1YL | CuPatch Cord,Cat 5e,SD,1ft,YL,1f | The TX5e™ Cat 5e UTP Patch Cord is constructed of 28 AWG, unshielded, twisted pair, stranded, CM cable with Pan-Plug™ modular plugs on each end. The use of 28 AWG cable ensures that this patch cord has a small diameter, making it easy to install and work | PC | 1 | 10 | 1 | 1 | 6.08
07498387853 | UTP28CH1YL-Q | CU Patch Crd,Cat 5e,SD,1ft,YL,Bulk25 | Copper Patch Cord, Cat 5e (SD), 28 AWG, Yellow CM/LSZH UTP Cable, 1 Ft, Bulk Packaged | PC | 1 | 25 | 25 | 1 | 6.08
07498341768 | UTP28CH2 | CU,Patch Cord,Cat 5e,SD,2ft,IW | The TX5e™ Cat 5e UTP Patch Cord is constructed of 28 AWG, unshielded, twisted pair, stranded, CM cable with Pan-Plug™ modular plugs on each end. The use of 28 AWG cable ensures that this patch cord has a small diameter, making it easy to install and work | PC | 1 | 10 | 1 | 1 | 6.62
07498343919 | UTP28CH2-Q | Copper Patch Cord, Cat 5e (SD), 28 AWG, | Category 5e performance, 28 AWG UTP patch cord with Pan-Plug™ Modular Plugs on each end. | PC | 1 | 25 | 25 | 1 | 6.62
07498343342 | UTP28CH2.5M | CU,Patch Cord,Cat 5e,SD,2.5m,IW | The TX5e™ Cat 5e UTP Patch Cord is constructed of 28 AWG, unshielded, twisted pair, stranded, CM cable with Pan-Plug™ modular plugs on each end. The use of 28 AWG cable ensures that this patch cord has a small diameter, making it easy to install and work | PC | 1 | 10 | 1 | 1 | 9.88
07498348913 | UTP28CH2.5MBL | CU,Patch Cord,Cat 5e,SD,2.5m,BL | The TX5e™ Cat 5e UTP Patch Cord is constructed of 28 AWG, unshielded, twisted pair, stranded, CM cable with Pan-Plug™ modular plugs on each end. The use of 28 AWG cable ensures that this patch cord has a small diameter, making it easy to install and work | PC | 1 | 10 | 1 | 1 | 9.88
07498343356 | UTP28CH2.5MBU | CU,Patch Cord,Cat 5e,SD,2.5m,BU | The TX5e™ Cat 5e UTP Patch Cord is constructed of 28 AWG, unshielded, twisted pair, stranded, CM cable with Pan-Plug™ modular plugs on each end. The use of 28 AWG cable ensures that this patch cord has a small diameter, making it easy to install and work | PC | 1 | 10 | 1 | 1 | 9.88
07498348921 | UTP28CH2.5MGR | CU,Patch Cord,Cat 5e,SD,2.5m,GR | The TX5e™ Cat 5e UTP Patch Cord is constructed of 28 AWG, unshielded, twisted pair, stranded, CM cable with Pan-Plug™ modular plugs on each end. The use of 28 AWG cable ensures that this patch cord has a small diameter, making it easy to install and work | PC | 1 | 10 | 1 | 1 | 9.88
07498395615 | UTP28CH2.5MGY | CU,Patch Cord,Cat 5e,SD,2.5m,GY | Category 5e performance, 28 AWG UTP patch cord with Pan-Plug™ Modular Plugs on each end. Gray. 2.5 meters. | PC | 1 | 10 | 1 | 1 | 9.88
07498348926 | UTP28CH2.5MOR | CU,Patch Cord,Cat 5e,SD,2.5m,OR | Category 5e performance, 28 AWG UTP patch cord with Pan-Plug™ Modular Plugs on each end. Orange. 2.5 meters. | PC | 1 | 10 | 1 | 1 | 9.88
07498348935 | UTP28CH2.5MRD | CU,Patch Cord,Cat 5e,SD,2.5m,RD | The TX5e™ Cat 5e UTP Patch Cord is constructed of 28 AWG, unshielded, twisted pair, stranded, CM cable with Pan-Plug™ modular plugs on each end. The use of 28 AWG cable ensures that this patch cord has a small diameter, making it easy to install and work | PC | 1 | 10 | 1 | 1 | 9.88
07498348942 | UTP28CH2.5MVL | CU,Patch Cord,Cat 5e,SD,2.5m,VL | Category 5e performance, 28 AWG UTP patch cord with Pan-Plug™ Modular Plugs on each end. Violet. 2.5 meters. | PC | 1 | 10 | 1 | 1 | 9.88
07498348948 | UTP28CH2.5MYL | CU,Patch Cord,Cat 5e,SD,2.5m,YL | The TX5e™ Cat 5e UTP Patch Cord is constructed of 28 AWG, unshielded, twisted pair, stranded, CM cable with Pan-Plug™ modular plugs on each end. The use of 28 AWG cable ensures that this patch cord has a small diameter, making it easy to install and work | PC | 1 | 10 | 1 | 1 | 9.88
07498341802 | UTP28CH20 | CU Patch Crd,Cat 5e,SD,20ft,IW | The TX5e™ Cat 5e UTP Patch Cord is constructed of 28 AWG, unshielded, twisted pair, stranded, CM cable with Pan-Plug™ modular plugs on each end. The use of 28 AWG cable ensures that this patch cord has a small diameter, making it easy to install and work | PC | 1 | 10 | 1 | 1 | 16.08
07498347996 | UTP28CH20-Q | Copper Patch Cord, Cat 5e (SD), 28 AWG, | Category 5e performance, 28 AWG UTP patch cord with Pan-Plug™ Modular Plugs on each end. | PC | 1 | 25 | 25 | 1 | 16.08
07498348652 | UTP28CH20BL | CU Patch Crd,Cat 5e,SD,20ft,BL | The TX5e™ Cat 5e UTP Patch Cord is constructed of 28 AWG, unshielded, twisted pair, stranded, CM cable with Pan-Plug™ modular plugs on each end. The use of 28 AWG cable ensures that this patch cord has a small diameter, making it easy to install and work | PC | 1 | 10 | 1 | 1 | 16.08
07498347998 | UTP28CH20BL-Q | Copper Patch Cord, Cat 5e (SD), 28 AWG, | Category 5e performance, 28 AWG UTP patch cord with Pan-Plug™ Modular Plugs on each end. | PC | 1 | 25 | 25 | 1 | 16.08
07498341809 | UTP28CH20BU | CU Patch Crd,Cat 5e,SD,20ft,BU | The TX5e™ Cat 5e UTP Patch Cord is constructed of 28 AWG, unshielded, twisted pair, stranded, CM cable with Pan-Plug™ modular plugs on each end. The use of 28 AWG cable ensures that this patch cord has a small diameter, making it easy to install and work | PC | 1 | 10 | 1 | 1 | 16.08
07498347999 | UTP28CH20BU-Q | Copper Patch Cord, Cat 5e (SD), 28 AWG, | Category 5e performance, 28 AWG UTP patch cord with Pan-Plug™ Modular Plugs on each end. | PC | 1 | 25 | 25 | 1 | 16.08
07498348656 | UTP28CH20GR | CU Patch Crd,Cat 5e,SD,20ft,GR | The TX5e™ Cat 5e UTP Patch Cord is constructed of 28 AWG, unshielded, twisted pair, stranded, CM cable with Pan-Plug™ modular plugs on each end. The use of 28 AWG cable ensures that this patch cord has a small diameter, making it easy to install and work | PC | 1 | 10 | 1 | 1 | 16.08
07498348000 | UTP28CH20GR-Q | Copper Patch Cord, Cat 5e (SD), 28 AWG, | Category 5e performance, 28 AWG UTP patch cord with Pan-Plug™ Modular Plugs on each end. | PC | 1 | 25 | 25 | 1 | 16.08
07498395610 | UTP28CH20GY | CU Patch Crd,Cat 5e,SD,20ft,GY | Category 5e, 28 AWG UTP patch cord with Pan-Plug™ Modular Plugs on each end. | PC | 1 | 10 | 1 | 1 | 16.08
07498345230 | UTP28CH20M | CU Patch Crd,Cat 5e,SD,20m,IW | Copper Patch Cord, Cat 5e (SD), 28 AWG, Off White CM/LSZH UTP Cable, 20m | PC | 1 | 10 | 1 | 1 | 40.1
07498347119 | UTP28CH20MBL | CU Patch Crd,Cat 5e,SD,20m,BL | Copper Patch Cord, Cat 5e (SD), 28 AWG, Black CM/LSZH UTP Cable, 20m | PC | 1 | 10 | 1 | 1 | 40.1
07498347120 | UTP28CH20MBU | CU Patch Crd,Cat 5e,SD,20m,BU | Copper Patch Cord, Cat 5e (SD), 28 AWG, Blue CM/LSZH UTP Cable, 20m | PC | 1 | 10 | 1 | 1 | 40.1
07498347122 | UTP28CH20MGR | CU Patch Crd,Cat 5e,SD,20m,GR | Category 5e performance, 28 AWG UTP patch cord with Pan-Plug™ Modular Plugs on each end. | PC | 1 | 10 | 1 | 1 | 40.1
07498347121 | UTP28CH20MGY | CU Patch Crd,Cat 5e,SD,2.5m,GY | Copper Patch Cord, Cat 5e (SD), 28 AWG, Gray CM/LSZH UTP Cable, 20m | PC | 1 | 10 | 1 | 1 | 40.1
07498347123 | UTP28CH20MOR | CU Patch Crd,Cat 5e,SD,2.5m,OR | Copper Patch Cord, Cat 5e (SD), 28 AWG, Orange CM/LSZH UTP Cable, 20m | PC | 1 | 10 | 1 | 1 | 40.1
07498347124 | UTP28CH20MRD | CU Patch Crd,Cat 5e,SD,2.5m,RD | Copper Patch Cord, Cat 5e (SD), 28 AWG, Red CM/LSZH UTP Cable, 20m | PC | 1 | 10 | 1 | 1 | 40.1
07498347125 | UTP28CH20MVL | CU Patch Crd,Cat 5e,SD,2.5m,VL | Copper Patch Cord, Cat 5e (SD), 28 AWG, Violet CM/LSZH UTP Cable, 20m | PC | 1 | 10 | 1 | 1 | 40.1
07498347126 | UTP28CH20MYL | CU Patch Crd,Cat 5e,SD,20m,YL | Copper Patch Cord, Cat 5e (SD), 28 AWG, Yellow CM/LSZH UTP Cable, 20m | PC | 1 | 10 | 1 | 1 | 40.1
07498348660 | UTP28CH20OR | CU Patch Crd,Cat 5e,SD,20ft,OR | Category 5e, 28 AWG UTP patch cord with Pan-Plug™ Modular Plugs on each end. | PC | 1 | 10 | 1 | 1 | 16.08
07498348002 | UTP28CH20OR-Q | Copper Patch Cord, Cat 5e (SD), 28 AWG, | Category 5e performance, 28 AWG UTP patch cord with Pan-Plug™ Modular Plugs on each end. | PC | 1 | 25 | 25 | 1 | 16.08
07498348664 | UTP28CH20RD | CU Patch Crd,Cat 5e,SD,20ft,RD | The TX5e™ Cat 5e UTP Patch Cord is constructed of 28 AWG, unshielded, twisted pair, stranded, CM cable with Pan-Plug™ modular plugs on each end. The use of 28 AWG cable ensures that this patch cord has a small diameter, making it easy to install and work | PC | 1 | 10 | 1 | 1 | 16.08
07498348003 | UTP28CH20RD-Q | Copper Patch Cord, Cat 5e (SD), 28 AWG, | Category 5e performance, 28 AWG UTP patch cord with Pan-Plug™ Modular Plugs on each end. | PC | 1 | 25 | 25 | 1 | 16.08
07498348668 | UTP28CH20VL | CU Patch Crd,Cat 5e,SD,20ft,VL | Category 5e, 28 AWG UTP patch cord with Pan-Plug™ Modular Plugs on each end. | PC | 1 | 10 | 1 | 1 | 16.08
07498348042 | UTP28CH20VL-Q | Copper Patch Cord, Cat 5e (SD), 28 AWG, | Category 5e performance, 28 AWG UTP patch cord with Pan-Plug™ Modular Plugs on each end. | PC | 1 | 25 | 25 | 1 | 16.08
07498348672 | UTP28CH20YL | CU Patch Crd,Cat 5e,SD,20ft,YL | The TX5e™ Cat 5e UTP Patch Cord is constructed of 28 AWG, unshielded, twisted pair, stranded, CM cable with Pan-Plug™ modular plugs on each end. The use of 28 AWG cable ensures that this patch cord has a small diameter, making it easy to install and work | PC | 1 | 10 | 1 | 1 | 16.08
07498348036 | UTP28CH20YL-Q | Copper Patch Cord, Cat 5e (SD), 28 AWG, | Category 5e performance, 28 AWG UTP patch cord with Pan-Plug™ Modular Plugs on each end. | PC | 1 | 25 | 25 | 1 | 16.08
07498345098 | UTP28CH21 | CU Patch Crd,Cat 5e,SD,21ft,IW | Copper Patch Cord, Cat 5e (SD), 28 AWG, Off White CM/LSZH UTP Cable, 21ft | PC | 1 | 10 | 1 | 1 | 16.62
07498345581 | UTP28CH21BL | CU Patch Crd,Cat 5e,SD,21ft,BL | Copper Patch Cord, Cat 5e (SD), 28 AWG, Black CM/LSZH UTP Cable, 21ft | PC | 1 | 10 | 1 | 1 | 16.62
07498345578 | UTP28CH21BU | CU Patch Crd,Cat 5e,SD,21ft,BU | Copper Patch Cord, Cat 5e (SD), 28 AWG, Blue CM/LSZH UTP Cable, 21 Ft | PC | 1 | 10 | 1 | 1 | 16.62
07498345593 | UTP28CH21GR | CU Patch Crd,Cat 5e,SD,21ft,GR | Category 5e performance, 28 AWG UTP patch cord with Pan-Plug™ Modular Plugs on each end. | PC | 1 | 10 | 1 | 1 | 16.62
07498345592 | UTP28CH21GY | CU Patch Crd,Cat 5e,SD,2.5m,GY | Copper Patch Cord, Cat 5e (SD), 28 AWG, Gray CM/LSZH UTP Cable, 21 Ft | PC | 1 | 10 | 1 | 1 | 16.62
07498345594 | UTP28CH21OR | CU Patch Crd,Cat 5e,SD,2.5m,OR | Copper Patch Cord, Cat 5e (SD), 28 AWG, Orange CM/LSZH UTP Cable, 21 Ft | PC | 1 | 10 | 1 | 1 | 16.62
07498345595 | UTP28CH21RD | CU Patch Crd,Cat 5e,SD,2.5m,RD | Copper Patch Cord, Cat 5e (SD), 28 AWG, Red CM/LSZH UTP Cable, 21 Ft | PC | 1 | 10 | 1 | 1 | 16.62
07498345596 | UTP28CH21VL | CU Patch Crd,Cat 5e,SD,2.5m,VL | Copper Patch Cord, Cat 5e (SD), 28 AWG, Violet CM/LSZH UTP Cable, 21 Ft | PC | 1 | 10 | 1 | 1 | 16.62
07498345597 | UTP28CH21YL | CU Patch Crd,Cat 5e,SD,21ft,YL | Copper Patch Cord, Cat 5e (SD), 28 AWG, Yellow CM/LSZH UTP Cable, 21 Ft | PC | 1 | 10 | 1 | 1 | 16.62
07498345115 | UTP28CH22 | CU Patch Crd,Cat 5e,SD,22ft,IW | Copper Patch Cord, Cat 5e (SD), 28 AWG, Off White CM/LSZH UTP Cable, 22ft | PC | 1 | 10 | 1 | 1 | 17.12
07498345604 | UTP28CH22BL | CU Patch Crd,Cat 5e,SD,22ft,BL | Copper Patch Cord, Cat 5e (SD), 28 AWG, Black CM/LSZH UTP Cable, 22 Ft | PC | 1 | 10 | 1 | 1 | 17.12
07498345605 | UTP28CH22BU | CU Patch Crd,Cat 5e,SD,22ft,BU | Copper Patch Cord, Cat 5e (SD), 28 AWG, Blue CM/LSZH UTP Cable, 22 Ft | PC | 1 | 10 | 1 | 1 | 17.12
07498345607 | UTP28CH22GR | CU Patch Crd,Cat 5e,SD,22ft,GR | Category 5e performance, 28 AWG UTP patch cord with Pan-Plug™ Modular Plugs on each end. | PC | 1 | 10 | 1 | 1 | 17.12
07498345606 | UTP28CH22GY | CU Patch Crd,Cat 5e,SD,22ft,GY | Copper Patch Cord, Cat 5e (SD), 28 AWG, Gray CM/LSZH UTP Cable, 22 Ft | PC | 1 | 10 | 1 | 1 | 17.12
07498345608 | UTP28CH22OR | CU Patch Crd,Cat 5e,SD,22ft,OR | Copper Patch Cord, Cat 5e (SD), 28 AWG, Orange CM/LSZH UTP Cable, 22 Ft | PC | 1 | 10 | 1 | 1 | 17.12
07498345610 | UTP28CH22RD | CU Patch Crd,Cat 5e,SD,22ft,RD | Copper Patch Cord, Cat 5e (SD), 28 AWG, Red CM/LSZH UTP Cable, 22ft | PC | 1 | 10 | 1 | 1 | 17.12
07498345611 | UTP28CH22VL | CU Patch Crd,Cat 5e,SD,22ft,VL | Copper Patch Cord, Cat 5e (SD), 28 AWG, Violet CM/LSZH UTP Cable, 22 Ft | PC | 1 | 10 | 1 | 1 | 17.12
07498345612 | UTP28CH22YL | CU Patch Crd,Cat 5e,SD,22ft,YL | Copper Patch Cord, Cat 5e (SD), 28 AWG, Yellow CM/LSZH UTP Cable, 22ft | PC | 1 | 10 | 1 | 1 | 17.12
07498345124 | UTP28CH23 | CU Patch Crd,Cat 5e,SD,23ft,IW | Copper Patch Cord, Cat 5e (SD), 28 AWG, Off White CM/LSZH UTP Cable, 23 Ft | PC | 1 | 10 | 1 | 1 | 17.66
07498345613 | UTP28CH23BL | CU Patch Crd,Cat 5e,SD,23ft,BL | Copper Patch Cord, Cat 5e (SD), 28 AWG, Black CM/LSZH UTP Cable, 23 Ft | PC | 1 | 10 | 1 | 1 | 17.66
07498345614 | UTP28CH23BU | CU Patch Crd,Cat 5e,SD,23ft,BU | Copper Patch Cord, Cat 5e (SD), 28 AWG, Blue CM/LSZH UTP Cable, 23ft | PC | 1 | 10 | 1 | 1 | 17.66
07498345616 | UTP28CH23GR | CU Patch Crd,Cat 5e,SD,23ft,GR | Category 5e performance, 28 AWG UTP patch cord with Pan-Plug™ Modular Plugs on each end. | PC | 1 | 10 | 1 | 1 | 17.66
07498345615 | UTP28CH23GY | CU Patch Crd,Cat 5e,SD,23ft,GY | Copper Patch Cord, Cat 5e (SD), 28 AWG, Gray CM/LSZH UTP Cable, 23 Ft | PC | 1 | 10 | 1 | 1 | 17.66
07498345617 | UTP28CH23OR | CU Patch Crd,Cat 5e,SD,23ft,OR | Copper Patch Cord, Cat 5e (SD), 28 AWG, Orange CM/LSZH UTP Cable, 23 Ft | PC | 1 | 10 | 1 | 1 | 17.66
07498345618 | UTP28CH23RD | CU Patch Crd,Cat 5e,SD,23ft,RD | Copper Patch Cord, Cat 5e (SD), 28 AWG, Red CM/LSZH UTP Cable, 23 Ft | PC | 1 | 10 | 1 | 1 | 17.66
07498345620 | UTP28CH23VL | CU Patch Crd,Cat 5e,SD,23ft,VL | Copper Patch Cord, Cat 5e (SD), 28 AWG, Violet CM/LSZH UTP Cable, 23ft | PC | 1 | 10 | 1 | 1 | 17.66
07498345619 | UTP28CH23YL | CU Patch Crd,Cat 5e,SD,23ft,YL | Copper Patch Cord, Cat 5e (SD), 28 AWG, Yellow CM/LSZH UTP Cable, 23 Ft | PC | 1 | 10 | 1 | 1 | 17.66
07498345125 | UTP28CH24 | CU Patch Crd,Cat 5e,SD,24ft,IW | Copper Patch Cord, Cat 5e (SD), 28 AWG, Off White CM/LSZH UTP Cable, 24 Ft | PC | 1 | 10 | 1 | 1 | 18.18
07498345628 | UTP28CH24BL | CU Patch Crd,Cat 5e,SD,24ft,BL | Copper Patch Cord, Cat 5e (SD), 28 AWG, Black CM/LSZH UTP Cable, 24ft | PC | 1 | 10 | 1 | 1 | 18.18
07498345629 | UTP28CH24BU | CU Patch Crd,Cat 5e,SD,24ft,BU | Copper Patch Cord, Cat 5e (SD), 28 AWG, Blue CM/LSZH UTP Cable, 24 Ft | PC | 1 | 10 | 1 | 1 | 18.18
07498345631 | UTP28CH24GR | CU Patch Crd,Cat 5e,SD,24ft,GR | Category 5e performance, 28 AWG UTP patch cord with Pan-Plug™ Modular Plugs on each end. | PC | 1 | 10 | 1 | 1 | 18.18
07498345630 | UTP28CH24GY | CU Patch Crd,Cat 5e,SD,24ft,GY | Copper Patch Cord, Cat 5e (SD), 28 AWG, Gray CM/LSZH UTP Cable, 24 Ft | PC | 1 | 10 | 1 | 1 | 18.18
07498345634 | UTP28CH24OR | CU Patch Crd,Cat 5e,SD,24ft,OR | Copper Patch Cord, Cat 5e (SD), 28 AWG, Orange CM/LSZH UTP Cable, 24ft | PC | 1 | 10 | 1 | 1 | 18.18
07498345635 | UTP28CH24RD | CU Patch Crd,Cat 5e,SD,24ft,RD | Copper Patch Cord, Cat 5e (SD), 28 AWG, Red CM/LSZH UTP Cable, 24 Ft | PC | 1 | 10 | 1 | 1 | 18.18
07498345636 | UTP28CH24VL | CU Patch Crd,Cat 5e,SD,24ft,VL | Copper Patch Cord, Cat 5e (SD), 28 AWG, Violet CM/LSZH UTP Cable, 24ft | PC | 1 | 10 | 1 | 1 | 18.18
07498345637 | UTP28CH24YL | CU Patch Crd,Cat 5e,SD,24ft,YL | Copper Patch Cord, Cat 5e (SD), 28 AWG, Yellow CM/LSZH UTP Cable, 24 Ft | PC | 1 | 10 | 1 | 1 | 18.18
07498345141 | UTP28CH25 | CU Patch Crd,Cat 5e,SD,25ft,IW | The TX5e™ Cat 5e UTP Patch Cord is constructed of 28 AWG, unshielded, twisted pair, stranded, CM cable with Pan-Plug™ modular plugs on each end. The use of 28 AWG cable ensures that this patch cord has a small diameter, making it easy to install and work | PC | 1 | 10 | 1 | 1 | 18.7
07498345648 | UTP28CH25BL | CU Patch Crd,Cat 5e,SD,25ft,BL | The TX5e™ Cat 5e UTP Patch Cord is constructed of 28 AWG, unshielded, twisted pair, stranded, CM cable with Pan-Plug™ modular plugs on each end. The use of 28 AWG cable ensures that this patch cord has a small diameter, making it easy to install and work | PC | 1 | 10 | 1 | 1 | 18.7
07498345649 | UTP28CH25BU | CU Patch Crd,Cat 5e,SD,25ft,BU | The TX5e™ Cat 5e UTP Patch Cord is constructed of 28 AWG, unshielded, twisted pair, stranded, CM cable with Pan-Plug™ modular plugs on each end. The use of 28 AWG cable ensures that this patch cord has a small diameter, making it easy to install and work | PC | 1 | 10 | 1 | 1 | 18.7
07498345651 | UTP28CH25GR | CU Patch Crd,Cat 5e,SD,25ft,GR | The TX5e™ Cat 5e UTP Patch Cord is constructed of 28 AWG, unshielded, twisted pair, stranded, CM cable with Pan-Plug™ modular plugs on each end. The use of 28 AWG cable ensures that this patch cord has a small diameter, making it easy to install and work | PC | 1 | 10 | 1 | 1 | 18.7
07498345650 | UTP28CH25GY | CU Patch Crd,Cat 5e,SD,25ft,GY | Copper Patch Cord, Cat 5e (SD), 28 AWG, Gray CM/LSZH UTP Cable, 25 Ft | PC | 1 | 10 | 1 | 1 | 18.7
07498345394 | UTP28CH25M | CU Patch Crd,Cat 5e,SD,25m,IW | Copper Patch Cord, Cat 5e (SD), 28 AWG, Off White CM/LSZH UTP Cable, 25m | PC | 1 | 10 | 1 | 1 | 48.74
07498347159 | UTP28CH25MBL | CU Patch Crd,Cat 5e,SD,25m,BL | Copper Patch Cord, Cat 5e (SD), 28 AWG, Black CM/LSZH UTP Cable, 25m | PC | 1 | 10 | 1 | 1 | 48.74
07498347160 | UTP28CH25MBU | CU Patch Crd,Cat 5e,SD,25m,BU | Copper Patch Cord, Cat 5e (SD), 28 AWG, Blue CM/LSZH UTP Cable, 25m | PC | 1 | 10 | 1 | 1 | 48.74
07498347162 | UTP28CH25MGR | CU Patch Crd,Cat 5e,SD,25m,GR | Category 5e performance, 28 AWG UTP patch cord with Pan-Plug™ Modular Plugs on each end. | PC | 1 | 10 | 1 | 1 | 48.74
07498347161 | UTP28CH25MGY | CU Patch Crd,Cat 5e,SD,25m,GY | Copper Patch Cord, Cat 5e (SD), 28 AWG, Gray CM/LSZH UTP Cable, 25m | PC | 1 | 10 | 1 | 1 | 48.74
07498347163 | UTP28CH25MOR | CU Patch Crd,Cat 5e,SD,25m,OR | Copper Patch Cord, Cat 5e (SD), 28 AWG, Orange CM/LSZH UTP Cable, 25m | PC | 1 | 10 | 1 | 1 | 48.74
07498347164 | UTP28CH25MRD | CU Patch Crd,Cat 5e,SD,25m,RD | Copper Patch Cord, Cat 5e (SD), 28 AWG, Red CM/LSZH UTP Cable, 25m | PC | 1 | 10 | 1 | 1 | 48.74
07498347165 | UTP28CH25MVL | CU Patch Crd,Cat 5e,SD,25m,VL | Copper Patch Cord, Cat 5e (SD), 28 AWG, Violet CM/LSZH UTP Cable, 25m | PC | 1 | 10 | 1 | 1 | 48.74
07498347166 | UTP28CH25MYL | CU Patch Crd,Cat 5e,SD,25m,YL | Copper Patch Cord, Cat 5e (SD), 28 AWG, Yellow CM/LSZH UTP Cable, 25m | PC | 1 | 10 | 1 | 1 | 48.74
07498345652 | UTP28CH25OR | CU Patch Crd,Cat 5e,SD,25ft,OR | Copper Patch Cord, Cat 5e (SD), 28 AWG, Orange CM/LSZH UTP Cable, 25 Ft | PC | 1 | 10 | 1 | 1 | 18.7
07498345653 | UTP28CH25RD | CU Patch Crd,Cat 5e,SD,25ft,RD | The TX5e™ Cat 5e UTP Patch Cord is constructed of 28 AWG, unshielded, twisted pair, stranded, CM cable with Pan-Plug™ modular plugs on each end. The use of 28 AWG cable ensures that this patch cord has a small diameter, making it easy to install and work | PC | 1 | 10 | 1 | 1 | 18.7
07498345655 | UTP28CH25VL | CU Patch Crd,Cat 5e,SD,25ft,VL | Copper Patch Cord, Cat 5e (SD), 28 AWG, Violet CM/LSZH UTP Cable, 25 Ft | PC | 1 | 10 | 1 | 1 | 18.7
07498345654 | UTP28CH25YL | CU Patch Crd,Cat 5e,SD,25ft,YL | The TX5e™ Cat 5e UTP Patch Cord is constructed of 28 AWG, unshielded, twisted pair, stranded, CM cable with Pan-Plug™ modular plugs on each end. The use of 28 AWG cable ensures that this patch cord has a small diameter, making it easy to install and work | PC | 1 | 10 | 1 | 1 | 18.7
07498345142 | UTP28CH26 | CU Patch Crd,Cat 5e,SD,26ft,IW | Copper Patch Cord, Cat 5e (SD), 28 AWG, Off White CM/LSZH UTP Cable, 26ft | PC | 1 | 10 | 1 | 1 | 19.22
07498345664 | UTP28CH26BL | CU Patch Crd,Cat 5e,SD,26ft,BL | Copper Patch Cord, Cat 5e (SD), 28 AWG, Black CM/LSZH UTP Cable, 26 Ft | PC | 1 | 10 | 1 | 1 | 19.22
07498345666 | UTP28CH26BU | CU Patch Crd,Cat 5e,SD,26ft,BU | Copper Patch Cord, Cat 5e (SD), 28 AWG, Blue CM/LSZH UTP Cable, 26ft | PC | 1 | 10 | 1 | 1 | 19.22
07498345668 | UTP28CH26GR | CU Patch Crd,Cat 5e,SD,26ft,GR | Category 5e performance, 28 AWG UTP patch cord with Pan-Plug™ Modular Plugs on each end. | PC | 1 | 10 | 1 | 1 | 19.22
07498345667 | UTP28CH26GY | CU Patch Crd,Cat 5e,SD,26ft,GY | Copper Patch Cord, Cat 5e (SD), 28 AWG, Gray CM/LSZH UTP Cable, 26ft | PC | 1 | 10 | 1 | 1 | 19.22
07498345669 | UTP28CH26OR | CU Patch Crd,Cat 5e,SD,26ft,OR | Copper Patch Cord, Cat 5e (SD), 28 AWG, Orange CM/LSZH UTP Cable, 26 Ft | PC | 1 | 10 | 1 | 1 | 19.22
07498345670 | UTP28CH26RD | CU Patch Crd,Cat 5e,SD,26ft,RD | Copper Patch Cord, Cat 5e (SD), 28 AWG, Red CM/LSZH UTP Cable, 26 Ft | PC | 1 | 10 | 1 | 1 | 19.22
07498345671 | UTP28CH26VL | CU Patch Crd,Cat 5e,SD,26ft,VL | Copper Patch Cord, Cat 5e (SD), 28 AWG, Violet CM/LSZH UTP Cable, 26ft | PC | 1 | 10 | 1 | 1 | 19.22
07498345672 | UTP28CH26YL | CU Patch Crd,Cat 5e,SD,26ft,YL | Copper Patch Cord, Cat 5e (SD), 28 AWG, Yellow CM/LSZH UTP Cable, 26 Ft | PC | 1 | 10 | 1 | 1 | 19.22
07498345144 | UTP28CH27 | CU Patch Crd,Cat 5e,SD,27ft,IW | Copper Patch Cord, Cat 5e (SD), 28 AWG, Off White CM/LSZH UTP Cable, 27ft | PC | 1 | 10 | 1 | 1 | 19.78
07498345682 | UTP28CH27BL | CU Patch Crd,Cat 5e,SD,27ft,BL | Copper Patch Cord, Cat 5e (SD), 28 AWG, Black CM/LSZH UTP Cable, 27 Ft | PC | 1 | 10 | 1 | 1 | 19.78
07498345674 | UTP28CH27BU | CU Patch Crd,Cat 5e,SD,27ft,BU | Copper Patch Cord, Cat 5e (SD), 28 AWG, Blue CM/LSZH UTP Cable, 27 Ft | PC | 1 | 10 | 1 | 1 | 19.78
07498345756 | UTP28CH27GR | CU Patch Crd,Cat 5e,SD,27ft,GR | Category 5e performance, 28 AWG UTP patch cord with Pan-Plug™ Modular Plugs on each end. | PC | 1 | 10 | 1 | 1 | 19.78
07498345754 | UTP28CH27GY | CU Patch Crd,Cat 5e,SD,27ft,GY | Copper Patch Cord, Cat 5e (SD), 28 AWG, Gray CM/LSZH UTP Cable, 27 Ft | PC | 1 | 10 | 1 | 1 | 19.78
07498345796 | UTP28CH27OR | CU Patch Crd,Cat 5e,SD,27ft,OR | Copper Patch Cord, Cat 5e (SD), 28 AWG, Orange CM/LSZH UTP Cable, 27 Ft | PC | 1 | 10 | 1 | 1 | 19.78
07498345804 | UTP28CH27RD | CU Patch Crd,Cat 5e,SD,27ft,RD | Copper Patch Cord, Cat 5e (SD), 28 AWG, Red CM/LSZH UTP Cable, 27 Ft | PC | 1 | 10 | 1 | 1 | 19.78
07498345822 | UTP28CH27VL | CU Patch Crd,Cat 5e,SD,27ft,VL | Copper Patch Cord, Cat 5e (SD), 28 AWG, Violet CM/LSZH UTP Cable, 27 Ft | PC | 1 | 10 | 1 | 1 | 19.78
07498345819 | UTP28CH27YL | CU Patch Crd,Cat 5e,SD,27ft,YL | Copper Patch Cord, Cat 5e (SD), 28 AWG, Yellow CM/LSZH UTP Cable, 27 Ft | PC | 1 | 10 | 1 | 1 | 19.78
07498345145 | UTP28CH28 | CU Patch Crd,Cat 5e,SD,28ft,IW | Copper Patch Cord, Cat 5e (SD), 28 AWG, Off White CM/LSZH UTP Cable, 28ft | PC | 1 | 10 | 1 | 1 | 20.32
07498345824 | UTP28CH28BL | CU Patch Crd,Cat 5e,SD,28ft,BL | Copper Patch Cord, Cat 5e (SD), 28 AWG, Black CM/LSZH UTP Cable, 28 Ft | PC | 1 | 10 | 1 | 1 | 20.32
07498345825 | UTP28CH28BU | CU Patch Crd,Cat 5e,SD,28ft,BU | Copper Patch Cord, Cat 5e (SD), 28 AWG, Blue CM/LSZH UTP Cable, 28 Ft | PC | 1 | 10 | 1 | 1 | 20.32
07498345830 | UTP28CH28GR | CU Patch Crd,Cat 5e,SD,28ft,GR | Category 5e performance, 28 AWG UTP patch cord with Pan-Plug™ Modular Plugs on each end. | PC | 1 | 10 | 1 | 1 | 20.32
07498345826 | UTP28CH28GY | CU Patch Crd,Cat 5e,SD,28ft,GY | Copper Patch Cord, Cat 5e (SD), 28 AWG, Gray CM/LSZH UTP Cable, 28 Ft | PC | 1 | 10 | 1 | 1 | 20.32
07498345833 | UTP28CH28OR | CU Patch Crd,Cat 5e,SD,28ft,OR | Copper Patch Cord, Cat 5e (SD), 28 AWG, Orange CM/LSZH UTP Cable, 28 Ft | PC | 1 | 10 | 1 | 1 | 20.32
07498345834 | UTP28CH28RD | CU Patch Crd,Cat 5e,SD,28ft,RD | Copper Patch Cord, Cat 5e (SD), 28 AWG, Red CM/LSZH UTP Cable, 28 Ft | PC | 1 | 10 | 1 | 1 | 20.32
07498345837 | UTP28CH28VL | CU Patch Crd,Cat 5e,SD,28ft,VL | Copper Patch Cord, Cat 5e (SD), 28 AWG, Violet CM/LSZH UTP Cable, 28 Ft | PC | 1 | 10 | 1 | 1 | 20.32
07498345836 | UTP28CH28YL | CU Patch Crd,Cat 5e,SD,28ft,YL | Copper Patch Cord, Cat 5e (SD), 28 AWG, Yellow CM/LSZH UTP Cable, 28 Ft | PC | 1 | 10 | 1 | 1 | 20.32
07498345146 | UTP28CH29 | CU Patch Crd,Cat 5e,SD,29ft,IW | Copper Patch Cord, Cat 5e (SD), 28 AWG, Off White CM/LSZH UTP Cable, 29 Ft | PC | 1 | 10 | 1 | 1 | 20.82
07498345838 | UTP28CH29BL | CU Patch Crd,Cat 5e,SD,29ft,BL | Copper Patch Cord, Cat 5e (SD), 28 AWG, Black CM/LSZH UTP Cable, 29 Ft | PC | 1 | 10 | 1 | 1 | 20.82
07498345839 | UTP28CH29BU | CU Patch Crd,Cat 5e,SD,29ft,BU | Copper Patch Cord, Cat 5e (SD), 28 AWG, Blue CM/LSZH UTP Cable, 29 Ft | PC | 1 | 10 | 1 | 1 | 20.82
07498345843 | UTP28CH29GR | CU Patch Crd,Cat 5e,SD,29ft,GR | Category 5e performance, 28 AWG UTP patch cord with Pan-Plug™ Modular Plugs on each end. | PC | 1 | 10 | 1 | 1 | 20.82
07498345842 | UTP28CH29GY | CU Patch Crd,Cat 5e,SD,29ft,GY | Copper Patch Cord, Cat 5e (SD), 28 AWG, Gray CM/LSZH UTP Cable, 29ft | PC | 1 | 10 | 1 | 1 | 20.82
07498345855 | UTP28CH29OR | CU Patch Crd,Cat 5e,SD,29ft,OR | Copper Patch Cord, Cat 5e (SD), 28 AWG, Orange CM/LSZH UTP Cable, 29ft | PC | 1 | 10 | 1 | 1 | 20.82
07498345856 | UTP28CH29RD | CU Patch Crd,Cat 5e,SD,29ft,RD | Copper Patch Cord, Cat 5e (SD), 28 AWG, Red CM/LSZH UTP Cable, 29ft | PC | 1 | 10 | 1 | 1 | 20.82
07498345863 | UTP28CH29VL | CU Patch Crd,Cat 5e,SD,29ft,VL | Copper Patch Cord, Cat 5e (SD), 28 AWG, Violet CM/LSZH UTP Cable, 29 Ft | PC | 1 | 10 | 1 | 1 | 20.82
07498345867 | UTP28CH29YL | CU Patch Crd,Cat 5e,SD,29ft,YL | Copper Patch Cord, Cat 5e (SD), 28 AWG, Yellow CM/LSZH UTP Cable, 29 Ft | PC | 1 | 10 | 1 | 1 | 20.82
07498348552 | UTP28CH2BL | CU,Patch Cord,Cat 5e,SD,2ft,BL | The TX5e™ Cat 5e UTP Patch Cord is constructed of 28 AWG, unshielded, twisted pair, stranded, CM cable with Pan-Plug™ modular plugs on each end. The use of 28 AWG cable ensures that this patch cord has a small diameter, making it easy to install and work | PC | 1 | 10 | 1 | 1 | 6.62
07498343946 | UTP28CH2BL-Q | Copper Patch Cord, Cat 5e (SD), 28 AWG, | Category 5e performance, 28 AWG UTP patch cord with Pan-Plug™ Modular Plugs on each end. | PC | 1 | 25 | 25 | 1 | 6.62
07498341776 | UTP28CH2BU | CU,Patch Cord,Cat 5e,SD,2ft,BU | The TX5e™ Cat 5e UTP Patch Cord is constructed of 28 AWG, unshielded, twisted pair, stranded, CM cable with Pan-Plug™ modular plugs on each end. The use of 28 AWG cable ensures that this patch cord has a small diameter, making it easy to install and work | PC | 1 | 10 | 1 | 1 | 6.62
07498343948 | UTP28CH2BU-Q | Copper Patch Cord, Cat 5e (SD), 28 AWG, | Category 5e performance, 28 AWG UTP patch cord with Pan-Plug™ Modular Plugs on each end. | PC | 1 | 25 | 25 | 1 | 6.62
07498348558 | UTP28CH2GR | CU,Patch Cord,Cat 5e,SD,2ft,GR | The TX5e™ Cat 5e UTP Patch Cord is constructed of 28 AWG, unshielded, twisted pair, stranded, CM cable with Pan-Plug™ modular plugs on each end. The use of 28 AWG cable ensures that this patch cord has a small diameter, making it easy to install and work | PC | 1 | 10 | 1 | 1 | 6.62
07498343949 | UTP28CH2GR-Q | Copper Patch Cord, Cat 5e (SD), 28 AWG, | Category 5e performance, 28 AWG UTP patch cord with Pan-Plug™ Modular Plugs on each end. | PC | 1 | 25 | 25 | 1 | 6.62
07498395589 | UTP28CH2GY | CU,Patch Cord,Cat 5e,SD,2ft,GY | Category 5e performance, 28 AWG UTP patch cord with Pan-Plug™ Modular Plugs on each end. Gray. 2 ft. | PC | 1 | 10 | 1 | 1 | 6.62
07498343373 | UTP28CH2M | CU,Patch Cord,Cat 5e,SD,2m,IW | The TX5e™ Cat 5e UTP Patch Cord is constructed of 28 AWG, unshielded, twisted pair, stranded, CM cable with Pan-Plug™ modular plugs on each end. The use of 28 AWG cable ensures that this patch cord has a small diameter, making it easy to install and work | PC | 1 | 10 | 1 | 1 | 9
07498348678 | UTP28CH2MBL | CU,Patch Cord,Cat 5e,SD,2m,BL | The TX5e™ Cat 5e UTP Patch Cord is constructed of 28 AWG, unshielded, twisted pair, stranded, CM cable with Pan-Plug™ modular plugs on each end. The use of 28 AWG cable ensures that this patch cord has a small diameter, making it easy to install and work | PC | 1 | 10 | 1 | 1 | 9
07498343369 | UTP28CH2MBU | CU,Patch Cord,Cat 5e,SD,2m,BU | The TX5e™ Cat 5e UTP Patch Cord is constructed of 28 AWG, unshielded, twisted pair, stranded, CM cable with Pan-Plug™ modular plugs on each end. The use of 28 AWG cable ensures that this patch cord has a small diameter, making it easy to install and work | PC | 1 | 10 | 1 | 1 | 9
07498348685 | UTP28CH2MGR | CU,Patch Cord,Cat 5e,SD,2m,GR | The TX5e™ Cat 5e UTP Patch Cord is constructed of 28 AWG, unshielded, twisted pair, stranded, CM cable with Pan-Plug™ modular plugs on each end. The use of 28 AWG cable ensures that this patch cord has a small diameter, making it easy to install and work | PC | 1 | 10 | 1 | 1 | 9
07498395614 | UTP28CH2MGY | CU,Patch Cord,Cat 5e,SD,2m,GY | Category 5e performance, 28 AWG UTP patch cord with Pan-Plug™ Modular Plugs on each end. Gray. 2 meters. | PC | 1 | 10 | 1 | 1 | 9
07498348701 | UTP28CH2MOR | CU,Patch Cord,Cat 5e,SD,2m,OR | Category 5e performance, 28 AWG UTP patch cord with Pan-Plug™ Modular Plugs on each end. Orange. 2 meters. | PC | 1 | 10 | 1 | 1 | 9
07498348852 | UTP28CH2MRD | CU,Patch Cord,Cat 5e,SD,2m,RD | The TX5e™ Cat 5e UTP Patch Cord is constructed of 28 AWG, unshielded, twisted pair, stranded, CM cable with Pan-Plug™ modular plugs on each end. The use of 28 AWG cable ensures that this patch cord has a small diameter, making it easy to install and work | PC | 1 | 10 | 1 | 1 | 9
07498348857 | UTP28CH2MVL | CU,Patch Cord,Cat 5e,SD,2m,VL | Category 5e performance, 28 AWG UTP patch cord with Pan-Plug™ Modular Plugs on each end. Violet. 2 meters. | PC | 1 | 10 | 1 | 1 | 9
07498348912 | UTP28CH2MYL | CU,Patch Cord,Cat 5e,SD,2m,YL | The TX5e™ Cat 5e UTP Patch Cord is constructed of 28 AWG, unshielded, twisted pair, stranded, CM cable with Pan-Plug™ modular plugs on each end. The use of 28 AWG cable ensures that this patch cord has a small diameter, making it easy to install and work | PC | 1 | 10 | 1 | 1 | 9
07498348564 | UTP28CH2OR | CU,Patch Cord,Cat 5e,SD,2ft,OR | Category 5e performance, 28 AWG UTP patch cord with Pan-Plug™ Modular Plugs on each end. Orange. 2 ft. | PC | 1 | 10 | 1 | 1 | 6.62
07498343953 | UTP28CH2OR-Q | Copper Patch Cord, Cat 5e (SD), 28 AWG, | Category 5e performance, 28 AWG UTP patch cord with Pan-Plug™ Modular Plugs on each end. | PC | 1 | 25 | 25 | 1 | 6.62
07498348570 | UTP28CH2RD | CU,Patch Cord,Cat 5e,SD,2ft,RD | The TX5e™ Cat 5e UTP Patch Cord is constructed of 28 AWG, unshielded, twisted pair, stranded, CM cable with Pan-Plug™ modular plugs on each end. The use of 28 AWG cable ensures that this patch cord has a small diameter, making it easy to install and work | PC | 1 | 10 | 1 | 1 | 6.62
07498343957 | UTP28CH2RD-Q | Copper Patch Cord, Cat 5e (SD), 28 AWG, | Category 5e performance, 28 AWG UTP patch cord with Pan-Plug™ Modular Plugs on each end. | PC | 1 | 25 | 25 | 1 | 6.62
07498348576 | UTP28CH2VL | CU,Patch Cord,Cat 5e,SD,2ft,VL | Category 5e performance, 28 AWG UTP patch cord with Pan-Plug™ Modular Plugs on each end. Violet. 2 ft. | PC | 1 | 10 | 1 | 1 | 6.62
07498343968 | UTP28CH2VL-Q | Copper Patch Cord, Cat 5e (SD), 28 AWG, | Category 5e performance, 28 AWG UTP patch cord with Pan-Plug™ Modular Plugs on each end. | PC | 1 | 25 | 25 | 1 | 6.62
07498348583 | UTP28CH2YL | CU,Patch Cord,Cat 5e,SD,2ft,YL | The TX5e™ Cat 5e UTP Patch Cord is constructed of 28 AWG, unshielded, twisted pair, stranded, CM cable with Pan-Plug™ modular plugs on each end. The use of 28 AWG cable ensures that this patch cord has a small diameter, making it easy to install and work | PC | 1 | 10 | 1 | 1 | 6.62
07498343959 | UTP28CH2YL-Q | Copper Patch Cord, Cat 5e (SD), 28 AWG, | Category 5e performance, 28 AWG UTP patch cord with Pan-Plug™ Modular Plugs on each end. | PC | 1 | 25 | 25 | 1 | 6.62
07498341769 | UTP28CH3 | CU,Patch Cord,Cat 5e,SD,3ft,IW | The TX5e™ Cat 5e UTP Patch Cord is constructed of 28 AWG, unshielded, twisted pair, stranded, CM cable with Pan-Plug™ modular plugs on each end. The use of 28 AWG cable ensures that this patch cord has a small diameter, making it easy to install and work | PC | 1 | 10 | 1 | 1 | 7.16
07498343920 | UTP28CH3-Q | Copper Patch Cord, Cat 5e (SD), 28 AWG, | Category 5e performance, 28 AWG UTP patch cord with Pan-Plug™ Modular Plugs on each end. | PC | 1 | 25 | 25 | 1 | 7.16
07498343344 | UTP28CH3.5M | CU,Patch Cord,Cat 5e,SD,3.5m,IW | Category 5e performance, 28 AWG UTP patch cord with Pan-Plug™ Modular Plugs on each end. Off White. 3.5 meters. | PC | 1 | 10 | 1 | 1 | 11.6
07498348914 | UTP28CH3.5MBL | CU,Patch Cord,Cat 5e,SD,3.5m,BL | Category 5e performance, 28 AWG UTP patch cord with Pan-Plug™ Modular Plugs on each end. Black. 3.5 meters. | PC | 1 | 10 | 1 | 1 | 11.6
07498343359 | UTP28CH3.5MBU | CU,Patch Cord,Cat 5e,SD,3.5m,BU | Category 5e performance, 28 AWG UTP patch cord with Pan-Plug™ Modular Plugs on each end. Blue. 3.5 meters. | PC | 1 | 10 | 1 | 1 | 11.6
07498348922 | UTP28CH3.5MGR | CU,Patch Cord,Cat 5e,SD,3.5m,GR | Category 5e performance, 28 AWG UTP patch cord with Pan-Plug™ Modular Plugs on each end. Green. 3.5 meters. | PC | 1 | 10 | 1 | 1 | 11.6
07498395617 | UTP28CH3.5MGY | CU,Patch Cord,Cat 5e,SD,3.5m,GY | Category 5e performance, 28 AWG UTP patch cord with Pan-Plug™ Modular Plugs on each end. Gray. 3.5 meters. | PC | 1 | 10 | 1 | 1 | 11.6
07498348929 | UTP28CH3.5MOR | CU,Patch Cord,Cat 5e,SD,3.5m,OR | Category 5e performance, 28 AWG UTP patch cord with Pan-Plug™ Modular Plugs on each end. Orange. 3.5 meters. | PC | 1 | 10 | 1 | 1 | 11.6
07498348936 | UTP28CH3.5MRD | CU,Patch Cord,Cat 5e,SD,3.5m,RD | Category 5e performance, 28 AWG UTP patch cord with Pan-Plug™ Modular Plugs on each end. Red. 3.5 meters. | PC | 1 | 10 | 1 | 1 | 11.6
07498348943 | UTP28CH3.5MVL | CU,Patch Cord,Cat 5e,SD,3.5m,VL | Category 5e performance, 28 AWG UTP patch cord with Pan-Plug™ Modular Plugs on each end. Violet. 3.5 meters. | PC | 1 | 10 | 1 | 1 | 11.6
07498348949 | UTP28CH3.5MYL | CU,Patch Cord,Cat 5e,SD,3.5m,YL | Category 5e performance, 28 AWG UTP patch cord with Pan-Plug™ Modular Plugs on each end. Yellow. 3.5 meters. | PC | 1 | 10 | 1 | 1 | 11.6
07498345150 | UTP28CH30 | CU Patch Crd,Cat 5e,SD,30ft,IW | The TX5e™ Cat 5e UTP Patch Cord is constructed of 28 AWG, unshielded, twisted pair, stranded, CM cable with Pan-Plug™ modular plugs on each end. The use of 28 AWG cable ensures that this patch cord has a small diameter, making it easy to install and work | PC | 1 | 10 | 1 | 1 | 21.36
07498345880 | UTP28CH30BL | CU Patch Crd,Cat 5e,SD,30ft,BL | The TX5e™ Cat 5e UTP Patch Cord is constructed of 28 AWG, unshielded, twisted pair, stranded, CM cable with Pan-Plug™ modular plugs on each end. The use of 28 AWG cable ensures that this patch cord has a small diameter, making it easy to install and work | PC | 1 | 10 | 1 | 1 | 21.36
07498346001 | UTP28CH30BU | CU Patch Crd,Cat 5e,SD,30ft,BU | The TX5e™ Cat 5e UTP Patch Cord is constructed of 28 AWG, unshielded, twisted pair, stranded, CM cable with Pan-Plug™ modular plugs on each end. The use of 28 AWG cable ensures that this patch cord has a small diameter, making it easy to install and work | PC | 1 | 10 | 1 | 1 | 21.36
07498346023 | UTP28CH30GR | CU Patch Crd,Cat 5e,SD,30ft,GR | The TX5e™ Cat 5e UTP Patch Cord is constructed of 28 AWG, unshielded, twisted pair, stranded, CM cable with Pan-Plug™ modular plugs on each end. The use of 28 AWG cable ensures that this patch cord has a small diameter, making it easy to install and work | PC | 1 | 10 | 1 | 1 | 21.36
07498346022 | UTP28CH30GY | CU Patch Crd,Cat 5e,SD,30ft,GY | Copper Patch Cord, Cat 5e (SD), 28 AWG, Gray CM/LSZH UTP Cable, 30 Ft | PC | 1 | 10 | 1 | 1 | 21.36
07498345393 | UTP28CH30M | CU,Patch Cord,Cat 5e,SD,30m,IW | Category 5e performance, 28 AWG UTP patch cord with Pan-Plug™ Modular Plugs on each end. | PC | 1 | 10 | 1 | 1 | 57.34
07498347167 | UTP28CH30MBL | CU Patch Crd,Cat 5e,SD,30m,BL | Copper Patch Cord, Cat 5e (SD), 28 AWG, Black CM/LSZH UTP Cable, 30m | PC | 1 | 10 | 1 | 1 | 57.34
07498347168 | UTP28CH30MBU | CU Patch Crd,Cat 5e,SD,30m,BU | Copper Patch Cord, Cat 5e (SD), 28 AWG, Blue CM/LSZH UTP Cable, 30m | PC | 1 | 10 | 1 | 1 | 57.34
07498347170 | UTP28CH30MGR | CU Patch Crd,Cat 5e,SD,30m,GR | Category 5e performance, 28 AWG UTP patch cord with Pan-Plug™ Modular Plugs on each end. | PC | 1 | 10 | 1 | 1 | 57.34
07498347169 | UTP28CH30MGY | CU Patch Crd,Cat 5e,SD,30m,GY | Copper Patch Cord, Cat 5e (SD), 28 AWG, Gray CM/LSZH UTP Cable, 30m | PC | 1 | 10 | 1 | 1 | 57.34
07498347171 | UTP28CH30MOR | CU Patch Crd,Cat 5e,SD,30m,OR | Copper Patch Cord, Cat 5e (SD), 28 AWG, Orange CM/LSZH UTP Cable, 30m | PC | 1 | 10 | 1 | 1 | 57.34
07498347172 | UTP28CH30MRD | CU Patch Crd,Cat 5e,SD,30m,RD | Copper Patch Cord, Cat 5e (SD), 28 AWG, Red CM/LSZH UTP Cable, 30m | PC | 1 | 10 | 1 | 1 | 57.34
07498347173 | UTP28CH30MVL | CU Patch Crd,Cat 5e,SD,30m,VL | Copper Patch Cord, Cat 5e (SD), 28 AWG, Violet CM/LSZH UTP Cable, 30m | PC | 1 | 10 | 1 | 1 | 57.34
07498347174 | UTP28CH30MYL | CU Patch Crd,Cat 5e,SD,30m,YL | Copper Patch Cord, Cat 5e (SD), 28 AWG, Yellow CM/LSZH UTP Cable, 30m | PC | 1 | 10 | 1 | 1 | 57.34
07498346024 | UTP28CH30OR | CU Patch Crd,Cat 5e,SD,30ft,OR | Copper Patch Cord, Cat 5e (SD), 28 AWG, Orange CM/LSZH UTP Cable, 30 Ft | PC | 1 | 10 | 1 | 1 | 21.36
07498346025 | UTP28CH30RD | CU Patch Crd,Cat 5e,SD,30ft,RD | The TX5e™ Cat 5e UTP Patch Cord is constructed of 28 AWG, unshielded, twisted pair, stranded, CM cable with Pan-Plug™ modular plugs on each end. The use of 28 AWG cable ensures that this patch cord has a small diameter, making it easy to install and work | PC | 1 | 10 | 1 | 1 | 21.36
07498346026 | UTP28CH30VL | CU Patch Crd,Cat 5e,SD,30ft,VL | Copper Patch Cord, Cat 5e (SD), 28 AWG, Violet CM/LSZH UTP Cable, 30 Ft | PC | 1 | 10 | 1 | 1 | 21.36
07498346028 | UTP28CH30YL | CU Patch Crd,Cat 5e,SD,30ft,YL | The TX5e™ Cat 5e UTP Patch Cord is constructed of 28 AWG, unshielded, twisted pair, stranded, CM cable with Pan-Plug™ modular plugs on each end. The use of 28 AWG cable ensures that this patch cord has a small diameter, making it easy to install and work | PC | 1 | 10 | 1 | 1 | 21.36
07498345152 | UTP28CH31 | CU Patch Crd,Cat 5e,SD,31ft,IW | Copper Patch Cord, Cat 5e (SD), 28 AWG, Off White CM/LSZH UTP Cable, 31 Ft | PC | 1 | 10 | 1 | 1 | 21.9
07498346029 | UTP28CH31BL | CU Patch Crd,Cat 5e,SD,31ft,BL | Copper Patch Cord, Cat 5e (SD), 28 AWG, Black CM/LSZH UTP Cable, 31 Ft | PC | 1 | 10 | 1 | 1 | 21.9
07498346045 | UTP28CH31BU | CU Patch Crd,Cat 5e,SD,31ft,BU | Copper Patch Cord, Cat 5e (SD), 28 AWG, Blue CM/LSZH UTP Cable, 31 Ft | PC | 1 | 10 | 1 | 1 | 21.9
07498346071 | UTP28CH31GR | CU Patch Crd,Cat 5e,SD,31ft,GR | Category 5e performance, 28 AWG UTP patch cord with Pan-Plug™ Modular Plugs on each end. | PC | 1 | 10 | 1 | 1 | 21.9
07498346069 | UTP28CH31GY | CU Patch Crd,Cat 5e,SD,31ft,GY | Copper Patch Cord, Cat 5e (SD), 28 AWG, Gray CM/LSZH UTP Cable, 31 Ft | PC | 1 | 10 | 1 | 1 | 21.9
07498346076 | UTP28CH31OR | CU Patch Crd,Cat 5e,SD,31ft,OR | Copper Patch Cord, Cat 5e (SD), 28 AWG, Orange CM/LSZH UTP Cable, 31 Ft | PC | 1 | 10 | 1 | 1 | 21.9
07498346078 | UTP28CH31RD | CU Patch Crd,Cat 5e,SD,31ft,RD | Copper Patch Cord, Cat 5e (SD), 28 AWG, Red CM/LSZH UTP Cable, 31 Ft | PC | 1 | 10 | 1 | 1 | 21.9
07498346082 | UTP28CH31VL | CU Patch Crd,Cat 5e,SD,31ft,VL | Copper Patch Cord, Cat 5e (SD), 28 AWG, Violet CM/LSZH UTP Cable, 31 Ft | PC | 1 | 10 | 1 | 1 | 21.9
07498346084 | UTP28CH31YL | CU Patch Crd,Cat 5e,SD,31ft,YL | Copper Patch Cord, Cat 5e (SD), 28 AWG, Yellow CM/LSZH UTP Cable, 31 Ft | PC | 1 | 10 | 1 | 1 | 21.9
07498345153 | UTP28CH32 | CU Patch Crd,Cat 5e,SD,32ft,IW | Copper Patch Cord, Cat 5e (SD), 28 AWG, Off White CM/LSZH UTP Cable, 32 Ft | PC | 1 | 10 | 1 | 1 | 22.4
07498346086 | UTP28CH32BL | CU Patch Crd,Cat 5e,SD,32ft,BL | Copper Patch Cord, Cat 5e (SD), 28 AWG, Black CM/LSZH UTP Cable, 32 Ft | PC | 1 | 10 | 1 | 1 | 22.4
07498346087 | UTP28CH32BU | CU Patch Crd,Cat 5e,SD,32ft,BU | Copper Patch Cord, Cat 5e (SD), 28 AWG, Blue CM/LSZH UTP Cable, 32 Ft | PC | 1 | 10 | 1 | 1 | 22.4
07498346089 | UTP28CH32GR | CU Patch Crd,Cat 5e,SD,32ft,GR | Category 5e performance, 28 AWG UTP patch cord with Pan-Plug™ Modular Plugs on each end. | PC | 1 | 10 | 1 | 1 | 22.4
07498346088 | UTP28CH32GY | CU Patch Crd,Cat 5e,SD,32ft,GY | Copper Patch Cord, Cat 5e (SD), 28 AWG, Gray CM/LSZH UTP Cable, 32 Ft | PC | 1 | 10 | 1 | 1 | 22.4
07498346090 | UTP28CH32OR | CU Patch Crd,Cat 5e,SD,32ft,OR | Copper Patch Cord, Cat 5e (SD), 28 AWG, Orange CM/LSZH UTP Cable, 32ft | PC | 1 | 10 | 1 | 1 | 22.4
07498346092 | UTP28CH32RD | CU Patch Crd,Cat 5e,SD,32ft,RD | Copper Patch Cord, Cat 5e (SD), 28 AWG, Red CM/LSZH UTP Cable, 32ft | PC | 1 | 10 | 1 | 1 | 22.4
07498346101 | UTP28CH32VL | CU Patch Crd,Cat 5e,SD,32ft,VL | Copper Patch Cord, Cat 5e (SD), 28 AWG, Violet CM/LSZH UTP Cable, 32 Ft | PC | 1 | 10 | 1 | 1 | 22.4
07498346102 | UTP28CH32YL | CU Patch Crd,Cat 5e,SD,32ft,YL | Copper Patch Cord, Cat 5e (SD), 28 AWG, Yellow CM/LSZH UTP Cable, 32 Ft | PC | 1 | 10 | 1 | 1 | 22.4
07498345154 | UTP28CH33 | CU Patch Crd,Cat 5e,SD,33ft,IW | Copper Patch Cord, Cat 5e (SD), 28 AWG, Off White CM/LSZH UTP Cable, 33ft | PC | 1 | 10 | 1 | 1 | 22.92
07498346105 | UTP28CH33BL | CU Patch Crd,Cat 5e,SD,33ft,BL | Copper Patch Cord, Cat 5e (SD), 28 AWG, Black CM/LSZH UTP Cable, 33 Ft | PC | 1 | 10 | 1 | 1 | 22.92
07498346106 | UTP28CH33BU | CU Patch Crd,Cat 5e,SD,33ft,BU | Copper Patch Cord, Cat 5e (SD), 28 AWG, Blue CM/LSZH UTP Cable, 33ft | PC | 1 | 10 | 1 | 1 | 22.92
07498346109 | UTP28CH33GR | CU Patch Crd,Cat 5e,SD,33ft,GR | Category 5e performance, 28 AWG UTP patch cord with Pan-Plug™ Modular Plugs on each end. | PC | 1 | 10 | 1 | 1 | 22.92
07498346107 | UTP28CH33GY | CU Patch Crd,Cat 5e,SD,33ft,GY | Copper Patch Cord, Cat 5e (SD), 28 AWG, Gray CM/LSZH UTP Cable, 33 Ft | PC | 1 | 10 | 1 | 1 | 22.92
07498346110 | UTP28CH33OR | CU Patch Crd,Cat 5e,SD,33ft,OR | Copper Patch Cord, Cat 5e (SD), 28 AWG, Orange CM/LSZH UTP Cable, 33 Ft | PC | 1 | 10 | 1 | 1 | 22.92
07498346111 | UTP28CH33RD | CU Patch Crd,Cat 5e,SD,33ft,RD | Copper Patch Cord, Cat 5e (SD), 28 AWG, Red CM/LSZH UTP Cable, 33 Ft | PC | 1 | 10 | 1 | 1 | 22.92
07498346112 | UTP28CH33VL | CU Patch Crd,Cat 5e,SD,33ft,VL | Copper Patch Cord, Cat 5e (SD), 28 AWG, Violet CM/LSZH UTP Cable, 33 Ft | PC | 1 | 10 | 1 | 1 | 22.92
07498346117 | UTP28CH33YL | CU Patch Crd,Cat 5e,SD,33ft,YL | Copper Patch Cord, Cat 5e (SD), 28 AWG, Yellow CM/LSZH UTP Cable, 33 Ft | PC | 1 | 10 | 1 | 1 | 22.92
07498345155 | UTP28CH34 | CU Patch Crd,Cat 5e,SD,34ft,IW | Copper Patch Cord, Cat 5e (SD), 28 AWG, Off White CM/LSZH UTP Cable, 34 Ft | PC | 1 | 10 | 1 | 1 | 23.46
07498346119 | UTP28CH34BL | CU Patch Crd,Cat 5e,SD,34ft,BL | Copper Patch Cord, Cat 5e (SD), 28 AWG, Black CM/LSZH UTP Cable, 34 Ft | PC | 1 | 10 | 1 | 1 | 23.46
07498346121 | UTP28CH34BU | CU Patch Crd,Cat 5e,SD,34ft,BU | Copper Patch Cord, Cat 5e (SD), 28 AWG, Blue CM/LSZH UTP Cable, 34ft | PC | 1 | 10 | 1 | 1 | 23.46
07498346182 | UTP28CH34GR | CU Patch Crd,Cat 5e,SD,34ft,GR | Category 5e performance, 28 AWG UTP patch cord with Pan-Plug™ Modular Plugs on each end. | PC | 1 | 10 | 1 | 1 | 23.46
07498346130 | UTP28CH34GY | CU Patch Crd,Cat 5e,SD,34ft,GY | Copper Patch Cord, Cat 5e (SD), 28 AWG, Gray CM/LSZH UTP Cable, 34ft | PC | 1 | 10 | 1 | 1 | 23.46
07498346183 | UTP28CH34OR | CU Patch Crd,Cat 5e,SD,34ft,OR | Copper Patch Cord, Cat 5e (SD), 28 AWG, Orange CM/LSZH UTP Cable, 34ft | PC | 1 | 10 | 1 | 1 | 23.46
07498346184 | UTP28CH34RD | CU Patch Crd,Cat 5e,SD,34ft,RD | Copper Patch Cord, Cat 5e (SD), 28 AWG, Red CM/LSZH UTP Cable, 34ft | PC | 1 | 10 | 1 | 1 | 23.46
07498346185 | UTP28CH34VL | CU Patch Crd,Cat 5e,SD,34ft,VL | Copper Patch Cord, Cat 5e (SD), 28 AWG, Violet CM/LSZH UTP Cable, 34 Ft | PC | 1 | 10 | 1 | 1 | 23.46
07498346186 | UTP28CH34YL | CU Patch Crd,Cat 5e,SD,34ft,YL | Copper Patch Cord, Cat 5e (SD), 28 AWG, Yellow CM/LSZH UTP Cable, 34 Ft | PC | 1 | 10 | 1 | 1 | 23.46
07498345156 | UTP28CH35 | CU Patch Crd,Cat 5e,SD,35ft,IW | Copper Patch Cord, Cat 5e (SD), 28 AWG, Off White CM/LSZH UTP Cable, 35 Ft | PC | 1 | 10 | 1 | 1 | 24
07498346194 | UTP28CH35BL | CU Patch Crd,Cat 5e,SD,35ft,BL | Copper Patch Cord, Cat 5e (SD), 28 AWG, Black CM/LSZH UTP Cable, 35 Ft | PC | 1 | 10 | 1 | 1 | 24
07498346195 | UTP28CH35BU | CU Patch Crd,Cat 5e,SD,35ft,BU | Copper Patch Cord, Cat 5e (SD), 28 AWG, Blue CM/LSZH UTP Cable, 35ft | PC | 1 | 10 | 1 | 1 | 24
07498346197 | UTP28CH35GR | CU Patch Crd,Cat 5e,SD,35ft,GR | Category 5e performance, 28 AWG UTP patch cord with Pan-Plug™ Modular Plugs on each end. | PC | 1 | 10 | 1 | 1 | 24
07498346196 | UTP28CH35GY | CU Patch Crd,Cat 5e,SD,35ft,GY | Copper Patch Cord, Cat 5e (SD), 28 AWG, Gray CM/LSZH UTP Cable, 35 Ft | PC | 1 | 10 | 1 | 1 | 24
07498345395 | UTP28CH35M | CU Patch Crd,Cat 5e,SD,35ft,IW | Copper Patch Cord, Cat 5e (SD), 28 AWG, Off White CM/LSZH UTP Cable, 35m | PC | 1 | 10 | 1 | 1 | 65.98
07498347175 | UTP28CH35MBL | CU Patch Crd,Cat 5e,SD,35ft,BL | Copper Patch Cord, Cat 5e (SD), 28 AWG, Black CM/LSZH UTP Cable, 35m | PC | 1 | 10 | 1 | 1 | 65.98
07498347176 | UTP28CH35MBU | CU Patch Crd,Cat 5e,SD,35ft,BU | Copper Patch Cord, Cat 5e (SD), 28 AWG, Blue CM/LSZH UTP Cable, 35m | PC | 1 | 10 | 1 | 1 | 65.98
07498347178 | UTP28CH35MGR | CU Patch Crd,Cat 5e,SD,35m,GR | Category 5e performance, 28 AWG UTP patch cord with Pan-Plug™ Modular Plugs on each end. | PC | 1 | 10 | 1 | 1 | 65.98
07498347177 | UTP28CH35MGY | CU Patch Crd,Cat 5e,SD,35m,GY | Copper Patch Cord, Cat 5e (SD), 28 AWG, Gray CM/LSZH UTP Cable, 35m | PC | 1 | 10 | 1 | 1 | 65.98
07498347179 | UTP28CH35MOR | CU Patch Crd,Cat 5e,SD,35m,OR | Copper Patch Cord, Cat 5e (SD), 28 AWG, Orange CM/LSZH UTP Cable, 35m | PC | 1 | 10 | 1 | 1 | 65.98
07498347180 | UTP28CH35MRD | CU Patch Crd,Cat 5e,SD,35m,RD | Copper Patch Cord, Cat 5e (SD), 28 AWG, Red CM/LSZH UTP Cable, 35m | PC | 1 | 10 | 1 | 1 | 65.98
07498347181 | UTP28CH35MVL | CU Patch Crd,Cat 5e,SD,35m,VL | Copper Patch Cord, Cat 5e (SD), 28 AWG, Violet CM/LSZH UTP Cable, 35m | PC | 1 | 10 | 1 | 1 | 65.98
07498347182 | UTP28CH35MYL | CU Patch Crd,Cat 5e,SD,35m,YL | Copper Patch Cord, Cat 5e (SD), 28 AWG, Yellow CM/LSZH UTP Cable, 35m | PC | 1 | 10 | 1 | 1 | 65.98
07498346198 | UTP28CH35OR | CU Patch Crd,Cat 5e,SD,35ft,OR | Copper Patch Cord, Cat 5e (SD), 28 AWG, Orange CM/LSZH UTP Cable, 35 Ft | PC | 1 | 10 | 1 | 1 | 24
07498346199 | UTP28CH35RD | CU Patch Crd,Cat 5e,SD,35ft,RD | Copper Patch Cord, Cat 5e (SD), 28 AWG, Red CM/LSZH UTP Cable, 35ft | PC | 1 | 10 | 1 | 1 | 24
07498346200 | UTP28CH35VL | CU Patch Crd,Cat 5e,SD,35ft,VL | Copper Patch Cord, Cat 5e (SD), 28 AWG, Violet CM/LSZH UTP Cable, 35 Ft | PC | 1 | 10 | 1 | 1 | 24
07498346201 | UTP28CH35YL | CU Patch Crd,Cat 5e,SD,35ft,YL | Copper Patch Cord, Cat 5e (SD), 28 AWG, Yellow CM/LSZH UTP Cable, 35 Ft | PC | 1 | 10 | 1 | 1 | 24
07498345157 | UTP28CH36 | CU Patch Crd,Cat 5e,SD,36ft,IW | Copper Patch Cord, Cat 5e (SD), 28 AWG, Off White CM/LSZH UTP Cable, 36 Ft | PC | 1 | 10 | 1 | 1 | 24.5
07498346202 | UTP28CH36BL | CU Patch Crd,Cat 5e,SD,36ft,BL | Copper Patch Cord, Cat 5e (SD), 28 AWG, Black CM/LSZH UTP Cable, 36ft | PC | 1 | 10 | 1 | 1 | 24.5
07498346203 | UTP28CH36BU | CU Patch Crd,Cat 5e,SD,36ft,BU | Copper Patch Cord, Cat 5e (SD), 28 AWG, Blue CM/LSZH UTP Cable, 36 Ft | PC | 1 | 10 | 1 | 1 | 24.5
07498346205 | UTP28CH36GR | CU Patch Crd,Cat 5e,SD,36ft,GR | Category 5e performance, 28 AWG UTP patch cord with Pan-Plug™ Modular Plugs on each end. | PC | 1 | 10 | 1 | 1 | 24.5
07498346204 | UTP28CH36GY | CU Patch Crd,Cat 5e,SD,36ft,GY | Copper Patch Cord, Cat 5e (SD), 28 AWG, Gray CM/LSZH UTP Cable, 36 Ft | PC | 1 | 10 | 1 | 1 | 24.5
07498346207 | UTP28CH36OR | CU Patch Crd,Cat 5e,SD,36ft,OR | Copper Patch Cord, Cat 5e (SD), 28 AWG, Orange CM/LSZH UTP Cable, 36ft | PC | 1 | 10 | 1 | 1 | 24.5
07498346208 | UTP28CH36RD | CU Patch Crd,Cat 5e,SD,36ft,RD | Copper Patch Cord, Cat 5e (SD), 28 AWG, Red CM/LSZH UTP Cable, 36 Ft | PC | 1 | 10 | 1 | 1 | 24.5
07498346210 | UTP28CH36VL | CU Patch Crd,Cat 5e,SD,36ft,VL | Copper Patch Cord, Cat 5e (SD), 28 AWG, Violet CM/LSZH UTP Cable, 36 Ft | PC | 1 | 10 | 1 | 1 | 24.5
07498346209 | UTP28CH36YL | CU Patch Crd,Cat 5e,SD,36ft,YL | Copper Patch Cord, Cat 5e (SD), 28 AWG, Yellow CM/LSZH UTP Cable, 36 Ft | PC | 1 | 10 | 1 | 1 | 24.5
07498345158 | UTP28CH37 | CU Patch Crd,Cat 5e,SD,37ft,IW | Copper Patch Cord, Cat 5e (SD), 28 AWG, Off White CM/LSZH UTP Cable, 37 Ft | PC | 1 | 10 | 1 | 1 | 25.04
07498346211 | UTP28CH37BL | CU Patch Crd,Cat 5e,SD,37ft,BL | Copper Patch Cord, Cat 5e (SD), 28 AWG, Black CM/LSZH UTP Cable, 37 Ft | PC | 1 | 10 | 1 | 1 | 25.04
07498346212 | UTP28CH37BU | CU Patch Crd,Cat 5e,SD,37ft,BU | Copper Patch Cord, Cat 5e (SD), 28 AWG, Blue CM/LSZH UTP Cable, 37 Ft | PC | 1 | 10 | 1 | 1 | 25.04
07498346214 | UTP28CH37GR | CU Patch Crd,Cat 5e,SD,37ft,GR | Category 5e performance, 28 AWG UTP patch cord with Pan-Plug™ Modular Plugs on each end. | PC | 1 | 10 | 1 | 1 | 25.04
07498346213 | UTP28CH37GY | CU Patch Crd,Cat 5e,SD,37ft,GY | Copper Patch Cord, Cat 5e (SD), 28 AWG, Gray CM/LSZH UTP Cable, 37ft | PC | 1 | 10 | 1 | 1 | 25.04
07498346215 | UTP28CH37OR | CU Patch Crd,Cat 5e,SD,37ft,OR | Copper Patch Cord, Cat 5e (SD), 28 AWG, Orange CM/LSZH UTP Cable, 37 Ft | PC | 1 | 10 | 1 | 1 | 25.04
07498346216 | UTP28CH37RD | CU Patch Crd,Cat 5e,SD,37ft,RD | Copper Patch Cord, Cat 5e (SD), 28 AWG, Red CM/LSZH UTP Cable, 37 Ft | PC | 1 | 10 | 1 | 1 | 25.04
07498346217 | UTP28CH37VL | CU Patch Crd,Cat 5e,SD,37ft,VL | Copper Patch Cord, Cat 5e (SD), 28 AWG, Violet CM/LSZH UTP Cable, 37 Ft | PC | 1 | 10 | 1 | 1 | 25.04
07498346221 | UTP28CH37YL | CU Patch Crd,Cat 5e,SD,37ft,YL | Copper Patch Cord, Cat 5e (SD), 28 AWG, Yellow CM/LSZH UTP Cable, 37 Ft | PC | 1 | 10 | 1 | 1 | 25.04
07498345159 | UTP28CH38 | CU Patch Crd,Cat 5e,SD,38ft,IW | Copper Patch Cord, Cat 5e (SD), 28 AWG, Off White CM/LSZH UTP Cable, 38ft | PC | 1 | 10 | 1 | 1 | 25.56
07498346239 | UTP28CH38BL | CU Patch Crd,Cat 5e,SD,38ft,BL | Copper Patch Cord, Cat 5e (SD), 28 AWG, Black CM/LSZH UTP Cable, 38ft | PC | 1 | 10 | 1 | 1 | 25.56
07498346261 | UTP28CH38BU | CU Patch Crd,Cat 5e,SD,38ft,BU | Copper Patch Cord, Cat 5e (SD), 28 AWG, Blue CM/LSZH UTP Cable, 38 Ft | PC | 1 | 10 | 1 | 1 | 25.56
07498346263 | UTP28CH38GR | CU Patch Crd,Cat 5e,SD,38ft,GR | Category 5e performance, 28 AWG UTP patch cord with Pan-Plug™ Modular Plugs on each end. | PC | 1 | 10 | 1 | 1 | 25.56
07498346262 | UTP28CH38GY | CU Patch Crd,Cat 5e,SD,38ft,GY | Copper Patch Cord, Cat 5e (SD), 28 AWG, Gray CM/LSZH UTP Cable, 38 Ft | PC | 1 | 10 | 1 | 1 | 25.56
07498346270 | UTP28CH38OR | CU Patch Crd,Cat 5e,SD,38ft,OR | Copper Patch Cord, Cat 5e (SD), 28 AWG, Orange CM/LSZH UTP Cable, 38ft | PC | 1 | 10 | 1 | 1 | 25.56
07498346267 | UTP28CH38RD | CU Patch Crd,Cat 5e,SD,38ft,RD | Copper Patch Cord, Cat 5e (SD), 28 AWG, Red CM/LSZH UTP Cable, 38ft | PC | 1 | 10 | 1 | 1 | 25.56
07498346271 | UTP28CH38VL | CU Patch Crd,Cat 5e,SD,38ft,VL | Copper Patch Cord, Cat 5e (SD), 28 AWG, Violet CM/LSZH UTP Cable, 38 Ft | PC | 1 | 10 | 1 | 1 | 25.56
07498346293 | UTP28CH38YL | CU Patch Crd,Cat 5e,SD,38ft,YL | Copper Patch Cord, Cat 5e (SD), 28 AWG, Yellow CM/LSZH UTP Cable, 38 Ft | PC | 1 | 10 | 1 | 1 | 25.56
07498345161 | UTP28CH39 | CU Patch Crd,Cat 5e,SD,39ft,IW | Copper Patch Cord, Cat 5e (SD), 28 AWG, Off White CM/LSZH UTP Cable, 39 Ft | PC | 1 | 10 | 1 | 1 | 26.06
07498346295 | UTP28CH39BL | CU Patch Crd,Cat 5e,SD,39ft,BL | Copper Patch Cord, Cat 5e (SD), 28 AWG, Black CM/LSZH UTP Cable, 39 Ft | PC | 1 | 10 | 1 | 1 | 26.06
07498346296 | UTP28CH39BU | CU Patch Crd,Cat 5e,SD,39ft,BU | Copper Patch Cord, Cat 5e (SD), 28 AWG, Blue CM/LSZH UTP Cable, 39ft | PC | 1 | 10 | 1 | 1 | 26.06
07498346298 | UTP28CH39GR | CU Patch Crd,Cat 5e,SD,39ft,GR | Category 5e performance, 28 AWG UTP patch cord with Pan-Plug™ Modular Plugs on each end. | PC | 1 | 10 | 1 | 1 | 26.06
07498346297 | UTP28CH39GY | CU Patch Crd,Cat 5e,SD,39ft,GY | Copper Patch Cord, Cat 5e (SD), 28 AWG, Gray CM/LSZH UTP Cable, 39 Ft | PC | 1 | 10 | 1 | 1 | 26.06
07498346299 | UTP28CH39OR | CU Patch Crd,Cat 5e,SD,39ft,OR | Copper Patch Cord, Cat 5e (SD), 28 AWG, Orange CM/LSZH UTP Cable, 39ft | PC | 1 | 10 | 1 | 1 | 26.06
07498346300 | UTP28CH39RD | CU Patch Crd,Cat 5e,SD,39ft,RD | Copper Patch Cord, Cat 5e (SD), 28 AWG, Red CM/LSZH UTP Cable, 39ft | PC | 1 | 10 | 1 | 1 | 26.06
07498346301 | UTP28CH39VL | CU Patch Crd,Cat 5e,SD,39ft,VL | Copper Patch Cord, Cat 5e (SD), 28 AWG, Violet CM/LSZH UTP Cable, 39 Ft | PC | 1 | 10 | 1 | 1 | 26.06
07498346302 | UTP28CH39YL | CU Patch Crd,Cat 5e,SD,39ft,YL | Copper Patch Cord, Cat 5e (SD), 28 AWG, Yellow CM/LSZH UTP Cable, 39 Ft | PC | 1 | 10 | 1 | 1 | 26.06
07498348553 | UTP28CH3BL | CuPatch Cord,Cat 5e,SD,3ft,BL,3f | The TX5e™ Cat 5e UTP Patch Cord is constructed of 28 AWG, unshielded, twisted pair, stranded, CM cable with Pan-Plug™ modular plugs on each end. The use of 28 AWG cable ensures that this patch cord has a small diameter, making it easy to install and work | PC | 1 | 10 | 1 | 1 | 7.16
07498343980 | UTP28CH3BL-Q | Copper Patch Cord, Cat 5e (SD), 28 AWG, | Category 5e performance, 28 AWG UTP patch cord with Pan-Plug™ Modular Plugs on each end. | PC | 1 | 25 | 25 | 1 | 7.16
07498341777 | UTP28CH3BU | CU,Patch Cord,Cat 5e,SD,3ft,BU | The TX5e™ Cat 5e UTP Patch Cord is constructed of 28 AWG, unshielded, twisted pair, stranded, CM cable with Pan-Plug™ modular plugs on each end. The use of 28 AWG cable ensures that this patch cord has a small diameter, making it easy to install and work | PC | 1 | 10 | 1 | 1 | 7.16
07498343986 | UTP28CH3BU-Q | Copper Patch Cord, Cat 5e (SD), 28 AWG, | Category 5e performance, 28 AWG UTP patch cord with Pan-Plug™ Modular Plugs on each end. | PC | 1 | 25 | 25 | 1 | 7.16
07498348559 | UTP28CH3GR | CU,Patch Cord,Cat 5e,SD,3ft,GR | The TX5e™ Cat 5e UTP Patch Cord is constructed of 28 AWG, unshielded, twisted pair, stranded, CM cable with Pan-Plug™ modular plugs on each end. The use of 28 AWG cable ensures that this patch cord has a small diameter, making it easy to install and work | PC | 1 | 10 | 1 | 1 | 7.16
07498343991 | UTP28CH3GR-Q | Copper Patch Cord, Cat 5e (SD), 28 AWG, | Category 5e performance, 28 AWG UTP patch cord with Pan-Plug™ Modular Plugs on each end. | PC | 1 | 25 | 25 | 1 | 7.16
07498395590 | UTP28CH3GY | CU Patch Crd,Cat 5e,SD,3ft,GY | Category 5e, 28 AWG UTP patch cord with Pan-Plug™ Modular Plugs on each end. | PC | 1 | 10 | 1 | 1 | 7.16
07498343376 | UTP28CH3M | CU,Patch Cord,Cat 5e,SD,3m,IW | The TX5e™ Cat 5e UTP Patch Cord is constructed of 28 AWG, unshielded, twisted pair, stranded, CM cable with Pan-Plug™ modular plugs on each end. The use of 28 AWG cable ensures that this patch cord has a small diameter, making it easy to install and work | PC | 1 | 10 | 1 | 1 | 10.74
07498348916 | UTP28CH3MBL | CuPatch Cord,Cat 5e,SD,3ft,BL,3m | The TX5e™ Cat 5e UTP Patch Cord is constructed of 28 AWG, unshielded, twisted pair, stranded, CM cable with Pan-Plug™ modular plugs on each end. The use of 28 AWG cable ensures that this patch cord has a small diameter, making it easy to install and work | PC | 1 | 10 | 1 | 1 | 10.74
07498343370 | UTP28CH3MBU | CU,Patch Cord,Cat 5e,SD,3m,BU | The TX5e™ Cat 5e UTP Patch Cord is constructed of 28 AWG, unshielded, twisted pair, stranded, CM cable with Pan-Plug™ modular plugs on each end. The use of 28 AWG cable ensures that this patch cord has a small diameter, making it easy to install and work | PC | 1 | 10 | 1 | 1 | 10.74
07498348925 | UTP28CH3MGR | CU,Patch Cord,Cat 5e,SD,3m,GR | The TX5e™ Cat 5e UTP Patch Cord is constructed of 28 AWG, unshielded, twisted pair, stranded, CM cable with Pan-Plug™ modular plugs on each end. The use of 28 AWG cable ensures that this patch cord has a small diameter, making it easy to install and work | PC | 1 | 10 | 1 | 1 | 10.74
07498395616 | UTP28CH3MGY | CU,Patch Cord,Cat 5e,SD,3m,GY | Category 5e performance, 28 AWG UTP patch cord with Pan-Plug™ Modular Plugs on each end. Gray. 3 meters. | PC | 1 | 10 | 1 | 1 | 10.74
07498348933 | UTP28CH3MOR | CU,Patch Cord,Cat 5e,SD,3m,OR | Category 5e performance, 28 AWG UTP patch cord with Pan-Plug™ Modular Plugs on each end. Orange. 3 meters. | PC | 1 | 10 | 1 | 1 | 10.74
07498348939 | UTP28CH3MRD | CU,Patch Cord,Cat 5e,SD,3m,RD | The TX5e™ Cat 5e UTP Patch Cord is constructed of 28 AWG, unshielded, twisted pair, stranded, CM cable with Pan-Plug™ modular plugs on each end. The use of 28 AWG cable ensures that this patch cord has a small diameter, making it easy to install and work | PC | 1 | 10 | 1 | 1 | 10.74
07498348945 | UTP28CH3MVL | CU,Patch Cord,Cat 5e,SD,3m,VL | Category 5e performance, 28 AWG UTP patch cord with Pan-Plug™ Modular Plugs on each end. Violet. 3 meters. | PC | 1 | 10 | 1 | 1 | 10.74
07498348952 | UTP28CH3MYL | CU,Patch Cord,Cat 5e,SD,3m,YL | The TX5e™ Cat 5e UTP Patch Cord is constructed of 28 AWG, unshielded, twisted pair, stranded, CM cable with Pan-Plug™ modular plugs on each end. The use of 28 AWG cable ensures that this patch cord has a small diameter, making it easy to install and work | PC | 1 | 10 | 1 | 1 | 10.74
07498348565 | UTP28CH3OR | CU,Patch Cord,Cat 5e,SD,3ft,OR | Category 5e performance, 28 AWG UTP patch cord with Pan-Plug™ Modular Plugs on each end. Orange. 3 ft. | PC | 1 | 10 | 1 | 1 | 7.16
07498344025 | UTP28CH3OR-Q | Copper Patch Cord, Cat 5e (SD), 28 AWG, | Category 5e performance, 28 AWG UTP patch cord with Pan-Plug™ Modular Plugs on each end. | PC | 1 | 25 | 25 | 1 | 7.16
07498348571 | UTP28CH3RD | CU,Patch Cord,Cat 5e,SD,3ft,RD | The TX5e™ Cat 5e UTP Patch Cord is constructed of 28 AWG, unshielded, twisted pair, stranded, CM cable with Pan-Plug™ modular plugs on each end. The use of 28 AWG cable ensures that this patch cord has a small diameter, making it easy to install and work | PC | 1 | 10 | 1 | 1 | 7.16
07498344028 | UTP28CH3RD-Q | Copper Patch Cord, Cat 5e (SD), 28 AWG, | Category 5e performance, 28 AWG UTP patch cord with Pan-Plug™ Modular Plugs on each end. | PC | 1 | 25 | 25 | 1 | 7.16
07498348577 | UTP28CH3VL | CU,Patch Cord,Cat 5e,SD,3ft,VL | Category 5e performance, 28 AWG UTP patch cord with Pan-Plug™ Modular Plugs on each end. Violet. 3 ft. | PC | 1 | 10 | 1 | 1 | 7.16
07498387855 | UTP28CH3VL-Q | CU Patch Crd,Cat 5e,SD,3ft,VL,Bulk25 | Category 5e performance, 28 AWG UTP patch cord with Pan-Plug™ Modular Plugs on each end, violet. | PC | 1 | 25 | 25 | 1 | 7.16
07498348584 | UTP28CH3YL | CU,Patch Cord,Cat 5e,SD,3ft,YL | The TX5e™ Cat 5e UTP Patch Cord is constructed of 28 AWG, unshielded, twisted pair, stranded, CM cable with Pan-Plug™ modular plugs on each end. The use of 28 AWG cable ensures that this patch cord has a small diameter, making it easy to install and work | PC | 1 | 10 | 1 | 1 | 7.16
07498344037 | UTP28CH3YL-Q | Copper Patch Cord, Cat 5e (SD), 28 AWG, | Category 5e performance, 28 AWG UTP patch cord with Pan-Plug™ Modular Plugs on each end. | PC | 1 | 25 | 25 | 1 | 7.16
07498341771 | UTP28CH4 | CU,Patch Cord,Cat 5e,SD,4ft,IW | The TX5e™ Cat 5e UTP Patch Cord is constructed of 28 AWG, unshielded, twisted pair, stranded, CM cable with Pan-Plug™ modular plugs on each end. The use of 28 AWG cable ensures that this patch cord has a small diameter, making it easy to install and work | PC | 1 | 10 | 1 | 1 | 7.7
07498344039 | UTP28CH4-Q | Copper Patch Cord, Cat 5e (SD), 28 AWG, | Category 5e performance, 28 AWG UTP patch cord with Pan-Plug™ Modular Plugs on each end. | PC | 1 | 25 | 25 | 1 | 7.7
07498343349 | UTP28CH4.5M | CU,Patch Cord,Cat 5e,SD,4.5m,IW | Category 5e performance, 28 AWG UTP patch cord with Pan-Plug™ Modular Plugs on each end. Off White. 4.5 meters. | PC | 1 | 10 | 1 | 1 | 13.34
07498348915 | UTP28CH4.5MBL | CU,Patch Cord,Cat 5e,SD,4.5ft,BL | Category 5e performance, 28 AWG UTP patch cord with Pan-Plug™ Modular Plugs on each end. Black. 4.5 meters. | PC | 1 | 10 | 1 | 1 | 13.34
07498343360 | UTP28CH4.5MBU | CU,Patch Cord,Cat 5e,SD,4.5m,BU | Category 5e performance, 28 AWG UTP patch cord with Pan-Plug™ Modular Plugs on each end. Blue. 4.5 meters. | PC | 1 | 10 | 1 | 1 | 13.34
07498348923 | UTP28CH4.5MGR | CU,Patch Cord,Cat 5e,SD,4.5m,GR | Category 5e performance, 28 AWG UTP patch cord with Pan-Plug™ Modular Plugs on each end. Green. 4.5 meters. | PC | 1 | 10 | 1 | 1 | 13.34
07498395619 | UTP28CH4.5MGY | CU,Patch Cord,Cat 5e,SD,4.5m,GY | Category 5e performance, 28 AWG UTP patch cord with Pan-Plug™ Modular Plugs on each end. Gray. 4.5 meters. | PC | 1 | 10 | 1 | 1 | 13.34
07498348930 | UTP28CH4.5MOR | CU,Patch Cord,Cat 5e,SD,4.5m,OR | Category 5e performance, 28 AWG UTP patch cord with Pan-Plug™ Modular Plugs on each end. Orange. 4.5 meters. | PC | 1 | 10 | 1 | 1 | 13.34
07498348937 | UTP28CH4.5MRD | CU,Patch Cord,Cat 5e,SD,4.5m,RD | Category 5e performance, 28 AWG UTP patch cord with Pan-Plug™ Modular Plugs on each end. Red. 4.5 meters. | PC | 1 | 10 | 1 | 1 | 13.34
07498348941 | UTP28CH4.5MVL | CU,Patch Cord,Cat 5e,SD,4.5m,VL | Category 5e performance, 28 AWG UTP patch cord with Pan-Plug™ Modular Plugs on each end. Violet. 4.5 meters. | PC | 1 | 10 | 1 | 1 | 13.34
07498348950 | UTP28CH4.5MYL | CU,Patch Cord,Cat 5e,SD,4.5m,YL | Category 5e performance, 28 AWG UTP patch cord with Pan-Plug™ Modular Plugs on each end. Yellow. 4.5 meters. | PC | 1 | 10 | 1 | 1 | 13.34
07498345162 | UTP28CH40 | CU Patch Crd,Cat 5e,SD,40ft,IW | Copper Patch Cord, Cat 5e (SD), 28 AWG, Off White CM/LSZH UTP Cable, 40 Ft | PC | 1 | 10 | 1 | 1 | 26.6
07498346343 | UTP28CH40BL | CU Patch Crd,Cat 5e,SD,40ft,BL | Copper Patch Cord, Cat 5e (SD), 28 AWG, Black CM/LSZH UTP Cable, 40 Ft | PC | 1 | 10 | 1 | 1 | 26.6
07498346344 | UTP28CH40BU | CU Patch Crd,Cat 5e,SD,40ft,BU | Copper Patch Cord, Cat 5e (SD), 28 AWG, Blue CM/LSZH UTP Cable, 40 Ft | PC | 1 | 10 | 1 | 1 | 26.6
07498346346 | UTP28CH40GR | CU Patch Crd,Cat 5e,SD,40ft,GR | Category 5e performance, 28 AWG UTP patch cord with Pan-Plug™ Modular Plugs on each end. | PC | 1 | 10 | 1 | 1 | 26.6
07498346345 | UTP28CH40GY | CU Patch Crd,Cat 5e,SD,40ft,GY | Copper Patch Cord, Cat 5e (SD), 28 AWG, Gray CM/LSZH UTP Cable, 40ft | PC | 1 | 10 | 1 | 1 | 26.6
07498345396 | UTP28CH40M | CU Patch Crd,Cat 5e,SD,40m,IW | Copper Patch Cord, Cat 5e (SD), 28 AWG, Off White CM/LSZH UTP Cable, 40m | PC | 1 | 10 | 1 | 1 | 74.6
07498347183 | UTP28CH40MBL | CU Patch Crd,Cat 5e,SD,40m,BL | Copper Patch Cord, Cat 5e (SD), 28 AWG, Black CM/LSZH UTP Cable, 40m | PC | 1 | 10 | 1 | 1 | 74.6
07498347184 | UTP28CH40MBU | CU Patch Crd,Cat 5e,SD,40m,BU | Copper Patch Cord, Cat 5e (SD), 28 AWG, Blue CM/LSZH UTP Cable, 40m | PC | 1 | 10 | 1 | 1 | 74.6
07498347186 | UTP28CH40MGR | CU Patch Crd,Cat 5e,SD,40m,GR | Category 5e performance, 28 AWG UTP patch cord with Pan-Plug™ Modular Plugs on each end. | PC | 1 | 10 | 1 | 1 | 74.6
07498347185 | UTP28CH40MGY | CU Patch Crd,Cat 5e,SD,40m,GY | Copper Patch Cord, Cat 5e (SD), 28 AWG, Gray CM/LSZH UTP Cable, 40m | PC | 1 | 10 | 1 | 1 | 74.6
07498347187 | UTP28CH40MOR | CU Patch Crd,Cat 5e,SD,40m,OR | Copper Patch Cord, Cat 5e (SD), 28 AWG, Orange CM/LSZH UTP Cable, 40m | PC | 1 | 10 | 1 | 1 | 74.6
07498347188 | UTP28CH40MRD | CU Patch Crd,Cat 5e,SD,40m,RD | Copper Patch Cord, Cat 5e (SD), 28 AWG, Red CM/LSZH UTP Cable, 40m | PC | 1 | 10 | 1 | 1 | 74.6
07498347189 | UTP28CH40MVL | CU Patch Crd,Cat 5e,SD,40m,VL | Copper Patch Cord, Cat 5e (SD), 28 AWG, Violet CM/LSZH UTP Cable, 40m | PC | 1 | 10 | 1 | 1 | 74.6
07498347190 | UTP28CH40MYL | CU Patch Crd,Cat 5e,SD,40m,YL | Copper Patch Cord, Cat 5e (SD), 28 AWG, Yellow CM/LSZH UTP Cable, 40m | PC | 1 | 10 | 1 | 1 | 74.6
07498346347 | UTP28CH40OR | CU Patch Crd,Cat 5e,SD,40ft,OR | Copper Patch Cord, Cat 5e (SD), 28 AWG, Orange CM/LSZH UTP Cable, 40 Ft | PC | 1 | 10 | 1 | 1 | 26.6
07498346357 | UTP28CH40RD | CU Patch Crd,Cat 5e,SD,40ft,RD | Copper Patch Cord, Cat 5e (SD), 28 AWG, Red CM/LSZH UTP Cable, 40ft | PC | 1 | 10 | 1 | 1 | 26.6
07498346407 | UTP28CH40VL | CU Patch Crd,Cat 5e,SD,40ft,VL | Copper Patch Cord, Cat 5e (SD), 28 AWG, Violet CM/LSZH UTP Cable, 40ft | PC | 1 | 10 | 1 | 1 | 26.6
07498346408 | UTP28CH40YL | CU Patch Crd,Cat 5e,SD,40ft,YL | Copper Patch Cord, Cat 5e (SD), 28 AWG, Yellow CM/LSZH UTP Cable, 40 Ft | PC | 1 | 10 | 1 | 1 | 26.6
07498345163 | UTP28CH41 | CU Patch Crd,Cat 5e,SD,41ft,IW | Copper Patch Cord, Cat 5e (SD), 28 AWG, Off White CM/LSZH UTP Cable, 41 Ft | PC | 1 | 10 | 1 | 1 | 27.16
07498346409 | UTP28CH41BL | CU Patch Crd,Cat 5e,SD,41ft,BL | Copper Patch Cord, Cat 5e (SD), 28 AWG, Black CM/LSZH UTP Cable, 41 Ft | PC | 1 | 10 | 1 | 1 | 27.16
07498346410 | UTP28CH41BU | CU Patch Crd,Cat 5e,SD,41ft,BU | Copper Patch Cord, Cat 5e (SD), 28 AWG, Blue CM/LSZH UTP Cable, 41 Ft | PC | 1 | 10 | 1 | 1 | 27.16
07498346491 | UTP28CH41GR | CU Patch Crd,Cat 5e,SD,41ft,GR | Category 5e performance, 28 AWG UTP patch cord with Pan-Plug™ Modular Plugs on each end. | PC | 1 | 10 | 1 | 1 | 27.16
07498346486 | UTP28CH41GY | CU Patch Crd,Cat 5e,SD,41ft,GY | Copper Patch Cord, Cat 5e (SD), 28 AWG, Gray CM/LSZH UTP Cable, 41ft | PC | 1 | 10 | 1 | 1 | 27.16
07498346498 | UTP28CH41OR | CU Patch Crd,Cat 5e,SD,41ft,OR | Copper Patch Cord, Cat 5e (SD), 28 AWG, Orange CM/LSZH UTP Cable, 41 Ft | PC | 1 | 10 | 1 | 1 | 27.16
07498346501 | UTP28CH41RD | CU Patch Crd,Cat 5e,SD,41ft,RD | Copper Patch Cord, Cat 5e (SD), 28 AWG, Red CM/LSZH UTP Cable, 41 Ft | PC | 1 | 10 | 1 | 1 | 27.16
07498346565 | UTP28CH41VL | CU Patch Crd,Cat 5e,SD,41ft,VL | Copper Patch Cord, Cat 5e (SD), 28 AWG, Violet CM/LSZH UTP Cable, 41 Ft | PC | 1 | 10 | 1 | 1 | 27.16
07498346567 | UTP28CH41YL | CU Patch Crd,Cat 5e,SD,41ft,YL | Copper Patch Cord, Cat 5e (SD), 28 AWG, Yellow CM/LSZH UTP Cable, 41 Ft | PC | 1 | 10 | 1 | 1 | 27.16
07498345164 | UTP28CH42 | CU Patch Crd,Cat 5e,SD,42ft,IW | Copper Patch Cord, Cat 5e (SD), 28 AWG, Off White CM/LSZH UTP Cable, 42 Ft | PC | 1 | 10 | 1 | 1 | 27.68
07498346572 | UTP28CH42BL | CU Patch Crd,Cat 5e,SD,42ft,BL | Copper Patch Cord, Cat 5e (SD), 28 AWG, Black CM/LSZH UTP Cable, 42 Ft | PC | 1 | 10 | 1 | 1 | 27.68
07498346573 | UTP28CH42BU | CU Patch Crd,Cat 5e,SD,42ft,BU | Copper Patch Cord, Cat 5e (SD), 28 AWG, Blue CM/LSZH UTP Cable, 42ft | PC | 1 | 10 | 1 | 1 | 27.68
07498346588 | UTP28CH42GR | CU Patch Crd,Cat 5e,SD,42ft,GR | Category 5e performance, 28 AWG UTP patch cord with Pan-Plug™ Modular Plugs on each end. | PC | 1 | 10 | 1 | 1 | 27.68
07498346574 | UTP28CH42GY | CU Patch Crd,Cat 5e,SD,42ft,GY | Copper Patch Cord, Cat 5e (SD), 28 AWG, Gray CM/LSZH UTP Cable, 42 Ft | PC | 1 | 10 | 1 | 1 | 27.68
07498346589 | UTP28CH42OR | CU Patch Crd,Cat 5e,SD,42ft,OR | Copper Patch Cord, Cat 5e (SD), 28 AWG, Orange CM/LSZH UTP Cable, 42 Ft | PC | 1 | 10 | 1 | 1 | 27.68
07498346631 | UTP28CH42RD | CU Patch Crd,Cat 5e,SD,42ft,RD | Copper Patch Cord, Cat 5e (SD), 28 AWG, Red CM/LSZH UTP Cable, 42 Ft | PC | 1 | 10 | 1 | 1 | 27.68
07498346632 | UTP28CH42VL | CU Patch Crd,Cat 5e,SD,42ft,VL | Copper Patch Cord, Cat 5e (SD), 28 AWG, Violet CM/LSZH UTP Cable, 42ft | PC | 1 | 10 | 1 | 1 | 27.68
07498346633 | UTP28CH42YL | CU Patch Crd,Cat 5e,SD,42ft,YL | Copper Patch Cord, Cat 5e (SD), 28 AWG, Yellow CM/LSZH UTP Cable, 42 Ft | PC | 1 | 10 | 1 | 1 | 27.68
07498345165 | UTP28CH43 | CU Patch Crd,Cat 5e,SD,43ft,IW | Copper Patch Cord, Cat 5e (SD), 28 AWG, Off White CM/LSZH UTP Cable, 43 Ft | PC | 1 | 10 | 1 | 1 | 28.18
07498346635 | UTP28CH43BL | CU Patch Crd,Cat 5e,SD,43ft,BL | Copper Patch Cord, Cat 5e (SD), 28 AWG, Black CM/LSZH UTP Cable, 43ft | PC | 1 | 10 | 1 | 1 | 28.18
07498346636 | UTP28CH43BU | CU Patch Crd,Cat 5e,SD,43ft,BU | Copper Patch Cord, Cat 5e (SD), 28 AWG, Blue CM/LSZH UTP Cable, 43 Ft | PC | 1 | 10 | 1 | 1 | 28.18
07498346638 | UTP28CH43GR | CU Patch Crd,Cat 5e,SD,43ft,GR | Category 5e performance, 28 AWG UTP patch cord with Pan-Plug™ Modular Plugs on each end. | PC | 1 | 10 | 1 | 1 | 28.18
07498346637 | UTP28CH43GY | CU Patch Crd,Cat 5e,SD,43ft,GY | Copper Patch Cord, Cat 5e (SD), 28 AWG, Gray CM/LSZH UTP Cable, 43 Ft | PC | 1 | 10 | 1 | 1 | 28.18
07498346640 | UTP28CH43OR | CU Patch Crd,Cat 5e,SD,43ft,OR | Copper Patch Cord, Cat 5e (SD), 28 AWG, Orange CM/LSZH UTP Cable, 43 Ft | PC | 1 | 10 | 1 | 1 | 28.18
07498346642 | UTP28CH43RD | CU Patch Crd,Cat 5e,SD,43ft,RD | Copper Patch Cord, Cat 5e (SD), 28 AWG, Red CM/LSZH UTP Cable, 43ft | PC | 1 | 10 | 1 | 1 | 28.18
07498346644 | UTP28CH43VL | CU Patch Crd,Cat 5e,SD,43ft,VL | Copper Patch Cord, Cat 5e (SD), 28 AWG, Violet CM/LSZH UTP Cable, 43 Ft | PC | 1 | 10 | 1 | 1 | 28.18
07498346646 | UTP28CH43YL | CU Patch Crd,Cat 5e,SD,43ft,YL | Copper Patch Cord, Cat 5e (SD), 28 AWG, Yellow CM/LSZH UTP Cable, 43 Ft | PC | 1 | 10 | 1 | 1 | 28.18
07498345166 | UTP28CH44 | CU Patch Crd,Cat 5e,SD,44ft,IW | Copper Patch Cord, Cat 5e (SD), 28 AWG, Off White CM/LSZH UTP Cable, 44 Ft | PC | 1 | 10 | 1 | 1 | 28.72
07498346708 | UTP28CH44BL | CU Patch Crd,Cat 5e,SD,44ft,BL | Copper Patch Cord, Cat 5e (SD), 28 AWG, Black CM/LSZH UTP Cable, 44ft | PC | 1 | 10 | 1 | 1 | 28.72
07498346709 | UTP28CH44BU | CU Patch Crd,Cat 5e,SD,44ft,BU | Copper Patch Cord, Cat 5e (SD), 28 AWG, Blue CM/LSZH UTP Cable, 44 Ft | PC | 1 | 10 | 1 | 1 | 28.72
07498346711 | UTP28CH44GR | CU Patch Crd,Cat 5e,SD,44ft,GR | Category 5e performance, 28 AWG UTP patch cord with Pan-Plug™ Modular Plugs on each end. | PC | 1 | 10 | 1 | 1 | 28.72
07498346710 | UTP28CH44GY | CU Patch Crd,Cat 5e,SD,44ft,GY | Copper Patch Cord, Cat 5e (SD), 28 AWG, Gray CM/LSZH UTP Cable, 44ft | PC | 1 | 10 | 1 | 1 | 28.72
07498346712 | UTP28CH44OR | CU Patch Crd,Cat 5e,SD,44ft,OR | Copper Patch Cord, Cat 5e (SD), 28 AWG, Orange CM/LSZH UTP Cable, 44 Ft | PC | 1 | 10 | 1 | 1 | 28.72
07498346713 | UTP28CH44RD | CU Patch Crd,Cat 5e,SD,44ft,RD | Copper Patch Cord, Cat 5e (SD), 28 AWG, Red CM/LSZH UTP Cable, 44 Ft | PC | 1 | 10 | 1 | 1 | 28.72
07498346714 | UTP28CH44VL | CU Patch Crd,Cat 5e,SD,44ft,VL | Copper Patch Cord, Cat 5e (SD), 28 AWG, Violet CM/LSZH UTP Cable, 44ft | PC | 1 | 10 | 1 | 1 | 28.72
07498346715 | UTP28CH44YL | CU Patch Crd,Cat 5e,SD,44ft,YL | Copper Patch Cord, Cat 5e (SD), 28 AWG, Yellow CM/LSZH UTP Cable, 44 Ft | PC | 1 | 10 | 1 | 1 | 28.72
07498345167 | UTP28CH45 | CU Patch Crd,Cat 5e,SD,45ft,IW | Copper Patch Cord, Cat 5e (SD), 28 AWG, Off White CM/LSZH UTP Cable, 45 Ft | PC | 1 | 10 | 1 | 1 | 29.26
07498346719 | UTP28CH45BL | CU Patch Crd,Cat 5e,SD,45ft,BL | Copper Patch Cord, Cat 5e (SD), 28 AWG, Black CM/LSZH UTP Cable, 45 Ft | PC | 1 | 10 | 1 | 1 | 29.26
07498346720 | UTP28CH45BU | CU Patch Crd,Cat 5e,SD,45ft,BU | Copper Patch Cord, Cat 5e (SD), 28 AWG, Blue CM/LSZH UTP Cable, 45 Ft | PC | 1 | 10 | 1 | 1 | 29.26
07498346722 | UTP28CH45GR | CU Patch Crd,Cat 5e,SD,45ft,GR | Category 5e performance, 28 AWG UTP patch cord with Pan-Plug™ Modular Plugs on each end. | PC | 1 | 10 | 1 | 1 | 29.26
07498346721 | UTP28CH45GY | CU Patch Crd,Cat 5e,SD,45ft,GY | Copper Patch Cord, Cat 5e (SD), 28 AWG, Gray CM/LSZH UTP Cable, 45ft | PC | 1 | 10 | 1 | 1 | 29.26
07498346723 | UTP28CH45OR | CU Patch Crd,Cat 5e,SD,45ft,OR | Copper Patch Cord, Cat 5e (SD), 28 AWG, Orange CM/LSZH UTP Cable, 45ft | PC | 1 | 10 | 1 | 1 | 29.26
07498346724 | UTP28CH45RD | CU Patch Crd,Cat 5e,SD,45ft,RD | Copper Patch Cord, Cat 5e (SD), 28 AWG, Red CM/LSZH UTP Cable, 45 Ft | PC | 1 | 10 | 1 | 1 | 29.26
07498346725 | UTP28CH45VL | CU Patch Crd,Cat 5e,SD,45ft,VL | Copper Patch Cord, Cat 5e (SD), 28 AWG, Violet CM/LSZH UTP Cable, 45ft | PC | 1 | 10 | 1 | 1 | 29.26
07498346726 | UTP28CH45YL | CU Patch Crd,Cat 5e,SD,45ft,YL | Copper Patch Cord, Cat 5e (SD), 28 AWG, Yellow CM/LSZH UTP Cable, 45 Ft | PC | 1 | 10 | 1 | 1 | 29.26
07498345168 | UTP28CH46 | CU Patch Crd,Cat 5e,SD,46ft,IW | Copper Patch Cord, Cat 5e (SD), 28 AWG, Off White CM/LSZH UTP Cable, 46 Ft | PC | 1 | 10 | 1 | 1 | 29.76
07498346735 | UTP28CH46BL | CU Patch Crd,Cat 5e,SD,46ft,BL | Copper Patch Cord, Cat 5e (SD), 28 AWG, Black CM/LSZH UTP Cable, 46 Ft | PC | 1 | 10 | 1 | 1 | 29.76
07498346736 | UTP28CH46BU | CU Patch Crd,Cat 5e,SD,46ft,BU | Copper Patch Cord, Cat 5e (SD), 28 AWG, Blue CM/LSZH UTP Cable, 46 Ft | PC | 1 | 10 | 1 | 1 | 29.76
07498346738 | UTP28CH46GR | CU Patch Crd,Cat 5e,SD,46ft,GR | Category 5e performance, 28 AWG UTP patch cord with Pan-Plug™ Modular Plugs on each end. | PC | 1 | 10 | 1 | 1 | 29.76
07498346737 | UTP28CH46GY | CU Patch Crd,Cat 5e,SD,46ft,GY | Copper Patch Cord, Cat 5e (SD), 28 AWG, Gray CM/LSZH UTP Cable, 46ft | PC | 1 | 10 | 1 | 1 | 29.76
07498346739 | UTP28CH46OR | CU Patch Crd,Cat 5e,SD,46ft,OR | Copper Patch Cord, Cat 5e (SD), 28 AWG, Orange CM/LSZH UTP Cable, 46ft | PC | 1 | 10 | 1 | 1 | 29.76
07498346740 | UTP28CH46RD | CU Patch Crd,Cat 5e,SD,46ft,RD | Copper Patch Cord, Cat 5e (SD), 28 AWG, Red CM/LSZH UTP Cable, 46 Ft | PC | 1 | 10 | 1 | 1 | 29.76
07498346741 | UTP28CH46VL | CU Patch Crd,Cat 5e,SD,46ft,VL | Copper Patch Cord, Cat 5e (SD), 28 AWG, Violet CM/LSZH UTP Cable, 46ft | PC | 1 | 10 | 1 | 1 | 29.76
07498346742 | UTP28CH46YL | CU Patch Crd,Cat 5e,SD,46ft,YL | Copper Patch Cord, Cat 5e (SD), 28 AWG, Yellow CM/LSZH UTP Cable, 46 Ft | PC | 1 | 10 | 1 | 1 | 29.76
07498345169 | UTP28CH47 | CU Patch Crd,Cat 5e,SD,47ft,IW | Copper Patch Cord, Cat 5e (SD), 28 AWG, Off White CM/LSZH UTP Cable, 47 Ft | PC | 1 | 10 | 1 | 1 | 30.28
07498346751 | UTP28CH47BL | CU Patch Crd,Cat 5e,SD,47ft,BL | Copper Patch Cord, Cat 5e (SD), 28 AWG, Black CM/LSZH UTP Cable, 47ft | PC | 1 | 10 | 1 | 1 | 30.28
07498346752 | UTP28CH47BU | CU Patch Crd,Cat 5e,SD,47ft,BU | Copper Patch Cord, Cat 5e (SD), 28 AWG, Blue CM/LSZH UTP Cable, 47ft | PC | 1 | 10 | 1 | 1 | 30.28
07498346754 | UTP28CH47GR | CU Patch Crd,Cat 5e,SD,47ft,GR | Category 5e performance, 28 AWG UTP patch cord with Pan-Plug™ Modular Plugs on each end. | PC | 1 | 10 | 1 | 1 | 30.28
07498346753 | UTP28CH47GY | CU Patch Crd,Cat 5e,SD,47ft,GY | Copper Patch Cord, Cat 5e (SD), 28 AWG, Gray CM/LSZH UTP Cable, 47 Ft | PC | 1 | 10 | 1 | 1 | 30.28
07498346755 | UTP28CH47OR | CU Patch Crd,Cat 5e,SD,47ft,OR | Copper Patch Cord, Cat 5e (SD), 28 AWG, Orange CM/LSZH UTP Cable, 47 Ft | PC | 1 | 10 | 1 | 1 | 30.28
07498346756 | UTP28CH47RD | CU Patch Crd,Cat 5e,SD,47ft,RD | Copper Patch Cord, Cat 5e (SD), 28 AWG, Red CM/LSZH UTP Cable, 47 Ft | PC | 1 | 10 | 1 | 1 | 30.28
07498346757 | UTP28CH47VL | CU Patch Crd,Cat 5e,SD,47ft,VL | Copper Patch Cord, Cat 5e (SD), 28 AWG, Violet CM/LSZH UTP Cable, 47ft | PC | 1 | 10 | 1 | 1 | 30.28
07498346750 | UTP28CH47YL | CU Patch Crd,Cat 5e,SD,47ft,YL | Copper Patch Cord, Cat 5e (SD), 28 AWG, Yellow CM/LSZH UTP Cable, 47 Ft | PC | 1 | 10 | 1 | 1 | 30.28
07498345170 | UTP28CH48 | CU Patch Crd,Cat 5e,SD,48ft,IW | Copper Patch Cord, Cat 5e (SD), 28 AWG, Off White CM/LSZH UTP Cable, 48ft | PC | 1 | 10 | 1 | 1 | 30.82
07498346759 | UTP28CH48BL | CU Patch Crd,Cat 5e,SD,48ft,BL | Copper Patch Cord, Cat 5e (SD), 28 AWG, Black CM/LSZH UTP Cable, 48 Ft | PC | 1 | 10 | 1 | 1 | 30.82
07498346760 | UTP28CH48BU | CU Patch Crd,Cat 5e,SD,48ft,BU | Copper Patch Cord, Cat 5e (SD), 28 AWG, Blue CM/LSZH UTP Cable, 48 Ft | PC | 1 | 10 | 1 | 1 | 30.82
07498346762 | UTP28CH48GR | CU Patch Crd,Cat 5e,SD,48ft,GR | Category 5e performance, 28 AWG UTP patch cord with Pan-Plug™ Modular Plugs on each end. | PC | 1 | 10 | 1 | 1 | 30.82
07498346761 | UTP28CH48GY | CU Patch Crd,Cat 5e,SD,48ft,GY | Copper Patch Cord, Cat 5e (SD), 28 AWG, Gray CM/LSZH UTP Cable, 48 Ft | PC | 1 | 10 | 1 | 1 | 30.82
07498346763 | UTP28CH48OR | CU Patch Crd,Cat 5e,SD,48ft,OR | Copper Patch Cord, Cat 5e (SD), 28 AWG, Orange CM/LSZH UTP Cable, 48 Ft | PC | 1 | 10 | 1 | 1 | 30.82
07498346764 | UTP28CH48RD | CU Patch Crd,Cat 5e,SD,48ft,RD | Copper Patch Cord, Cat 5e (SD), 28 AWG, Red CM/LSZH UTP Cable, 48ft | PC | 1 | 10 | 1 | 1 | 30.82
07498346765 | UTP28CH48VL | CU Patch Crd,Cat 5e,SD,48ft,VL | Copper Patch Cord, Cat 5e (SD), 28 AWG, Violet CM/LSZH UTP Cable, 48 Ft | PC | 1 | 10 | 1 | 1 | 30.82
07498346766 | UTP28CH48YL | CU Patch Crd,Cat 5e,SD,48ft,YL | Copper Patch Cord, Cat 5e (SD), 28 AWG, Yellow CM/LSZH UTP Cable, 48ft | PC | 1 | 10 | 1 | 1 | 30.82
07498345171 | UTP28CH49 | CU Patch Crd,Cat 5e,SD,49ft,IW | Copper Patch Cord, Cat 5e (SD), 28 AWG, Off White CM/LSZH UTP Cable, 49 Ft | PC | 1 | 10 | 1 | 1 | 31.32
07498346776 | UTP28CH49BL | CU Patch Crd,Cat 5e,SD,49ft,BL | Copper Patch Cord, Cat 5e (SD), 28 AWG, Black CM/LSZH UTP Cable, 49 Ft | PC | 1 | 10 | 1 | 1 | 31.32
07498346777 | UTP28CH49BU | CU Patch Crd,Cat 5e,SD,49ft,BU | Copper Patch Cord, Cat 5e (SD), 28 AWG, Blue CM/LSZH UTP Cable, 49 Ft | PC | 1 | 10 | 1 | 1 | 31.32
07498346779 | UTP28CH49GR | CU Patch Crd,Cat 5e,SD,49ft,GR | Category 5e performance, 28 AWG UTP patch cord with Pan-Plug™ Modular Plugs on each end. | PC | 1 | 10 | 1 | 1 | 31.32
07498346778 | UTP28CH49GY | CU Patch Crd,Cat 5e,SD,49ft,GY | Copper Patch Cord, Cat 5e (SD), 28 AWG, Gray CM/LSZH UTP Cable, 49ft | PC | 1 | 10 | 1 | 1 | 31.32
07498346780 | UTP28CH49OR | CU Patch Crd,Cat 5e,SD,49ft,OR | Copper Patch Cord, Cat 5e (SD), 28 AWG, Orange CM/LSZH UTP Cable, 49 Ft | PC | 1 | 10 | 1 | 1 | 31.32
07498346781 | UTP28CH49RD | CU Patch Crd,Cat 5e,SD,49ft,RD | Copper Patch Cord, Cat 5e (SD), 28 AWG, Red CM/LSZH UTP Cable, 49ft | PC | 1 | 10 | 1 | 1 | 31.32
07498346782 | UTP28CH49VL | CU Patch Crd,Cat 5e,SD,49ft,VL | Copper Patch Cord, Cat 5e (SD), 28 AWG, Violet CM/LSZH UTP Cable, 49ft | PC | 1 | 10 | 1 | 1 | 31.32
07498346783 | UTP28CH49YL | CU Patch Crd,Cat 5e,SD,49ft,YL | Copper Patch Cord, Cat 5e (SD), 28 AWG, Yellow CM/LSZH UTP Cable, 49 Ft | PC | 1 | 10 | 1 | 1 | 31.32
07498348554 | UTP28CH4BL | CU,Patch Cord,Cat 5e,SD,4ft,BL | The TX5e™ Cat 5e UTP Patch Cord is constructed of 28 AWG, unshielded, twisted pair, stranded, CM cable with Pan-Plug™ modular plugs on each end. The use of 28 AWG cable ensures that this patch cord has a small diameter, making it easy to install and work | PC | 1 | 10 | 1 | 1 | 7.7
07498344043 | UTP28CH4BL-Q | Copper Patch Cord, Cat 5e (SD), 28 AWG, | Category 5e performance, 28 AWG UTP patch cord with Pan-Plug™ Modular Plugs on each end. | PC | 1 | 25 | 25 | 1 | 7.7
07498341778 | UTP28CH4BU | CU,Patch Cord,Cat 5e,SD,4ft,BU | The TX5e™ Cat 5e UTP Patch Cord is constructed of 28 AWG, unshielded, twisted pair, stranded, CM cable with Pan-Plug™ modular plugs on each end. The use of 28 AWG cable ensures that this patch cord has a small diameter, making it easy to install and work | PC | 1 | 10 | 1 | 1 | 7.7
07498344044 | UTP28CH4BU-Q | Copper Patch Cord, Cat 5e (SD), 28 AWG, | Category 5e performance, 28 AWG UTP patch cord with Pan-Plug™ Modular Plugs on each end. | PC | 1 | 25 | 25 | 1 | 7.7
07498348560 | UTP28CH4GR | CU,Patch Cord,Cat 5e,SD,4ft,GR | The TX5e™ Cat 5e UTP Patch Cord is constructed of 28 AWG, unshielded, twisted pair, stranded, CM cable with Pan-Plug™ modular plugs on each end. The use of 28 AWG cable ensures that this patch cord has a small diameter, making it easy to install and work | PC | 1 | 10 | 1 | 1 | 7.7
07498344046 | UTP28CH4GR-Q | Copper Patch Cord, Cat 5e (SD), 28 AWG, | Category 5e performance, 28 AWG UTP patch cord with Pan-Plug™ Modular Plugs on each end. | PC | 1 | 25 | 25 | 1 | 7.7
07498395591 | UTP28CH4GY | CU,Patch Cord,Cat 5e,SD,4ft,GY | Category 5e performance, 28 AWG UTP patch cord with Pan-Plug™ Modular Plugs on each end. Gray. 4 ft. | PC | 1 | 10 | 1 | 1 | 7.7
07498343379 | UTP28CH4M | CuPatch Cord,Cat 5e,SD,4m,IW,4m | Category 5e performance, 28 AWG UTP patch cord with Pan-Plug™ Modular Plugs on each end. Off White. 4 meters. | PC | 1 | 10 | 1 | 1 | 12.48
07498348917 | UTP28CH4MBL | CU,Patch Cord,Cat 5e,SD,4m,BL | Category 5e performance, 28 AWG UTP patch cord with Pan-Plug™ Modular Plugs on each end. Black. 4 meters. | PC | 1 | 10 | 1 | 1 | 12.48
07498343371 | UTP28CH4MBU | CU,Patch Cord,Cat 5e,SD,4m,BU | Category 5e performance, 28 AWG UTP patch cord with Pan-Plug™ Modular Plugs on each end. Blue. 4 meters. | PC | 1 | 10 | 1 | 1 | 12.48
07498348924 | UTP28CH4MGR | CU,Patch Cord,Cat 5e,SD,4m,GR | Category 5e performance, 28 AWG UTP patch cord with Pan-Plug™ Modular Plugs on each end. Green. 4 meters. | PC | 1 | 10 | 1 | 1 | 12.48
07498395618 | UTP28CH4MGY | CU,Patch Cord,Cat 5e,SD,4m,GY | Category 5e performance, 28 AWG UTP patch cord with Pan-Plug™ Modular Plugs on each end. Gray. 4 meters. | PC | 1 | 10 | 1 | 1 | 12.48
07498348934 | UTP28CH4MOR | CU,Patch Cord,Cat 5e,SD,4m,OR | Category 5e performance, 28 AWG UTP patch cord with Pan-Plug™ Modular Plugs on each end. Orange. 4 meters. | PC | 1 | 10 | 1 | 1 | 12.48
07498348938 | UTP28CH4MRD | CU,Patch Cord,Cat 5e,SD,4m,RD | Category 5e performance, 28 AWG UTP patch cord with Pan-Plug™ Modular Plugs on each end. Red. 4 meters. | PC | 1 | 10 | 1 | 1 | 12.48
07498348946 | UTP28CH4MVL | CU,Patch Cord,Cat 5e,SD,4m,VL | Category 5e performance, 28 AWG UTP patch cord with Pan-Plug™ Modular Plugs on each end. Violet. 4 meters. | PC | 1 | 10 | 1 | 1 | 12.48
07498348951 | UTP28CH4MYL | CuPatch Cord,Cat 5e,SD,4m,YL,4m | Category 5e performance, 28 AWG UTP patch cord with Pan-Plug™ Modular Plugs on each end. Yellow. 4 meters. | PC | 1 | 10 | 1 | 1 | 12.48
07498348566 | UTP28CH4OR | CU,Patch Cord,Cat 5e,SD,4ft,OR | Category 5e performance, 28 AWG UTP patch cord with Pan-Plug™ Modular Plugs on each end. Orange. 4 ft. | PC | 1 | 10 | 1 | 1 | 7.7
07498344061 | UTP28CH4OR-Q | Copper Patch Cord, Cat 5e (SD), 28 AWG, | Category 5e performance, 28 AWG UTP patch cord with Pan-Plug™ Modular Plugs on each end. | PC | 1 | 25 | 25 | 1 | 7.7
07498348572 | UTP28CH4RD | CU,Patch Cord,Cat 5e,SD,4ft,RD | The TX5e™ Cat 5e UTP Patch Cord is constructed of 28 AWG, unshielded, twisted pair, stranded, CM cable with Pan-Plug™ modular plugs on each end. The use of 28 AWG cable ensures that this patch cord has a small diameter, making it easy to install and work | PC | 1 | 10 | 1 | 1 | 7.7
07498344047 | UTP28CH4RD-Q | Copper Patch Cord, Cat 5e (SD), 28 AWG, | Category 5e performance, 28 AWG UTP patch cord with Pan-Plug™ Modular Plugs on each end. | PC | 1 | 25 | 25 | 1 | 7.7
07498348578 | UTP28CH4VL | CU,Patch Cord,Cat 5e,SD,4ft,VL | Category 5e performance, 28 AWG UTP patch cord with Pan-Plug™ Modular Plugs on each end. Violet. 4 ft. | PC | 1 | 10 | 1 | 1 | 7.7
07498344052 | UTP28CH4VL-Q | Copper Patch Cord, Cat 5e (SD), 28 AWG, | Category 5e performance, 28 AWG UTP patch cord with Pan-Plug™ Modular Plugs on each end. | PC | 1 | 25 | 25 | 1 | 7.7
07498348585 | UTP28CH4YL | CU,Patch Cord,Cat 5e,SD,4ft,YL | The TX5e™ Cat 5e UTP Patch Cord is constructed of 28 AWG, unshielded, twisted pair, stranded, CM cable with Pan-Plug™ modular plugs on each end. The use of 28 AWG cable ensures that this patch cord has a small diameter, making it easy to install and work | PC | 1 | 10 | 1 | 1 | 7.7
07498387854 | UTP28CH4YL-Q | CU Patch Crd,Cat 5e,SD,4ft,YL,Bulk25 | Category 5e performance, 28 AWG UTP patch cord with Pan-Plug™ Modular Plugs on each end, yellow. | PC | 1 | 25 | 25 | 1 | 7.7
07498341772 | UTP28CH5 | CuPatch Cord,Cat 5e,SD,5ft,IW,5.5m | The TX5e™ Cat 5e UTP Patch Cord is constructed of 28 AWG, unshielded, twisted pair, stranded, CM cable with Pan-Plug™ modular plugs on each end. The use of 28 AWG cable ensures that this patch cord has a small diameter, making it easy to install and work | PC | 1 | 10 | 1 | 1 | 8.2
07498344065 | UTP28CH5-Q | Copper Patch Cord, Cat 5e (SD), 28 AWG, | Category 5e performance, 28 AWG UTP patch cord with Pan-Plug™ Modular Plugs on each end. | PC | 1 | 25 | 25 | 1 | 8.2
07498343350 | UTP28CH5.5M | CuPatch Cord,Cat 5e,SD,5ft,IW,5f | Category 5e performance, 28 AWG UTP patch cord with Pan-Plug™ Modular Plugs on each end. Off White. 5.5 meters. | PC | 1 | 10 | 1 | 1 | 15.08
07498348954 | UTP28CH5.5MBL | CuPatch Cord,Cat 5e,SD,5ft,BL,5.5m | Category 5e performance, 28 AWG UTP patch cord with Pan-Plug™ Modular Plugs on each end. Black. 5.5 meters. | PC | 1 | 10 | 1 | 1 | 15.08
07498343362 | UTP28CH5.5MBU | CuPatch Cord,Cat 5e,SD,5ft,BU,5.5m | Category 5e performance, 28 AWG UTP patch cord with Pan-Plug™ Modular Plugs on each end. Blue. 5.5 meters. | PC | 1 | 10 | 1 | 1 | 15.08
07498348957 | UTP28CH5.5MGR | CuPatch Cord,Cat 5e,SD,5ft,GR,5.5m | Category 5e performance, 28 AWG UTP patch cord with Pan-Plug™ Modular Plugs on each end. Green. 5.5 meters. | PC | 1 | 10 | 1 | 1 | 15.08
07498395622 | UTP28CH5.5MGY | CU Patch Crd,Cat 5e,SD,5.5m,GY | Category 5e, 28 AWG UTP patch cord with Pan-Plug™ Modular Plugs on each end. | PC | 1 | 10 | 1 | 1 | 15.08
07498348960 | UTP28CH5.5MOR | CuPatch Cord,Cat 5e,SD,5ft,OR,5.5m | Category 5e performance, 28 AWG UTP patch cord with Pan-Plug™ Modular Plugs on each end. Orange. 5.5 meters. | PC | 1 | 10 | 1 | 1 | 15.08
07498348964 | UTP28CH5.5MRD | CuPatch Cord,Cat 5e,SD,5ft,RD,5.5m | Category 5e performance, 28 AWG UTP patch cord with Pan-Plug™ Modular Plugs on each end. Red. 5.5 meters. | PC | 1 | 10 | 1 | 1 | 15.08
07498348967 | UTP28CH5.5MVL | CuPatch Cord,Cat 5e,SD,5ft,VL,5.5m | Category 5e performance, 28 AWG UTP patch cord with Pan-Plug™ Modular Plugs on each end. Violet. 5.5 meters. | PC | 1 | 10 | 1 | 1 | 15.08
07498348971 | UTP28CH5.5MYL | CuPatch Cord,Cat 5e,SD,5ft,YL,5.5m | Category 5e performance, 28 AWG UTP patch cord with Pan-Plug™ Modular Plugs on each end. Yellow. 5.5 meters. | PC | 1 | 10 | 1 | 1 | 15.08
07498345172 | UTP28CH50 | CU Patch Crd,Cat 5e,SD,50ft,IW | Copper Patch Cord, Cat 5e (SD), 28 AWG, Off White CM/LSZH UTP Cable, 50ft | PC | 1 | 10 | 1 | 1 | 31.86
07498346784 | UTP28CH50BL | CU Patch Crd,Cat 5e,SD,50ft,BL | Copper Patch Cord, Cat 5e (SD), 28 AWG, Black CM/LSZH UTP Cable, 50 Ft | PC | 1 | 10 | 1 | 1 | 31.86
07498346785 | UTP28CH50BU | CU Patch Crd,Cat 5e,SD,50ft,BU | Copper Patch Cord, Cat 5e (SD), 28 AWG, Blue CM/LSZH UTP Cable, 50ft | PC | 1 | 10 | 1 | 1 | 31.86
07498346788 | UTP28CH50GR | CU Patch Crd,Cat 5e,SD,50ft,GR | Category 5e performance, 28 AWG UTP patch cord with Pan-Plug™ Modular Plugs on each end. | PC | 1 | 10 | 1 | 1 | 31.86
07498346786 | UTP28CH50GY | CU Patch Crd,Cat 5e,SD,50ft,GY | Copper Patch Cord, Cat 5e (SD), 28 AWG, Gray CM/LSZH UTP Cable, 50 Ft | PC | 1 | 10 | 1 | 1 | 31.86
07498346790 | UTP28CH50OR | CU Patch Crd,Cat 5e,SD,50ft,OR | Copper Patch Cord, Cat 5e (SD), 28 AWG, Orange CM/LSZH UTP Cable, 50ft | PC | 1 | 10 | 1 | 1 | 31.86
07498346792 | UTP28CH50RD | CU Patch Crd,Cat 5e,SD,50ft,RD | Copper Patch Cord, Cat 5e (SD), 28 AWG, Red CM/LSZH UTP Cable, 50 Ft | PC | 1 | 10 | 1 | 1 | 31.86
07498346794 | UTP28CH50VL | CU Patch Crd,Cat 5e,SD,50ft,VL | Copper Patch Cord, Cat 5e (SD), 28 AWG, Violet CM/LSZH UTP Cable, 50 Ft | PC | 1 | 10 | 1 | 1 | 31.86
07498346796 | UTP28CH50YL | CU Patch Crd,Cat 5e,SD,50ft,YL | Copper Patch Cord, Cat 5e (SD), 28 AWG, Yellow CM/LSZH UTP Cable, 50 Ft | PC | 1 | 10 | 1 | 1 | 31.86
07498345187 | UTP28CH55 | CU Patch Crd,Cat 5e,SD,55ft,IW | Copper Patch Cord, Cat 5e (SD), 28 AWG, Off White CM/LSZH UTP Cable, 55 Ft | PC | 1 | 10 | 1 | 1 | 34.52
07498347035 | UTP28CH55BL | CU Patch Crd,Cat 5e,SD,55ft,BL | Copper Patch Cord, Cat 5e (SD), 28 AWG, Black CM/LSZH UTP Cable, 55ft | PC | 1 | 10 | 1 | 1 | 34.52
07498347036 | UTP28CH55BU | CU Patch Crd,Cat 5e,SD,55ft,BU | Copper Patch Cord, Cat 5e (SD), 28 AWG, Blue CM/LSZH UTP Cable, 55ft | PC | 1 | 10 | 1 | 1 | 34.52
07498347038 | UTP28CH55GR | CU Patch Crd,Cat 5e,SD,55ft,GR | Category 5e performance, 28 AWG UTP patch cord with Pan-Plug™ Modular Plugs on each end. | PC | 1 | 10 | 1 | 1 | 34.52
07498347037 | UTP28CH55GY | CU Patch Crd,Cat 5e,SD,55ft,GY | Copper Patch Cord, Cat 5e (SD), 28 AWG, Gray CM/LSZH UTP Cable, 55 Ft | PC | 1 | 10 | 1 | 1 | 34.52
07498347039 | UTP28CH55OR | CU Patch Crd,Cat 5e,SD,55ft,OR | Copper Patch Cord, Cat 5e (SD), 28 AWG, Orange CM/LSZH UTP Cable, 55ft | PC | 1 | 10 | 1 | 1 | 34.52
07498347040 | UTP28CH55RD | CU Patch Crd,Cat 5e,SD,55ft,RD | Copper Patch Cord, Cat 5e (SD), 28 AWG, Red CM/LSZH UTP Cable, 55 Ft | PC | 1 | 10 | 1 | 1 | 34.52
07498347041 | UTP28CH55VL | CU Patch Crd,Cat 5e,SD,55ft,VL | Copper Patch Cord, Cat 5e (SD), 28 AWG, Violet CM/LSZH UTP Cable, 55ft | PC | 1 | 10 | 1 | 1 | 34.52
07498347042 | UTP28CH55YL | CU Patch Crd,Cat 5e,SD,55ft,YL | Copper Patch Cord, Cat 5e (SD), 28 AWG, Yellow CM/LSZH UTP Cable, 55ft | PC | 1 | 10 | 1 | 1 | 34.52
07498348555 | UTP28CH5BL | CuPatch Cord,Cat 5e,SD,5ft,BL,5f | The TX5e™ Cat 5e UTP Patch Cord is constructed of 28 AWG, unshielded, twisted pair, stranded, CM cable with Pan-Plug™ modular plugs on each end. The use of 28 AWG cable ensures that this patch cord has a small diameter, making it easy to install and work | PC | 1 | 10 | 1 | 1 | 8.2
07498344069 | UTP28CH5BL-Q | Copper Patch Cord, Cat 5e (SD), 28 AWG, | Category 5e performance, 28 AWG UTP patch cord with Pan-Plug™ Modular Plugs on each end. | PC | 1 | 25 | 25 | 1 | 8.2
07498341779 | UTP28CH5BU | CuPatch Cord,Cat 5e,SD,5ft,BU,5f | The TX5e™ Cat 5e UTP Patch Cord is constructed of 28 AWG, unshielded, twisted pair, stranded, CM cable with Pan-Plug™ modular plugs on each end. The use of 28 AWG cable ensures that this patch cord has a small diameter, making it easy to install and work | PC | 1 | 10 | 1 | 1 | 8.2
07498344072 | UTP28CH5BU-Q | Copper Patch Cord, Cat 5e (SD), 28 AWG, | Category 5e performance, 28 AWG UTP patch cord with Pan-Plug™ Modular Plugs on each end. | PC | 1 | 25 | 25 | 1 | 8.2
07498348561 | UTP28CH5GR | CuPatch Cord,Cat 5e,SD,5ft,GR,5f | The TX5e™ Cat 5e UTP Patch Cord is constructed of 28 AWG, unshielded, twisted pair, stranded, CM cable with Pan-Plug™ modular plugs on each end. The use of 28 AWG cable ensures that this patch cord has a small diameter, making it easy to install and work | PC | 1 | 10 | 1 | 1 | 8.2
07498344074 | UTP28CH5GR-Q | Copper Patch Cord, Cat 5e (SD), 28 AWG, | Category 5e performance, 28 AWG UTP patch cord with Pan-Plug™ Modular Plugs on each end. | PC | 1 | 25 | 25 | 1 | 8.2
07498395592 | UTP28CH5GY | CU,Patch Cord,Cat 5e,SD,5ft,GY | Category 5e performance, 28 AWG UTP patch cord with Pan-Plug™ Modular Plugs on each end. Gray. 5 ft. | PC | 1 | 10 | 1 | 1 | 8.2
07498343380 | UTP28CH5M | CU,Patch Cord,Cat 5e,SD,5m,IW | The TX5e™ Cat 5e UTP Patch Cord is constructed of 28 AWG, unshielded, twisted pair, stranded, CM cable with Pan-Plug™ modular plugs on each end. The use of 28 AWG cable ensures that this patch cord has a small diameter, making it easy to install and work | PC | 1 | 10 | 1 | 1 | 14.18
07498348953 | UTP28CH5MBL | CU,Patch Cord,Cat 5e,SD,5m,BL | The TX5e™ Cat 5e UTP Patch Cord is constructed of 28 AWG, unshielded, twisted pair, stranded, CM cable with Pan-Plug™ modular plugs on each end. The use of 28 AWG cable ensures that this patch cord has a small diameter, making it easy to install and work | PC | 1 | 10 | 1 | 1 | 14.18
07498343382 | UTP28CH5MBU | CU,Patch Cord,Cat 5e,SD,5m,BU | The TX5e™ Cat 5e UTP Patch Cord is constructed of 28 AWG, unshielded, twisted pair, stranded, CM cable with Pan-Plug™ modular plugs on each end. The use of 28 AWG cable ensures that this patch cord has a small diameter, making it easy to install and work | PC | 1 | 10 | 1 | 1 | 14.18
07498348956 | UTP28CH5MGR | CU,Patch Cord,Cat 5e,SD,5m,GR | The TX5e™ Cat 5e UTP Patch Cord is constructed of 28 AWG, unshielded, twisted pair, stranded, CM cable with Pan-Plug™ modular plugs on each end. The use of 28 AWG cable ensures that this patch cord has a small diameter, making it easy to install and work | PC | 1 | 10 | 1 | 1 | 14.18
07498395621 | UTP28CH5MGY | CU,Patch Cord,Cat 5e,SD,5m,GY | Category 5e performance, 28 AWG UTP patch cord with Pan-Plug™ Modular Plugs on each end. Gray. 5 meters. | PC | 1 | 10 | 1 | 1 | 14.18
07498348959 | UTP28CH5MOR | CU,Patch Cord,Cat 5e,SD,5m,OR | Category 5e performance, 28 AWG UTP patch cord with Pan-Plug™ Modular Plugs on each end. Orange. 5 meters. | PC | 1 | 10 | 1 | 1 | 14.18
07498348962 | UTP28CH5MRD | CU,Patch Cord,Cat 5e,SD,5m,RD | The TX5e™ Cat 5e UTP Patch Cord is constructed of 28 AWG, unshielded, twisted pair, stranded, CM cable with Pan-Plug™ modular plugs on each end. The use of 28 AWG cable ensures that this patch cord has a small diameter, making it easy to install and work | PC | 1 | 10 | 1 | 1 | 14.18
07498348966 | UTP28CH5MVL | CU,Patch Cord,Cat 5e,SD,5m,VL | Category 5e performance, 28 AWG UTP patch cord with Pan-Plug™ Modular Plugs on each end. Violet. 5 meters. | PC | 1 | 10 | 1 | 1 | 14.18
07498348970 | UTP28CH5MYL | CU,Patch Cord,Cat 5e,SD,5m,YL | The TX5e™ Cat 5e UTP Patch Cord is constructed of 28 AWG, unshielded, twisted pair, stranded, CM cable with Pan-Plug™ modular plugs on each end. The use of 28 AWG cable ensures that this patch cord has a small diameter, making it easy to install and work | PC | 1 | 10 | 1 | 1 | 14.18
07498348567 | UTP28CH5OR | CuPatch Cord,Cat 5e,SD,5ft,OR,5f | Category 5e performance, 28 AWG UTP patch cord with Pan-Plug™ Modular Plugs on each end. Orange. 5 ft. | PC | 1 | 10 | 1 | 1 | 8.2
07498344182 | UTP28CH5OR-Q | Copper Patch Cord, Cat 5e (SD), 28 AWG, | Category 5e performance, 28 AWG UTP patch cord with Pan-Plug™ Modular Plugs on each end. | PC | 1 | 25 | 25 | 1 | 8.2
07498348573 | UTP28CH5RD | CuPatch Cord,Cat 5e,SD,5ft,RD,5f | The TX5e™ Cat 5e UTP Patch Cord is constructed of 28 AWG, unshielded, twisted pair, stranded, CM cable with Pan-Plug™ modular plugs on each end. The use of 28 AWG cable ensures that this patch cord has a small diameter, making it easy to install and work | PC | 1 | 10 | 1 | 1 | 8.2
07498344206 | UTP28CH5RD-Q | Copper Patch Cord, Cat 5e (SD), 28 AWG, | Category 5e performance, 28 AWG UTP patch cord with Pan-Plug™ Modular Plugs on each end. | PC | 1 | 25 | 25 | 1 | 8.2
07498348579 | UTP28CH5VL | CuPatch Cord,Cat 5e,SD,5ft,VL,5f | Category 5e performance, 28 AWG UTP patch cord with Pan-Plug™ Modular Plugs on each end. Violet. 5 ft. | PC | 1 | 10 | 1 | 1 | 8.2
07498387856 | UTP28CH5VL-Q | CU Patch Crd,Cat 5e,SD,5ft,VL, Bulk25 | Category 5e performance, 28 AWG UTP patch cord with Pan-Plug™ Modular Plugs on each end, violet. | PC | 1 | 25 | 25 | 1 | 8.2
07498348586 | UTP28CH5YL | CuPatch Cord,Cat 5e,SD,5ft,YL,5f | The TX5e™ Cat 5e UTP Patch Cord is constructed of 28 AWG, unshielded, twisted pair, stranded, CM cable with Pan-Plug™ modular plugs on each end. The use of 28 AWG cable ensures that this patch cord has a small diameter, making it easy to install and work | PC | 1 | 10 | 1 | 1 | 8.2
07498344207 | UTP28CH5YL-Q | Copper Patch Cord, Cat 5e (SD), 28 AWG, | Category 5e performance, 28 AWG UTP patch cord with Pan-Plug™ Modular Plugs on each end. | PC | 1 | 25 | 25 | 1 | 8.2
07498341773 | UTP28CH6 | CU,Patch Cord,Cat 5e,SD,6ft,IW | The TX5e™ Cat 5e UTP Patch Cord is constructed of 28 AWG, unshielded, twisted pair, stranded, CM cable with Pan-Plug™ modular plugs on each end. The use of 28 AWG cable ensures that this patch cord has a small diameter, making it easy to install and work | PC | 1 | 10 | 1 | 1 | 8.72
07498344209 | UTP28CH6-Q | Copper Patch Cord, Cat 5e (SD), 28 AWG, | Category 5e performance, 28 AWG UTP patch cord with Pan-Plug™ Modular Plugs on each end. | PC | 1 | 25 | 25 | 1 | 8.72
07498345173 | UTP28CH6.5M | Copper Patch Cord, Cat 5e (SD), 28 AWG, | Copper Patch Cord, Cat 5e (SD), 28 AWG, Off White CM/LSZH UTP Cable, 6.5m | PC | 1 | 10 | 1 | 1 | 16.76
07498346863 | UTP28CH6.5MBL | Copper Patch Cord, Cat 5e (SD), 28 AWG, | Copper Patch Cord, Cat 5e (SD), 28 AWG, Black CM/LSZH UTP Cable, 6.5m | PC | 1 | 10 | 1 | 1 | 16.76
07498346864 | UTP28CH6.5MBU | Copper Patch Cord, Cat 5e (SD), 28 AWG, | Copper Patch Cord, Cat 5e (SD), 28 AWG, Blue CM/LSZH UTP Cable, 6.5m | PC | 1 | 10 | 1 | 1 | 16.76
07498346866 | UTP28CH6.5MGR | Copper Patch Cord, Cat 5e (SD), 28 AWG, | Category 5e performance, 28 AWG UTP patch cord with Pan-Plug™ Modular Plugs on each end. | PC | 1 | 10 | 1 | 1 | 16.76
07498346865 | UTP28CH6.5MGY | Copper Patch Cord, Cat 5e (SD), 28 AWG, | Copper Patch Cord, Cat 5e (SD), 28 AWG, Gray CM/LSZH UTP Cable, 6.5m | PC | 1 | 10 | 1 | 1 | 16.76
07498346867 | UTP28CH6.5MOR | Copper Patch Cord, Cat 5e (SD), 28 AWG, | Copper Patch Cord, Cat 5e (SD), 28 AWG, Orange CM/LSZH UTP Cable, 6.5m | PC | 1 | 10 | 1 | 1 | 16.76
07498346868 | UTP28CH6.5MRD | Copper Patch Cord, Cat 5e (SD), 28 AWG, | Copper Patch Cord, Cat 5e (SD), 28 AWG, Red CM/LSZH UTP Cable, 6.5m | PC | 1 | 10 | 1 | 1 | 16.76
07498346869 | UTP28CH6.5MVL | Copper Patch Cord, Cat 5e (SD), 28 AWG, | Copper Patch Cord, Cat 5e (SD), 28 AWG, Violet CM/LSZH UTP Cable, 6.5m | PC | 1 | 10 | 1 | 1 | 16.76
07498346870 | UTP28CH6.5MYL | Copper Patch Cord, Cat 5e (SD), 28 AWG, | Copper Patch Cord, Cat 5e (SD), 28 AWG, Yellow CM/LSZH UTP Cable, 6.5m | PC | 1 | 10 | 1 | 1 | 16.76
07498345196 | UTP28CH60 | CU Patch Crd,Cat 5e,SD,60ft,IW | Copper Patch Cord, Cat 5e (SD), 28 AWG, Off White CM/LSZH UTP Cable, 60ft | PC | 1 | 10 | 1 | 1 | 37.12
07498347046 | UTP28CH60BL | CU Patch Crd,Cat 5e,SD,60ft,BL | Copper Patch Cord, Cat 5e (SD), 28 AWG, Black CM/LSZH UTP Cable, 60ft | PC | 1 | 10 | 1 | 1 | 37.12
07498347047 | UTP28CH60BU | CU Patch Crd,Cat 5e,SD,60ft,BU | Copper Patch Cord, Cat 5e (SD), 28 AWG, Blue CM/LSZH UTP Cable, 60ft | PC | 1 | 10 | 1 | 1 | 37.12
07498347049 | UTP28CH60GR | CU Patch Crd,Cat 5e,SD,60ft,GR | Category 5e performance, 28 AWG UTP patch cord with Pan-Plug™ Modular Plugs on each end. | PC | 1 | 10 | 1 | 1 | 37.12
07498347048 | UTP28CH60GY | CU Patch Crd,Cat 5e,SD,60ft,GY | Copper Patch Cord, Cat 5e (SD), 28 AWG, Gray CM/LSZH UTP Cable, 60 Ft | PC | 1 | 10 | 1 | 1 | 37.12
07498347050 | UTP28CH60OR | CU Patch Crd,Cat 5e,SD,60ft,OR | Copper Patch Cord, Cat 5e (SD), 28 AWG, Orange CM/LSZH UTP Cable, 60ft | PC | 1 | 10 | 1 | 1 | 37.12
07498347051 | UTP28CH60RD | CU Patch Crd,Cat 5e,SD,60ft,RD | Copper Patch Cord, Cat 5e (SD), 28 AWG, Red CM/LSZH UTP Cable, 60 Ft | PC | 1 | 10 | 1 | 1 | 37.12
07498347052 | UTP28CH60VL | CU Patch Crd,Cat 5e,SD,60ft,VL | Copper Patch Cord, Cat 5e (SD), 28 AWG, Violet CM/LSZH UTP Cable, 60ft | PC | 1 | 10 | 1 | 1 | 37.12
07498347053 | UTP28CH60YL | CU Patch Crd,Cat 5e,SD,60ft,YL | Copper Patch Cord, Cat 5e (SD), 28 AWG, Yellow CM/LSZH UTP Cable, 60 Ft | PC | 1 | 10 | 1 | 1 | 37.12
07498345195 | UTP28CH65 | CU Patch Crd,Cat 5e,SD,65ft,IW | Copper Patch Cord, Cat 5e (SD), 28 AWG, Off White CM/LSZH UTP Cable, 65 Ft | PC | 1 | 10 | 1 | 1 | 39.76
07498347055 | UTP28CH65BL | CU Patch Crd,Cat 5e,SD,65ft,BL | Copper Patch Cord, Cat 5e (SD), 28 AWG, Black CM/LSZH UTP Cable, 65 Ft | PC | 1 | 10 | 1 | 1 | 39.76
07498347056 | UTP28CH65BU | CU Patch Crd,Cat 5e,SD,65ft,BU | Copper Patch Cord, Cat 5e (SD), 28 AWG, Blue CM/LSZH UTP Cable, 65 Ft | PC | 1 | 10 | 1 | 1 | 39.76
07498347058 | UTP28CH65GR | CU Patch Crd,Cat 5e,SD,65ft,GR | Category 5e performance, 28 AWG UTP patch cord with Pan-Plug™ Modular Plugs on each end. | PC | 1 | 10 | 1 | 1 | 39.76
07498347057 | UTP28CH65GY | CU Patch Crd,Cat 5e,SD,65ft,GY | Copper Patch Cord, Cat 5e (SD), 28 AWG, Gray CM/LSZH UTP Cable, 65ft | PC | 1 | 10 | 1 | 1 | 39.76
07498347059 | UTP28CH65OR | CU Patch Crd,Cat 5e,SD,65ft,OR | Copper Patch Cord, Cat 5e (SD), 28 AWG, Orange CM/LSZH UTP Cable, 65ft | PC | 1 | 10 | 1 | 1 | 39.76
07498347060 | UTP28CH65RD | CU Patch Crd,Cat 5e,SD,65ft,RD | Copper Patch Cord, Cat 5e (SD), 28 AWG, Red CM/LSZH UTP Cable, 65 Ft | PC | 1 | 10 | 1 | 1 | 39.76
07498347061 | UTP28CH65VL | CU Patch Crd,Cat 5e,SD,65ft,VL | Copper Patch Cord, Cat 5e (SD), 28 AWG, Violet CM/LSZH UTP Cable, 65 Ft | PC | 1 | 10 | 1 | 1 | 39.76
07498347062 | UTP28CH65YL | CU Patch Crd,Cat 5e,SD,65ft,YL | Copper Patch Cord, Cat 5e (SD), 28 AWG, Yellow CM/LSZH UTP Cable, 65 Ft | PC | 1 | 10 | 1 | 1 | 39.76
07498348556 | UTP28CH6BL | CU,Patch Cord,Cat 5e,SD,6ft,BL | The TX5e™ Cat 5e UTP Patch Cord is constructed of 28 AWG, unshielded, twisted pair, stranded, CM cable with Pan-Plug™ modular plugs on each end. The use of 28 AWG cable ensures that this patch cord has a small diameter, making it easy to install and work | PC | 1 | 10 | 1 | 1 | 8.72
07498344211 | UTP28CH6BL-Q | Copper Patch Cord, Cat 5e (SD), 28 AWG, | Category 5e performance, 28 AWG UTP patch cord with Pan-Plug™ Modular Plugs on each end. | PC | 1 | 25 | 25 | 1 | 8.72
07498341780 | UTP28CH6BU | CU,Patch Cord,Cat 5e,SD,6ft,BU | The TX5e™ Cat 5e UTP Patch Cord is constructed of 28 AWG, unshielded, twisted pair, stranded, CM cable with Pan-Plug™ modular plugs on each end. The use of 28 AWG cable ensures that this patch cord has a small diameter, making it easy to install and work | PC | 1 | 10 | 1 | 1 | 8.72
07498344210 | UTP28CH6BU-Q | Copper Patch Cord, Cat 5e (SD), 28 AWG, | Category 5e performance, 28 AWG UTP patch cord with Pan-Plug™ Modular Plugs on each end. | PC | 1 | 25 | 25 | 1 | 8.72
07498348562 | UTP28CH6GR | CU,Patch Cord,Cat 5e,SD,6ft,GR | The TX5e™ Cat 5e UTP Patch Cord is constructed of 28 AWG, unshielded, twisted pair, stranded, CM cable with Pan-Plug™ modular plugs on each end. The use of 28 AWG cable ensures that this patch cord has a small diameter, making it easy to install and work | PC | 1 | 10 | 1 | 1 | 8.72
07498344212 | UTP28CH6GR-Q | Copper Patch Cord, Cat 5e (SD), 28 AWG, | Category 5e performance, 28 AWG UTP patch cord with Pan-Plug™ Modular Plugs on each end. | PC | 1 | 25 | 25 | 1 | 8.72
07498395593 | UTP28CH6GY | CU,Patch Cord,Cat 5e,SD,6ft,GY | Category 5e performance, 28 AWG UTP patch cord with Pan-Plug™ Modular Plugs on each end. Gray. 6 ft. | PC | 1 | 10 | 1 | 1 | 8.72
07498343385 | UTP28CH6M | CU,Patch Cord,Cat 5e,SD,6m,IW | Category 5e performance, 28 AWG UTP patch cord with Pan-Plug™ Modular Plugs on each end. Off White. 6 meters. | PC | 1 | 10 | 1 | 1 | 15.94
07498348955 | UTP28CH6MBL | CU,Patch Cord,Cat 5e,SD,6m,BL | Category 5e performance, 28 AWG UTP patch cord with Pan-Plug™ Modular Plugs on each end. Black. 6 meters. | PC | 1 | 10 | 1 | 1 | 15.94
07498343384 | UTP28CH6MBU | CU,Patch Cord,Cat 5e,SD,6m,BU | Category 5e performance, 28 AWG UTP patch cord with Pan-Plug™ Modular Plugs on each end. Blue. 6 meters. | PC | 1 | 10 | 1 | 1 | 15.94
07498348958 | UTP28CH6MGR | CU,Patch Cord,Cat 5e,SD,6m,GR | Category 5e performance, 28 AWG UTP patch cord with Pan-Plug™ Modular Plugs on each end. Green. 6 meters. | PC | 1 | 10 | 1 | 1 | 15.94
07498395623 | UTP28CH6MGY | CU Patch Crd,Cat 5e,SD,6m,GY | Category 5e, 28 AWG UTP patch cord with Pan-Plug™ Modular Plugs on each end. | PC | 1 | 10 | 1 | 1 | 15.94
07498348961 | UTP28CH6MOR | CU,Patch Cord,Cat 5e,SD,6m,OR | Category 5e performance, 28 AWG UTP patch cord with Pan-Plug™ Modular Plugs on each end. Orange. 6 meters. | PC | 1 | 10 | 1 | 1 | 15.94
07498348965 | UTP28CH6MRD | CU,Patch Cord,Cat 5e,SD,6m,RD | Category 5e performance, 28 AWG UTP patch cord with Pan-Plug™ Modular Plugs on each end. Red. 6 meters. | PC | 1 | 10 | 1 | 1 | 15.94
07498348968 | UTP28CH6MVL | CU,Patch Cord,Cat 5e,SD,6m,VL | Category 5e performance, 28 AWG UTP patch cord with Pan-Plug™ Modular Plugs on each end. Violet. 6 meters. | PC | 1 | 10 | 1 | 1 | 15.94
07498348972 | UTP28CH6MYL | CU,Patch Cord,Cat 5e,SD,6m,YL | Category 5e performance, 28 AWG UTP patch cord with Pan-Plug™ Modular Plugs on each end. Yellow. 6 meters. | PC | 1 | 10 | 1 | 1 | 15.94
07498348568 | UTP28CH6OR | CU,Patch Cord,Cat 5e,SD,6ft,OR | Category 5e performance, 28 AWG UTP patch cord with Pan-Plug™ Modular Plugs on each end. Orange. 6 ft. | PC | 1 | 10 | 1 | 1 | 8.72
07498344257 | UTP28CH6OR-Q | Copper Patch Cord, Cat 5e (SD), 28 AWG, | Category 5e performance, 28 AWG UTP patch cord with Pan-Plug™ Modular Plugs on each end. | PC | 1 | 25 | 25 | 1 | 8.72
07498348574 | UTP28CH6RD | CU,Patch Cord,Cat 5e,SD,6ft,RD | The TX5e™ Cat 5e UTP Patch Cord is constructed of 28 AWG, unshielded, twisted pair, stranded, CM cable with Pan-Plug™ modular plugs on each end. The use of 28 AWG cable ensures that this patch cord has a small diameter, making it easy to install and work | PC | 1 | 10 | 1 | 1 | 8.72
07498344288 | UTP28CH6RD-Q | Copper Patch Cord, Cat 5e (SD), 28 AWG, | Category 5e performance, 28 AWG UTP patch cord with Pan-Plug™ Modular Plugs on each end. | PC | 1 | 25 | 25 | 1 | 8.72
07498348581 | UTP28CH6VL | CU,Patch Cord,Cat 5e,SD,6ft,VL | Category 5e performance, 28 AWG UTP patch cord with Pan-Plug™ Modular Plugs on each end. Violet. 6 ft. | PC | 1 | 10 | 1 | 1 | 8.72
07498344289 | UTP28CH6VL-Q | Copper Patch Cord, Cat 5e (SD), 28 AWG, | Category 5e performance, 28 AWG UTP patch cord with Pan-Plug™ Modular Plugs on each end. | PC | 1 | 25 | 25 | 1 | 8.72
07498348587 | UTP28CH6YL | CU,Patch Cord,Cat 5e,SD,6ft,YL | The TX5e™ Cat 5e UTP Patch Cord is constructed of 28 AWG, unshielded, twisted pair, stranded, CM cable with Pan-Plug™ modular plugs on each end. The use of 28 AWG cable ensures that this patch cord has a small diameter, making it easy to install and work | PC | 1 | 10 | 1 | 1 | 8.72
07498344290 | UTP28CH6YL-Q | Copper Patch Cord, Cat 5e (SD), 28 AWG, | Category 5e performance, 28 AWG UTP patch cord with Pan-Plug™ Modular Plugs on each end. | PC | 1 | 25 | 25 | 1 | 8.72
07498341774 | UTP28CH7 | CU,Patch Cord,Cat 5e,SD,7ft,IW | The TX5e™ Cat 5e UTP Patch Cord is constructed of 28 AWG, unshielded, twisted pair, stranded, CM cable with Pan-Plug™ modular plugs on each end. The use of 28 AWG cable ensures that this patch cord has a small diameter, making it easy to install and work | PC | 1 | 10 | 1 | 1 | 9.26
07498344291 | UTP28CH7-Q | Copper Patch Cord, Cat 5e (SD), 28 AWG, | Category 5e performance, 28 AWG UTP patch cord with Pan-Plug™ Modular Plugs on each end. | PC | 1 | 25 | 25 | 1 | 9.26
07498345174 | UTP28CH7.5M | Copper Patch Cord, Cat 5e (SD), 28 AWG, | Copper Patch Cord, Cat 5e (SD), 28 AWG, Off White CM/LSZH UTP Cable, 7.5m | PC | 1 | 10 | 1 | 1 | 18.52
07498346886 | UTP28CH7.5MBL | Copper Patch Cord, Cat 5e (SD), 28 AWG, | Copper Patch Cord, Cat 5e (SD), 28 AWG, Black CM/LSZH UTP Cable, 7.5m | PC | 1 | 10 | 1 | 1 | 18.52
07498346887 | UTP28CH7.5MBU | Copper Patch Cord, Cat 5e (SD), 28 AWG, | Copper Patch Cord, Cat 5e (SD), 28 AWG, Blue CM/LSZH UTP Cable, 7.5m | PC | 1 | 10 | 1 | 1 | 18.52
07498346889 | UTP28CH7.5MGR | Copper Patch Cord, Cat 5e (SD), 28 AWG, | Category 5e performance, 28 AWG UTP patch cord with Pan-Plug™ Modular Plugs on each end. | PC | 1 | 10 | 1 | 1 | 18.52
07498346888 | UTP28CH7.5MGY | Copper Patch Cord, Cat 5e (SD), 28 AWG, | Copper Patch Cord, Cat 5e (SD), 28 AWG, Gray CM/LSZH UTP Cable, 7.5m | PC | 1 | 10 | 1 | 1 | 18.52
07498346890 | UTP28CH7.5MOR | Copper Patch Cord, Cat 5e (SD), 28 AWG, | Copper Patch Cord, Cat 5e (SD), 28 AWG, Orange CM/LSZH UTP Cable, 7.5m | PC | 1 | 10 | 1 | 1 | 18.52
07498346891 | UTP28CH7.5MRD | Copper Patch Cord, Cat 5e (SD), 28 AWG, | Copper Patch Cord, Cat 5e (SD), 28 AWG, Red CM/LSZH UTP Cable, 7.5m | PC | 1 | 10 | 1 | 1 | 18.52
07498346892 | UTP28CH7.5MVL | Copper Patch Cord, Cat 5e (SD), 28 AWG, | Copper Patch Cord, Cat 5e (SD), 28 AWG, Violet CM/LSZH UTP Cable, 7.5m | PC | 1 | 10 | 1 | 1 | 18.52
07498346893 | UTP28CH7.5MYL | Copper Patch Cord, Cat 5e (SD), 28 AWG, | Copper Patch Cord, Cat 5e (SD), 28 AWG, Yellow CM/LSZH UTP Cable, 7.5m | PC | 1 | 10 | 1 | 1 | 18.52
07498345197 | UTP28CH70 | CU Patch Crd,Cat 5e,SD,70ft,IW | Copper Patch Cord, Cat 5e (SD), 28 AWG, Off White CM/LSZH UTP Cable, 70 Ft | PC | 1 | 10 | 1 | 1 | 42.44
07498347063 | UTP28CH70BL | CU Patch Crd,Cat 5e,SD,70ft,BL | Copper Patch Cord, Cat 5e (SD), 28 AWG, Black CM/LSZH UTP Cable, 70 Ft | PC | 1 | 10 | 1 | 1 | 42.44
07498347064 | UTP28CH70BU | CU Patch Crd,Cat 5e,SD,70ft,BU | Copper Patch Cord, Cat 5e (SD), 28 AWG, Blue CM/LSZH UTP Cable, 70ft | PC | 1 | 10 | 1 | 1 | 42.44
07498347066 | UTP28CH70GR | CU Patch Crd,Cat 5e,SD,70ft,GR | Category 5e performance, 28 AWG UTP patch cord with Pan-Plug™ Modular Plugs on each end. | PC | 1 | 10 | 1 | 1 | 42.44
07498347065 | UTP28CH70GY | CU Patch Crd,Cat 5e,SD,70ft,GY | Copper Patch Cord, Cat 5e (SD), 28 AWG, Gray CM/LSZH UTP Cable, 70 Ft | PC | 1 | 10 | 1 | 1 | 42.44
07498347068 | UTP28CH70OR | CU Patch Crd,Cat 5e,SD,70ft,OR | Copper Patch Cord, Cat 5e (SD), 28 AWG, Orange CM/LSZH UTP Cable, 70ft | PC | 1 | 10 | 1 | 1 | 42.44
07498347067 | UTP28CH70RD | CU Patch Crd,Cat 5e,SD,70ft,RD | Copper Patch Cord, Cat 5e (SD), 28 AWG, Red CM/LSZH UTP Cable, 70 Ft | PC | 1 | 10 | 1 | 1 | 42.44
07498347069 | UTP28CH70VL | CU Patch Crd,Cat 5e,SD,70ft,VL | Copper Patch Cord, Cat 5e (SD), 28 AWG, Violet CM/LSZH UTP Cable, 70ft | PC | 1 | 10 | 1 | 1 | 42.44
07498347070 | UTP28CH70YL | CU Patch Crd,Cat 5e,SD,70ft,YL | Copper Patch Cord, Cat 5e (SD), 28 AWG, Yellow CM/LSZH UTP Cable, 70 Ft | PC | 1 | 10 | 1 | 1 | 42.44
07498345198 | UTP28CH75 | CU Patch Crd,Cat 5e,SD,75ft,IW | Copper Patch Cord, Cat 5e (SD), 28 AWG, Off White CM/LSZH UTP Cable, 75ft | PC | 1 | 10 | 1 | 1 | 45.06
07498347071 | UTP28CH75BL | CU Patch Crd,Cat 5e,SD,75ft,BL | Copper Patch Cord, Cat 5e (SD), 28 AWG, Black CM/LSZH UTP Cable, 75 Ft | PC | 1 | 10 | 1 | 1 | 45.06
07498347072 | UTP28CH75BU | CU Patch Crd,Cat 5e,SD,75ft,BU | Copper Patch Cord, Cat 5e (SD), 28 AWG, Blue CM/LSZH UTP Cable, 75ft | PC | 1 | 10 | 1 | 1 | 45.06
07498347074 | UTP28CH75GR | CU Patch Crd,Cat 5e,SD,75ft,GR | Category 5e performance, 28 AWG UTP patch cord with Pan-Plug™ Modular Plugs on each end. | PC | 1 | 10 | 1 | 1 | 45.06
07498347073 | UTP28CH75GY | CU Patch Crd,Cat 5e,SD,75ft,GY | Copper Patch Cord, Cat 5e (SD), 28 AWG, Grey CM/LSZH UTP Cable, 75ft | PC | 1 | 10 | 1 | 1 | 45.06
07498347075 | UTP28CH75OR | CU Patch Crd,Cat 5e,SD,75ft,OR | Copper Patch Cord, Cat 5e (SD), 28 AWG, Orange CM/LSZH UTP Cable, 75 Ft | PC | 1 | 10 | 1 | 1 | 45.06
07498347076 | UTP28CH75RD | CU Patch Crd,Cat 5e,SD,75ft,RD | Copper Patch Cord, Cat 5e (SD), 28 AWG, Red CM/LSZH UTP Cable, 75ft | PC | 1 | 10 | 1 | 1 | 45.06
07498347077 | UTP28CH75VL | CU Patch Crd,Cat 5e,SD,75ft,VL | Copper Patch Cord, Cat 5e (SD), 28 AWG, Violet CM/LSZH UTP Cable, 75 Ft | PC | 1 | 10 | 1 | 1 | 45.06
07498347078 | UTP28CH75YL | CU Patch Crd,Cat 5e,SD,75ft,YL | Copper Patch Cord, Cat 5e (SD), 28 AWG, Yellow CM/LSZH UTP Cable, 75 Ft | PC | 1 | 10 | 1 | 1 | 45.06
07498348557 | UTP28CH7BL | CU,Patch Cord,Cat 5e,SD,7ft,BL | The TX5e™ Cat 5e UTP Patch Cord is constructed of 28 AWG, unshielded, twisted pair, stranded, CM cable with Pan-Plug™ modular plugs on each end. The use of 28 AWG cable ensures that this patch cord has a small diameter, making it easy to install and work | PC | 1 | 10 | 1 | 1 | 9.26
07498344292 | UTP28CH7BL-Q | Copper Patch Cord, Cat 5e (SD), 28 AWG, | Category 5e performance, 28 AWG UTP patch cord with Pan-Plug™ Modular Plugs on each end. | PC | 1 | 25 | 25 | 1 | 9.26
07498341781 | UTP28CH7BU | CU,Patch Cord,Cat 5e,SD,7ft,BU | The TX5e™ Cat 5e UTP Patch Cord is constructed of 28 AWG, unshielded, twisted pair, stranded, CM cable with Pan-Plug™ modular plugs on each end. The use of 28 AWG cable ensures that this patch cord has a small diameter, making it easy to install and work | PC | 1 | 10 | 1 | 1 | 9.26
07498344293 | UTP28CH7BU-Q | Copper Patch Cord, Cat 5e (SD), 28 AWG, | Category 5e performance, 28 AWG UTP patch cord with Pan-Plug™ Modular Plugs on each end. | PC | 1 | 25 | 25 | 1 | 9.26
07498348563 | UTP28CH7GR | CU,Patch Cord,Cat 5e,SD,7ft,GR | The TX5e™ Cat 5e UTP Patch Cord is constructed of 28 AWG, unshielded, twisted pair, stranded, CM cable with Pan-Plug™ modular plugs on each end. The use of 28 AWG cable ensures that this patch cord has a small diameter, making it easy to install and work | PC | 1 | 10 | 1 | 1 | 9.26
07498344294 | UTP28CH7GR-Q | Copper Patch Cord, Cat 5e (SD), 28 AWG, | Category 5e performance, 28 AWG UTP patch cord with Pan-Plug™ Modular Plugs on each end. | PC | 1 | 25 | 25 | 1 | 9.26
07498395594 | UTP28CH7GY | CU,Patch Cord,Cat 5e,SD,7ft,GY | Category 5e performance, 28 AWG UTP patch cord with Pan-Plug™ Modular Plugs on each end. Gray. 7 ft. | PC | 1 | 10 | 1 | 1 | 9.26
07498345175 | UTP28CH7M | CU Patch Crd,Cat 5e,SD,7m,IW | The TX5e™ Cat 5e UTP Patch Cord is constructed of 28 AWG, unshielded, twisted pair, stranded, CM cable with Pan-Plug™ modular plugs on each end. The use of 28 AWG cable ensures that this patch cord has a small diameter, making it easy to install and work | PC | 1 | 10 | 1 | 1 | 17.62
07498346871 | UTP28CH7MBL | Copper Patch Cord, Cat 5e (SD), 28 AWG, | The TX5e™ Cat 5e UTP Patch Cord is constructed of 28 AWG, unshielded, twisted pair, stranded, CM cable with Pan-Plug™ modular plugs on each end. The use of 28 AWG cable ensures that this patch cord has a small diameter, making it easy to install and work | PC | 1 | 10 | 1 | 1 | 17.62
07498346872 | UTP28CH7MBU | Copper Patch Cord, Cat 5e (SD), 28 AWG, | The TX5e™ Cat 5e UTP Patch Cord is constructed of 28 AWG, unshielded, twisted pair, stranded, CM cable with Pan-Plug™ modular plugs on each end. The use of 28 AWG cable ensures that this patch cord has a small diameter, making it easy to install and work | PC | 1 | 10 | 1 | 1 | 17.62
07498346874 | UTP28CH7MGR | Copper Patch Cord, Cat 5e (SD), 28 AWG, | The TX5e™ Cat 5e UTP Patch Cord is constructed of 28 AWG, unshielded, twisted pair, stranded, CM cable with Pan-Plug™ modular plugs on each end. The use of 28 AWG cable ensures that this patch cord has a small diameter, making it easy to install and work | PC | 1 | 10 | 1 | 1 | 17.62
07498346873 | UTP28CH7MGY | Copper Patch Cord, Cat 5e (SD), 28 AWG, | Copper Patch Cord, Cat 5e (SD), 28 AWG, Gray CM/LSZH UTP Cable, 7m | PC | 1 | 10 | 1 | 1 | 17.62
07498346875 | UTP28CH7MOR | Copper Patch Cord, Cat 5e (SD), 28 AWG, | Copper Patch Cord, Cat 5e (SD), 28 AWG, Orange CM/LSZH UTP Cable, 7m | PC | 1 | 10 | 1 | 1 | 17.62
07498346876 | UTP28CH7MRD | Copper Patch Cord, Cat 5e (SD), 28 AWG, | The TX5e™ Cat 5e UTP Patch Cord is constructed of 28 AWG, unshielded, twisted pair, stranded, CM cable with Pan-Plug™ modular plugs on each end. The use of 28 AWG cable ensures that this patch cord has a small diameter, making it easy to install and work | PC | 1 | 10 | 1 | 1 | 17.62
07498346877 | UTP28CH7MVL | Copper Patch Cord, Cat 5e (SD), 28 AWG, | Copper Patch Cord, Cat 5e (SD), 28 AWG, Violet CM/LSZH UTP Cable, 7m | PC | 1 | 10 | 1 | 1 | 17.62
07498346878 | UTP28CH7MYL | Copper Patch Cord, Cat 5e (SD), 28 AWG, | The TX5e™ Cat 5e UTP Patch Cord is constructed of 28 AWG, unshielded, twisted pair, stranded, CM cable with Pan-Plug™ modular plugs on each end. The use of 28 AWG cable ensures that this patch cord has a small diameter, making it easy to install and work | PC | 1 | 10 | 1 | 1 | 17.62
07498348569 | UTP28CH7OR | CU,Patch Cord,Cat 5e,SD,7ft,OR | Category 5e performance, 28 AWG UTP patch cord with Pan-Plug™ Modular Plugs on each end. Orange. 7 ft. | PC | 1 | 10 | 1 | 1 | 9.26
07498344295 | UTP28CH7OR-Q | Copper Patch Cord, Cat 5e (SD), 28 AWG, | Category 5e performance, 28 AWG UTP patch cord with Pan-Plug™ Modular Plugs on each end. | PC | 1 | 25 | 25 | 1 | 9.26
07498348575 | UTP28CH7RD | CU,Patch Cord,Cat 5e,SD,7ft,RD | The TX5e™ Cat 5e UTP Patch Cord is constructed of 28 AWG, unshielded, twisted pair, stranded, CM cable with Pan-Plug™ modular plugs on each end. The use of 28 AWG cable ensures that this patch cord has a small diameter, making it easy to install and work | PC | 1 | 10 | 1 | 1 | 9.26
07498344320 | UTP28CH7RD-Q | Copper Patch Cord, Cat 5e (SD), 28 AWG, | Category 5e performance, 28 AWG UTP patch cord with Pan-Plug™ Modular Plugs on each end. | PC | 1 | 25 | 25 | 1 | 9.26
07498348582 | UTP28CH7VL | CU,Patch Cord,Cat 5e,SD,7ft,VL | Category 5e performance, 28 AWG UTP patch cord with Pan-Plug™ Modular Plugs on each end. Violet. 7 ft. | PC | 1 | 10 | 1 | 1 | 9.26
07498387858 | UTP28CH7VL-Q | CU Patch Crd,Cat 5e,SD,7ft,VL,Bulk25 | Category 5e performance, 28 AWG UTP patch cord with Pan-Plug™ Modular Plugs on each end, violet. | PC | 1 | 25 | 25 | 1 | 9.26
07498348588 | UTP28CH7YL | CU,Patch Cord,Cat 5e,SD,7ft,YL | The TX5e™ Cat 5e UTP Patch Cord is constructed of 28 AWG, unshielded, twisted pair, stranded, CM cable with Pan-Plug™ modular plugs on each end. The use of 28 AWG cable ensures that this patch cord has a small diameter, making it easy to install and work | PC | 1 | 10 | 1 | 1 | 9.26
07498387857 | UTP28CH7YL-Q | CU Patch Crd,Cat 5e,SD,7ft,YL,Bulk25 | Category 5e performance, 28 AWG UTP patch cord with Pan-Plug™ Modular Plugs on each end, yellow. | PC | 1 | 25 | 25 | 1 | 9.26
07498341782 | UTP28CH8 | CU,Patch Cord,Cat 5e,SD,8ft,IW | The TX5e™ Cat 5e UTP Patch Cord is constructed of 28 AWG, unshielded, twisted pair, stranded, CM cable with Pan-Plug™ modular plugs on each end. The use of 28 AWG cable ensures that this patch cord has a small diameter, making it easy to install and work | PC | 1 | 10 | 1 | 1 | 9.78
07498344329 | UTP28CH8-Q | Copper Patch Cord, Cat 5e (SD), 28 AWG, | Category 5e performance, 28 AWG UTP patch cord with Pan-Plug™ Modular Plugs on each end. | PC | 1 | 25 | 25 | 1 | 9.78
07498345177 | UTP28CH8.5M | Copper Patch Cord, Cat 5e (SD), 28 AWG, | Copper Patch Cord, Cat 5e (SD), 28 AWG, Off White CM/LSZH UTP Cable, 8.5m | PC | 1 | 10 | 1 | 1 | 20.2
07498346910 | UTP28CH8.5MBL | Copper Patch Cord, Cat 5e (SD), 28 AWG, | Copper Patch Cord, Cat 5e (SD), 28 AWG, Black CM/LSZH UTP Cable, 8.5m | PC | 1 | 10 | 1 | 1 | 20.2
07498346911 | UTP28CH8.5MBU | Copper Patch Cord, Cat 5e (SD), 28 AWG, | Copper Patch Cord, Cat 5e (SD), 28 AWG, Blue CM/LSZH UTP Cable, 8.5m | PC | 1 | 10 | 1 | 1 | 20.2
07498346914 | UTP28CH8.5MGR | Copper Patch Cord, Cat 5e (SD), 28 AWG, | Category 5e performance, 28 AWG UTP patch cord with Pan-Plug™ Modular Plugs on each end. | PC | 1 | 10 | 1 | 1 | 20.2
07498346912 | UTP28CH8.5MGY | Copper Patch Cord, Cat 5e (SD), 28 AWG, | Copper Patch Cord, Cat 5e (SD), 28 AWG, Gray CM/LSZH UTP Cable, 8.5m | PC | 1 | 10 | 1 | 1 | 20.2
07498346915 | UTP28CH8.5MOR | Copper Patch Cord, Cat 5e (SD), 28 AWG, | Copper Patch Cord, Cat 5e (SD), 28 AWG, Orange CM/LSZH UTP Cable, 8.5m | PC | 1 | 10 | 1 | 1 | 20.2
07498346916 | UTP28CH8.5MRD | Copper Patch Cord, Cat 5e (SD), 28 AWG, | Copper Patch Cord, Cat 5e (SD), 28 AWG, Red CM/LSZH UTP Cable, 8.5m | PC | 1 | 10 | 1 | 1 | 20.2
07498346917 | UTP28CH8.5MVL | Copper Patch Cord, Cat 5e (SD), 28 AWG, | Copper Patch Cord, Cat 5e (SD), 28 AWG, Violet CM/LSZH UTP Cable, 8.5m | PC | 1 | 10 | 1 | 1 | 20.2
07498346918 | UTP28CH8.5MYL | Copper Patch Cord, Cat 5e (SD), 28 AWG, | Copper Patch Cord, Cat 5e (SD), 28 AWG, Yellow CM/LSZH UTP Cable, 8.5m | PC | 1 | 10 | 1 | 1 | 20.2
07498345199 | UTP28CH80 | CU Patch Crd,Cat 5e,SD,80ft,IW | Copper Patch Cord, Cat 5e (SD), 28 AWG, Off White CM/LSZH UTP Cable, 80ft | PC | 1 | 10 | 1 | 1 | 47.68
07498347079 | UTP28CH80BL | CU Patch Crd,Cat 5e,SD,80ft,BL | Copper Patch Cord, Cat 5e (SD), 28 AWG, Black CM/LSZH UTP Cable, 80ft | PC | 1 | 10 | 1 | 1 | 47.68
07498347080 | UTP28CH80BU | CU Patch Crd,Cat 5e,SD,80ft,BL | Copper Patch Cord, Cat 5e (SD), 28 AWG,Blue CM/LSZH UTP Cable, 80 Ft | PC | 1 | 10 | 1 | 1 | 47.68
07498347082 | UTP28CH80GR | CU Patch Crd,Cat 5e,SD,80ft,GR | Category 5e performance, 28 AWG UTP patch cord with Pan-Plug™ Modular Plugs on each end. | PC | 1 | 10 | 1 | 1 | 47.68
07498347081 | UTP28CH80GY | CU Patch Crd,Cat 5e,SD,80ft,GY | Copper Patch Cord, Cat 5e (SD), 28 AWG, Gray CM/LSZH UTP Cable, 80 Ft | PC | 1 | 10 | 1 | 1 | 47.68
07498347083 | UTP28CH80OR | CU Patch Crd,Cat 5e,SD,80ft,OR | Copper Patch Cord, Cat 5e (SD), 28 AWG, Orange CM/LSZH UTP Cable, 80ft | PC | 1 | 10 | 1 | 1 | 47.68
07498347084 | UTP28CH80RD | CU Patch Crd,Cat 5e,SD,80ft,RD | Copper Patch Cord, Cat 5e (SD), 28 AWG, Red CM/LSZH UTP Cable, 80 Ft | PC | 1 | 10 | 1 | 1 | 47.68
07498347085 | UTP28CH80VL | CU Patch Crd,Cat 5e,SD,80ft,VL | Copper Patch Cord, Cat 5e (SD), 28 AWG, Violet CM/LSZH UTP Cable, 80 Ft | PC | 1 | 10 | 1 | 1 | 47.68
07498347086 | UTP28CH80YL | CU Patch Crd,Cat 5e,SD,80ft,YL | Copper Patch Cord, Cat 5e (SD), 28 AWG, Yellow CM/LSZH UTP Cable, 80 Ft | PC | 1 | 10 | 1 | 1 | 47.68
07498345231 | UTP28CH85 | CU Patch Crd,Cat 5e,SD,85ft,IW | Copper Patch Cord, Cat 5e (SD), 28 AWG, Off White CM/LSZH UTP Cable, 85 Ft | PC | 1 | 10 | 1 | 1 | 50.32
07498347127 | UTP28CH85BL | CU Patch Crd,Cat 5e,SD,85ft,BL | Copper Patch Cord, Cat 5e (SD), 28 AWG, Black CM/LSZH UTP Cable, 85 Ft | PC | 1 | 10 | 1 | 1 | 50.32
07498347128 | UTP28CH85BU | CU Patch Crd,Cat 5e,SD,85ft,BU | Copper Patch Cord, Cat 5e (SD), 28 AWG, Blue CM/LSZH UTP Cable, 85ft | PC | 1 | 10 | 1 | 1 | 50.32
07498347130 | UTP28CH85GR | CU Patch Crd,Cat 5e,SD,85ft,GR | Category 5e performance, 28 AWG UTP patch cord with Pan-Plug™ Modular Plugs on each end. | PC | 1 | 10 | 1 | 1 | 50.32
07498347129 | UTP28CH85GY | CU Patch Crd,Cat 5e,SD,85ft,GY | Copper Patch Cord, Cat 5e (SD), 28 AWG, Gray CM/LSZH UTP Cable, 85 Ft | PC | 1 | 10 | 1 | 1 | 50.32
07498347131 | UTP28CH85OR | CU Patch Crd,Cat 5e,SD,85ft,OR | Copper Patch Cord, Cat 5e (SD), 28 AWG, Orange CM/LSZH UTP Cable, 85 Ft | PC | 1 | 10 | 1 | 1 | 50.32
07498347132 | UTP28CH85RD | CU Patch Crd,Cat 5e,SD,85ft,RD | Copper Patch Cord, Cat 5e (SD), 28 AWG, Red CM/LSZH UTP Cable, 85 Ft | PC | 1 | 10 | 1 | 1 | 50.32
07498347133 | UTP28CH85VL | CU Patch Crd,Cat 5e,SD,85ft,VL | Copper Patch Cord, Cat 5e (SD), 28 AWG, Violet CM/LSZH UTP Cable, 85 Ft | PC | 1 | 10 | 1 | 1 | 50.32
07498347134 | UTP28CH85YL | CU Patch Crd,Cat 5e,SD,85ft,YL | Copper Patch Cord, Cat 5e (SD), 28 AWG, Yellow CM/LSZH UTP Cable, 85 Ft | PC | 1 | 10 | 1 | 1 | 50.32
07498348589 | UTP28CH8BL | CU,Patch Cord,Cat 5e,SD,8ft,BL | The TX5e™ Cat 5e UTP Patch Cord is constructed of 28 AWG, unshielded, twisted pair, stranded, CM cable with Pan-Plug™ modular plugs on each end. The use of 28 AWG cable ensures that this patch cord has a small diameter, making it easy to install and work | PC | 1 | 10 | 1 | 1 | 9.78
07498344350 | UTP28CH8BL-Q | Copper Patch Cord, Cat 5e (SD), 28 AWG, | Category 5e performance, 28 AWG UTP patch cord with Pan-Plug™ Modular Plugs on each end. | PC | 1 | 25 | 25 | 1 | 9.78
07498341790 | UTP28CH8BU | CU,Patch Cord,Cat 5e,SD,8ft,BU | The TX5e™ Cat 5e UTP Patch Cord is constructed of 28 AWG, unshielded, twisted pair, stranded, CM cable with Pan-Plug™ modular plugs on each end. The use of 28 AWG cable ensures that this patch cord has a small diameter, making it easy to install and work | PC | 1 | 10 | 1 | 1 | 9.78
07498344376 | UTP28CH8BU-Q | Copper Patch Cord, Cat 5e (SD), 28 AWG, | Category 5e performance, 28 AWG UTP patch cord with Pan-Plug™ Modular Plugs on each end. | PC | 1 | 25 | 25 | 1 | 9.78
07498348597 | UTP28CH8GR | CU,Patch Cord,Cat 5e,SD,8ft,GR | The TX5e™ Cat 5e UTP Patch Cord is constructed of 28 AWG, unshielded, twisted pair, stranded, CM cable with Pan-Plug™ modular plugs on each end. The use of 28 AWG cable ensures that this patch cord has a small diameter, making it easy to install and work | PC | 1 | 10 | 1 | 1 | 9.78
07498344384 | UTP28CH8GR-Q | Copper Patch Cord, Cat 5e (SD), 28 AWG, | Category 5e performance, 28 AWG UTP patch cord with Pan-Plug™ Modular Plugs on each end. | PC | 1 | 25 | 25 | 1 | 9.78
07498395595 | UTP28CH8GY | CU,Patch Cord,Cat 5e,SD,8ft,GY | Category 5e performance, 28 AWG UTP patch cord with Pan-Plug™ Modular Plugs on each end. Gray. 8.2 ft. | PC | 1 | 10 | 1 | 1 | 9.78
07498345176 | UTP28CH8M | CU Patch Crd,Cat 5e,SD,8m,IW | Copper Patch Cord, Cat 5e (SD), 28 AWG, Off White CM/LSZH UTP Cable, 8m | PC | 1 | 10 | 1 | 1 | 19.38
07498346895 | UTP28CH8MBL | Copper Patch Cord, Cat 5e (SD), 28 AWG, | Copper Patch Cord, Cat 5e (SD), 28 AWG, Black CM/LSZH UTP Cable, 8m | PC | 1 | 10 | 1 | 1 | 19.38
07498346896 | UTP28CH8MBU | Copper Patch Cord, Cat 5e (SD), 28 AWG, | Copper Patch Cord, Cat 5e (SD), 28 AWG, Blue CM/LSZH UTP Cable, 8m | PC | 1 | 10 | 1 | 1 | 19.38
07498346898 | UTP28CH8MGR | Copper Patch Cord, Cat 5e (SD), 28 AWG, | Category 5e performance, 28 AWG UTP patch cord with Pan-Plug™ Modular Plugs on each end. | PC | 1 | 10 | 1 | 1 | 19.38
07498346897 | UTP28CH8MGY | Copper Patch Cord, Cat 5e (SD), 28 AWG, | Copper Patch Cord, Cat 5e (SD), 28 AWG, Gray CM/LSZH UTP Cable, 8m | PC | 1 | 10 | 1 | 1 | 19.38
07498346899 | UTP28CH8MOR | Copper Patch Cord, Cat 5e (SD), 28 AWG, | Copper Patch Cord, Cat 5e (SD), 28 AWG, Orange CM/LSZH UTP Cable, 8m | PC | 1 | 10 | 1 | 1 | 19.38
07498346900 | UTP28CH8MRD | Copper Patch Cord, Cat 5e (SD), 28 AWG, | Copper Patch Cord, Cat 5e (SD), 28 AWG, Red CM/LSZH UTP Cable, 8m | PC | 1 | 10 | 1 | 1 | 19.38
07498346901 | UTP28CH8MVL | Copper Patch Cord, Cat 5e (SD), 28 AWG, | Copper Patch Cord, Cat 5e (SD), 28 AWG, Violet CM/LSZH UTP Cable, 8m | PC | 1 | 10 | 1 | 1 | 19.38
07498346902 | UTP28CH8MYL | Copper Patch Cord, Cat 5e (SD), 28 AWG, | Copper Patch Cord, Cat 5e (SD), 28 AWG, Yellow CM/LSZH UTP Cable, 8m | PC | 1 | 10 | 1 | 1 | 19.38
07498348598 | UTP28CH8OR | CU,Patch Cord,Cat 5e,SD,8ft,OR | Category 5e performance, 28 AWG UTP patch cord with Pan-Plug™ Modular Plugs on each end. Orange. 8 ft. | PC | 1 | 10 | 1 | 1 | 9.78
07498344385 | UTP28CH8OR-Q | Copper Patch Cord, Cat 5e (SD), 28 AWG, | Category 5e performance, 28 AWG UTP patch cord with Pan-Plug™ Modular Plugs on each end. | PC | 1 | 25 | 25 | 1 | 9.78
07498348599 | UTP28CH8RD | CU,Patch Cord,Cat 5e,SD,8ft,RD | The TX5e™ Cat 5e UTP Patch Cord is constructed of 28 AWG, unshielded, twisted pair, stranded, CM cable with Pan-Plug™ modular plugs on each end. The use of 28 AWG cable ensures that this patch cord has a small diameter, making it easy to install and work | PC | 1 | 10 | 1 | 1 | 9.78
07498344388 | UTP28CH8RD-Q | Copper Patch Cord, Cat 5e (SD), 28 AWG, | Category 5e performance, 28 AWG UTP patch cord with Pan-Plug™ Modular Plugs on each end. | PC | 1 | 25 | 25 | 1 | 9.78
07498348590 | UTP28CH8VL | CU,Patch Cord,Cat 5e,SD,8ft,VL | Category 5e performance, 28 AWG UTP patch cord with Pan-Plug™ Modular Plugs on each end. Violet. 8 ft. | PC | 1 | 10 | 1 | 1 | 9.78
07498344398 | UTP28CH8VL-Q | Copper Patch Cord, Cat 5e (SD), 28 AWG, | Category 5e performance, 28 AWG UTP patch cord with Pan-Plug™ Modular Plugs on each end. | PC | 1 | 25 | 25 | 1 | 9.78
07498348591 | UTP28CH8YL | CU,Patch Cord,Cat 5e,SD,8ft,YL | The TX5e™ Cat 5e UTP Patch Cord is constructed of 28 AWG, unshielded, twisted pair, stranded, CM cable with Pan-Plug™ modular plugs on each end. The use of 28 AWG cable ensures that this patch cord has a small diameter, making it easy to install and work | PC | 1 | 10 | 1 | 1 | 9.78
07498344392 | UTP28CH8YL-Q | Copper Patch Cord, Cat 5e (SD), 28 AWG, | Category 5e performance, 28 AWG UTP patch cord with Pan-Plug™ Modular Plugs on each end. | PC | 1 | 25 | 25 | 1 | 9.78
07498341783 | UTP28CH9 | CU,Patch Cord,Cat 5e,SD,9ft,IW | The TX5e™ Cat 5e UTP Patch Cord is constructed of 28 AWG, unshielded, twisted pair, stranded, CM cable with Pan-Plug™ modular plugs on each end. The use of 28 AWG cable ensures that this patch cord has a small diameter, making it easy to install and work | PC | 1 | 10 | 1 | 1 | 10.28
07498344449 | UTP28CH9-Q | Copper Patch Cord, Cat 5e (SD), 28 AWG, | Category 5e performance, 28 AWG UTP patch cord with Pan-Plug™ Modular Plugs on each end. | PC | 1 | 25 | 25 | 1 | 10.28
07498345179 | UTP28CH9.5M | Copper Patch Cord, Cat 5e (SD), 28 AWG, | Copper Patch Cord, Cat 5e (SD), 28 AWG, Off White CM/LSZH UTP Cable, 9.5m | PC | 1 | 10 | 1 | 1 | 21.96
07498346934 | UTP28CH9.5MBL | Copper Patch Cord, Cat 5e (SD), 28 AWG, | Copper Patch Cord, Cat 5e (SD), 28 AWG, Black CM/LSZH UTP Cable, 9.5m | PC | 1 | 10 | 1 | 1 | 21.96
07498346935 | UTP28CH9.5MBU | Copper Patch Cord, Cat 5e (SD), 28 AWG, | Copper Patch Cord, Cat 5e (SD), 28 AWG, Blue CM/LSZH UTP Cable, 9.5m | PC | 1 | 10 | 1 | 1 | 21.96
07498346938 | UTP28CH9.5MGR | Copper Patch Cord, Cat 5e (SD), 28 AWG, | Category 5e performance, 28 AWG UTP patch cord with Pan-Plug™ Modular Plugs on each end. | PC | 1 | 10 | 1 | 1 | 21.96
07498346936 | UTP28CH9.5MGY | Copper Patch Cord, Cat 5e (SD), 28 AWG, | Copper Patch Cord, Cat 5e (SD), 28 AWG, Gray CM/LSZH UTP Cable, 9.5m | PC | 1 | 10 | 1 | 1 | 21.96
07498346939 | UTP28CH9.5MOR | Copper Patch Cord, Cat 5e (SD), 28 AWG, | Copper Patch Cord, Cat 5e (SD), 28 AWG, Orange CM/LSZH UTP Cable, 9.5m | PC | 1 | 10 | 1 | 1 | 21.96
07498346940 | UTP28CH9.5MRD | Copper Patch Cord, Cat 5e (SD), 28 AWG, | Copper Patch Cord, Cat 5e (SD), 28 AWG, Red CM/LSZH UTP Cable, 9.5m | PC | 1 | 10 | 1 | 1 | 21.96
07498346941 | UTP28CH9.5MVL | Copper Patch Cord, Cat 5e (SD), 28 AWG, | Copper Patch Cord, Cat 5e (SD), 28 AWG, Violet CM/LSZH UTP Cable, 9.5m | PC | 1 | 10 | 1 | 1 | 21.96
07498346942 | UTP28CH9.5MYL | Copper Patch Cord, Cat 5e (SD), 28 AWG, | Copper Patch Cord, Cat 5e (SD), 28 AWG, Yellow CM/LSZH UTP Cable, 9.5m | PC | 1 | 10 | 1 | 1 | 21.96
07498345380 | UTP28CH90 | CU Patch Crd,Cat 5e,SD,90ft,IW | Copper Patch Cord, Cat 5e (SD), 28 AWG, Off White CM/LSZH UTP Cable, 90 Ft | PC | 1 | 10 | 1 | 1 | 52.92
07498347135 | UTP28CH90BL | CU Patch Crd,Cat 5e,SD,90ft,BL | Copper Patch Cord, Cat 5e (SD), 28 AWG, Black CM/LSZH UTP Cable, 90 Ft | PC | 1 | 10 | 1 | 1 | 52.92
07498347136 | UTP28CH90BU | CU Patch Crd,Cat 5e,SD,90ft,BU | Copper Patch Cord, Cat 5e (SD), 28 AWG, Blue CM/LSZH UTP Cable, 90 Ft | PC | 1 | 10 | 1 | 1 | 52.92
07498347138 | UTP28CH90GR | CU Patch Crd,Cat 5e,SD,90ft,GR | Category 5e performance, 28 AWG UTP patch cord with Pan-Plug™ Modular Plugs on each end. | PC | 1 | 10 | 1 | 1 | 52.92
07498347137 | UTP28CH90GY | CU Patch Crd,Cat 5e,SD,90ft,GY | Copper Patch Cord, Cat 5e (SD), 28 AWG, Gray CM/LSZH UTP Cable, 90 Ft | PC | 1 | 10 | 1 | 1 | 52.92
07498347139 | UTP28CH90OR | CU Patch Crd,Cat 5e,SD,90ft,OR | Copper Patch Cord, Cat 5e (SD), 28 AWG, Orange CM/LSZH UTP Cable, 90 Ft | PC | 1 | 10 | 1 | 1 | 52.92
07498347140 | UTP28CH90RD | CU Patch Crd,Cat 5e,SD,90ft,RD | Copper Patch Cord, Cat 5e (SD), 28 AWG, Red CM/LSZH UTP Cable, 90 Ft | PC | 1 | 10 | 1 | 1 | 52.92
07498347141 | UTP28CH90VL | CU Patch Crd,Cat 5e,SD,90ft,VL | Copper Patch Cord, Cat 5e (SD), 28 AWG, Violet CM/LSZH UTP Cable, 90 Ft | PC | 1 | 10 | 1 | 1 | 52.92
07498347142 | UTP28CH90YL | CU Patch Crd,Cat 5e,SD,90ft,YL | Copper Patch Cord, Cat 5e (SD), 28 AWG, Yellow CM/LSZH UTP Cable, 90 Ft | PC | 1 | 10 | 1 | 1 | 52.92
07498345391 | UTP28CH95 | CU Patch Crd,Cat 5e,SD,95ft,IW | Copper Patch Cord, Cat 5e (SD), 28 AWG, Off White CM/LSZH UTP Cable, 95ft | PC | 1 | 10 | 1 | 1 | 55.56
07498347143 | UTP28CH95BL | CU Patch Crd,Cat 5e,SD,95ft,BL | Copper Patch Cord, Cat 5e (SD), 28 AWG, Black CM/LSZH UTP Cable, 95 Ft | PC | 1 | 10 | 1 | 1 | 55.56
07498347144 | UTP28CH95BU | CU Patch Crd,Cat 5e,SD,95ft,BU | Copper Patch Cord, Cat 5e (SD), 28 AWG, Blue CM/LSZH UTP Cable, 95 Ft | PC | 1 | 10 | 1 | 1 | 55.56
07498347146 | UTP28CH95GR | CU Patch Crd,Cat 5e,SD,95ft,GR | Category 5e performance, 28 AWG UTP patch cord with Pan-Plug™ Modular Plugs on each end. | PC | 1 | 10 | 1 | 1 | 55.56
07498347145 | UTP28CH95GY | CU Patch Crd,Cat 5e,SD,95ft,GY | Copper Patch Cord, Cat 5e (SD), 28 AWG, Gray CM/LSZH UTP Cable, 95ft | PC | 1 | 10 | 1 | 1 | 55.56
07498347147 | UTP28CH95OR | CU Patch Crd,Cat 5e,SD,95ft,OR | Copper Patch Cord, Cat 5e (SD), 28 AWG, Orange CM/LSZH UTP Cable, 95ft | PC | 1 | 10 | 1 | 1 | 55.56
07498347148 | UTP28CH95RD | CU Patch Crd,Cat 5e,SD,95ft,RD | Copper Patch Cord, Cat 5e (SD), 28 AWG, Red CM/LSZH UTP Cable, 95 Ft | PC | 1 | 10 | 1 | 1 | 55.56
07498347149 | UTP28CH95VL | CU Patch Crd,Cat 5e,SD,95ft,VL | Copper Patch Cord, Cat 5e (SD), 28 AWG, Violet CM/LSZH UTP Cable, 95 Ft | PC | 1 | 10 | 1 | 1 | 55.56
07498347150 | UTP28CH95YL | CU Patch Crd,Cat 5e,SD,95ft,YL | Copper Patch Cord, Cat 5e (SD), 28 AWG, Yellow CM/LSZH UTP Cable, 95 Ft | PC | 1 | 10 | 1 | 1 | 55.56
07498310724 | UTP28CH9BL | CU,Patch Cord,Cat 5e,SD,9ft,BL | The TX5e™ Cat 5e UTP Patch Cord is constructed of 28 AWG, unshielded, twisted pair, stranded, CM cable with Pan-Plug™ modular plugs on each end. The use of 28 AWG cable ensures that this patch cord has a small diameter, making it easy to install and work | PC | 1 | 10 | 1 | 1 | 10.28
07498344458 | UTP28CH9BL-Q | Copper Patch Cord, Cat 5e (SD), 28 AWG, | Category 5e performance, 28 AWG UTP patch cord with Pan-Plug™ Modular Plugs on each end. | PC | 1 | 25 | 25 | 1 | 10.28
07498341791 | UTP28CH9BU | CU,Patch Cord,Cat 5e,SD,9ft,BU | The TX5e™ Cat 5e UTP Patch Cord is constructed of 28 AWG, unshielded, twisted pair, stranded, CM cable with Pan-Plug™ modular plugs on each end. The use of 28 AWG cable ensures that this patch cord has a small diameter, making it easy to install and work | PC | 1 | 10 | 1 | 1 | 10.28
07498344559 | UTP28CH9BU-Q | Copper Patch Cord, Cat 5e (SD), 28 AWG, | Category 5e performance, 28 AWG UTP patch cord with Pan-Plug™ Modular Plugs on each end. | PC | 1 | 25 | 25 | 1 | 10.28
07498348606 | UTP28CH9GR | CU,Patch Cord,Cat 5e,SD,9ft,GR | The TX5e™ Cat 5e UTP Patch Cord is constructed of 28 AWG, unshielded, twisted pair, stranded, CM cable with Pan-Plug™ modular plugs on each end. The use of 28 AWG cable ensures that this patch cord has a small diameter, making it easy to install and work | PC | 1 | 10 | 1 | 1 | 10.28
07498344967 | UTP28CH9GR-Q | Copper Patch Cord, Cat 5e (SD), 28 AWG, | Category 5e performance, 28 AWG UTP patch cord with Pan-Plug™ Modular Plugs on each end. | PC | 1 | 25 | 25 | 1 | 10.28
07498395596 | UTP28CH9GY | CU Patch Crd,Cat 5e,SD,9ft,GY | Copper Patch Cord, Cat 5e, 28 AWG, Gray UTP Cable, 9 Ft | PC | 1 | 10 | 1 | 1 | 10.28
07498345178 | UTP28CH9M | CU Patch Crd,Cat 5e,SD,9m,IW | Copper Patch Cord, Cat 5e (SD), 28 AWG, Off White CM/LSZH UTP Cable, 9m | PC | 1 | 10 | 1 | 1 | 21.12
07498346919 | UTP28CH9MBL | Copper Patch Cord, Cat 5e (SD), 28 AWG, | Copper Patch Cord, Cat 5e (SD), 28 AWG, Black CM/LSZH UTP Cable, 9m | PC | 1 | 10 | 1 | 1 | 21.12
07498346920 | UTP28CH9MBU | Copper Patch Cord, Cat 5e (SD), 28 AWG, | Copper Patch Cord, Cat 5e (SD), 28 AWG, Blue CM/LSZH UTP Cable, 9m | PC | 1 | 10 | 1 | 1 | 21.12
07498346922 | UTP28CH9MGR | Copper Patch Cord, Cat 5e (SD), 28 AWG, | Category 5e performance, 28 AWG UTP patch cord with Pan-Plug™ Modular Plugs on each end. | PC | 1 | 10 | 1 | 1 | 21.12
07498346921 | UTP28CH9MGY | Copper Patch Cord, Cat 5e (SD), 28 AWG, | Copper Patch Cord, Cat 5e (SD), 28 AWG, Gray CM/LSZH UTP Cable, 9m | PC | 1 | 10 | 1 | 1 | 21.12
07498346924 | UTP28CH9MOR | Copper Patch Cord, Cat 5e (SD), 28 AWG, | Copper Patch Cord, Cat 5e (SD), 28 AWG, Orange CM/LSZH UTP Cable, 9m | PC | 1 | 10 | 1 | 1 | 21.12
07498346926 | UTP28CH9MRD | Copper Patch Cord, Cat 5e (SD), 28 AWG, | Copper Patch Cord, Cat 5e (SD), 28 AWG, Red CM/LSZH UTP Cable, 9m | PC | 1 | 10 | 1 | 1 | 21.12
07498346928 | UTP28CH9MVL | Copper Patch Cord, Cat 5e (SD), 28 AWG, | Copper Patch Cord, Cat 5e (SD), 28 AWG, Violet CM/LSZH UTP Cable, 9m | PC | 1 | 10 | 1 | 1 | 21.12
07498346930 | UTP28CH9MYL | Copper Patch Cord, Cat 5e (SD), 28 AWG, | Copper Patch Cord, Cat 5e (SD), 28 AWG, Yellow CM/LSZH UTP Cable, 9m | PC | 1 | 10 | 1 | 1 | 21.12
07498348619 | UTP28CH9OR | CU,Patch Cord,Cat 5e,SD,9ft,OR | Category 5e performance, 28 AWG UTP patch cord with Pan-Plug™ Modular Plugs on each end. Orange. 9 ft. | PC | 1 | 10 | 1 | 1 | 10.28
07498344968 | UTP28CH9OR-Q | Copper Patch Cord, Cat 5e (SD), 28 AWG, | Category 5e performance, 28 AWG UTP patch cord with Pan-Plug™ Modular Plugs on each end. | PC | 1 | 25 | 25 | 1 | 10.28
07498348620 | UTP28CH9RD | CU,Patch Cord,Cat 5e,SD,9ft,RD | The TX5e™ Cat 5e UTP Patch Cord is constructed of 28 AWG, unshielded, twisted pair, stranded, CM cable with Pan-Plug™ modular plugs on each end. The use of 28 AWG cable ensures that this patch cord has a small diameter, making it easy to install and work | PC | 1 | 10 | 1 | 1 | 10.28
07498344969 | UTP28CH9RD-Q | Copper Patch Cord, Cat 5e (SD), 28 AWG, | Category 5e performance, 28 AWG UTP patch cord with Pan-Plug™ Modular Plugs on each end. | PC | 1 | 25 | 25 | 1 | 10.28
07498348627 | UTP28CH9VL | CU,Patch Cord,Cat 5e,SD,9ft,VL | Category 5e performance, 28 AWG UTP patch cord with Pan-Plug™ Modular Plugs on each end. Violet. 9 ft. | PC | 1 | 10 | 1 | 1 | 10.28
07498344972 | UTP28CH9VL-Q | Copper Patch Cord, Cat 5e (SD), 28 AWG, | Category 5e performance, 28 AWG UTP patch cord with Pan-Plug™ Modular Plugs on each end. | PC | 1 | 25 | 25 | 1 | 10.28
07498348635 | UTP28CH9YL | CU,Patch Cord,Cat 5e,SD,9ft,YL | The TX5e™ Cat 5e UTP Patch Cord is constructed of 28 AWG, unshielded, twisted pair, stranded, CM cable with Pan-Plug™ modular plugs on each end. The use of 28 AWG cable ensures that this patch cord has a small diameter, making it easy to install and work | PC | 1 | 10 | 1 | 1 | 10.28
07498344971 | UTP28CH9YL-Q | Copper Patch Cord, Cat 5e (SD), 28 AWG, | Category 5e performance, 28 AWG UTP patch cord with Pan-Plug™ Modular Plugs on each end. | PC | 1 | 25 | 25 | 1 | 10.28
61305601265 | UTP28SP0.2M | Category 6 Performance 28 AWG, UTP Patch | The TX6-28™ Cat 6 UTP Patch Cord is constructed of 28 AWG, unshielded, twisted pair, stranded, CM/LSZH cable with enhanced performance modular plugs. The use of 28 AWG cable ensures that this patch cord has a small diameter, making it easy to install and | PC | 1 | 10 | 1 | 1 | 12.28
61305601266 | UTP28SP0.2MBL | Category 6 Performance 28 AWG, UTP Patch | The TX6-28™ Cat 6 UTP Patch Cord is constructed of 28 AWG, unshielded, twisted pair, stranded, CM/LSZH cable with enhanced performance modular plugs. The use of 28 AWG cable ensures that this patch cord has a small diameter, making it easy to install and | PC | 1 | 10 | 1 | 1 | 12.28
61305601267 | UTP28SP0.2MBU | Category 6 Performance 28 AWG, UTP Patch | The TX6-28™ Cat 6 UTP Patch Cord is constructed of 28 AWG, unshielded, twisted pair, stranded, CM/LSZH cable with enhanced performance modular plugs. The use of 28 AWG cable ensures that this patch cord has a small diameter, making it easy to install and | PC | 1 | 10 | 1 | 1 | 12.28
61305601268 | UTP28SP0.2MGR | Category 6 Performance 28 AWG, UTP Patch | The TX6-28™ Cat 6 UTP Patch Cord is constructed of 28 AWG, unshielded, twisted pair, stranded, CM/LSZH cable with enhanced performance modular plugs. The use of 28 AWG cable ensures that this patch cord has a small diameter, making it easy to install and | PC | 1 | 10 | 1 | 1 | 12.28
61305601269 | UTP28SP0.2MGY | Category 6 Performance 28 AWG, UTP Patch | Category 6 Performance, 28 AWG UTP patch cord with TX6™ Modular Plugs on each end. Grey, 0.2 meters. | PC | 1 | 10 | 1 | 1 | 12.28
61305601270 | UTP28SP0.2MOR | Category 6 Performance 28 AWG, UTP Patch | Category 6 Performance, 28 AWG UTP patch cord with TX6™ Modular Plugs on each end. Orange, 0.2 meters. | PC | 1 | 10 | 1 | 1 | 12.28
61305601271 | UTP28SP0.2MPK | Category 6 Performance 28 AWG, UTP Patch | Category 6 Performance, 28 AWG UTP patch cord with TX6™ Modular Plugs on each end. Pink, 0.2 meters. | PC | 1 | 10 | 1 | 1 | 12.28
61305601293 | UTP28SP0.2MRD | Category 6 Performance 28 AWG, UTP Patch | The TX6-28™ Cat 6 UTP Patch Cord is constructed of 28 AWG, unshielded, twisted pair, stranded, CM/LSZH cable with enhanced performance modular plugs. The use of 28 AWG cable ensures that this patch cord has a small diameter, making it easy to install and | PC | 1 | 10 | 1 | 1 | 12.28
61305601272 | UTP28SP0.2MVL | Category 6 Performance 28 AWG, UTP Patch | Category 6 Performance, 28 AWG UTP patch cord with TX6™ Modular Plugs on each end. Violet, 0.2 meters. | PC | 1 | 10 | 1 | 1 | 12.28
61305601273 | UTP28SP0.2MYL | Category 6 Performance 28 AWG, UTP Patch | The TX6-28™ Cat 6 UTP Patch Cord is constructed of 28 AWG, unshielded, twisted pair, stranded, CM/LSZH cable with enhanced performance modular plugs. The use of 28 AWG cable ensures that this patch cord has a small diameter, making it easy to install and | PC | 1 | 10 | 1 | 1 | 12.28
07498365643 | UTP28SP0.5M | CU Patch Crd,Cat 6,SD,0.5m,IW | The TX6-28™ Cat 6 UTP Patch Cord is constructed of 28 AWG, unshielded, twisted pair, stranded, CM/LSZH cable with enhanced performance modular plugs. The use of 28 AWG cable ensures that this patch cord has a small diameter, making it easy to install and | PC | 1 | 10 | 1 | 1 | 12.86
07498327186 | UTP28SP0.5M-Q | CU Patch Crd,Cat 6,SD,0.5m,IW,Bulk25 | Category 6 Performance, 28 AWG UTP patch cord with TX6™ Modular Plugs on each end. | PC | 1 | 25 | 25 | 1 | 12.86
07498365645 | UTP28SP0.5MBL | CU Patch Crd,Cat 6,SD,0.5m,BL | The TX6-28™ Cat 6 UTP Patch Cord is constructed of 28 AWG, unshielded, twisted pair, stranded, CM/LSZH cable with enhanced performance modular plugs. The use of 28 AWG cable ensures that this patch cord has a small diameter, making it easy to install and | PC | 1 | 10 | 1 | 1 | 12.86
07498327917 | UTP28SP0.5MBL-Q | CU Patch Crd,Cat 6,SD,0.5m,BL,Bulk25 | Category 6 Performance, 28 AWG UTP patch cord with TX6™ Modular Plugs on each end. | PC | 1 | 25 | 25 | 1 | 12.86
07498365646 | UTP28SP0.5MBU | CU Patch Crd,Cat 6,SD,0.5m,BU | The TX6-28™ Cat 6 UTP Patch Cord is constructed of 28 AWG, unshielded, twisted pair, stranded, CM/LSZH cable with enhanced performance modular plugs. The use of 28 AWG cable ensures that this patch cord has a small diameter, making it easy to install and | PC | 1 | 10 | 1 | 1 | 12.86
07498327916 | UTP28SP0.5MBU-Q | CU Patch Crd,Cat 6,SD,0.5m,BU,Bulk25 | Category 6 Performance, 28 AWG UTP patch cord with TX6™ Modular Plugs on each end. | PC | 1 | 25 | 25 | 1 | 12.86
07498365652 | UTP28SP0.5MGR | CU Patch Crd,Cat 6,SD,0.5m,GR | The TX6-28™ Cat 6 UTP Patch Cord is constructed of 28 AWG, unshielded, twisted pair, stranded, CM/LSZH cable with enhanced performance modular plugs. The use of 28 AWG cable ensures that this patch cord has a small diameter, making it easy to install and | PC | 1 | 10 | 1 | 1 | 12.86
07498327918 | UTP28SP0.5MGR-Q | CU Patch Crd,Cat 6,SD,0.5m,GR,Bulk25 | Category 6 Performance, 28 AWG UTP patch cord with TX6™ Modular Plugs on each end. | PC | 1 | 25 | 25 | 1 | 12.86
07498396003 | UTP28SP0.5MGY | CU Patch Crd,Cat 6,SD,0.5m,GY | Category 6 Performance, 28 AWG UTP patch cord with TX6™ Modular Plugs on each end. Gray, 0.5 meters. | PC | 1 | 10 | 1 | 1 | 12.86
07498327919 | UTP28SP0.5MGY-Q | CU Patch Crd,Cat 6,SD,0.5m,GY,Bulk25 | Category 6 Performance, 28 AWG UTP patch cord with TX6™ Modular Plugs on each end. | PC | 1 | 25 | 25 | 1 | 12.86
07498365654 | UTP28SP0.5MOR | CU Patch Crd,Cat 6,SD,0.5m,OR | Category 6 Performance, 28 AWG UTP patch cord with TX6™ Modular Plugs on each end. Orange, 0.5 meters. | PC | 1 | 10 | 1 | 1 | 12.86
07498327921 | UTP28SP0.5MOR-Q | CU Patch Crd,Cat 6,SD,0.5m,OR,Bulk25 | Category 6 Performance, 28 AWG UTP patch cord with TX6™ Modular Plugs on each end. Orange, 0.5 meters, 25pc. | PC | 1 | 25 | 25 | 1 | 12.86
07498362480 | UTP28SP0.5MPK | CU Patch Crd,Cat 6,SD,0.5m,PK | Category 6 Performance, 28 AWG UTP patch cord with TX6™ Modular Plugs on each end. Pink, 0.5 meters. | PC | 1 | 10 | 1 | 1 | 12.86
07498365663 | UTP28SP0.5MRD | CU Patch Crd,Cat 6,SD,0.5m,RD | The TX6-28™ Cat 6 UTP Patch Cord is constructed of 28 AWG, unshielded, twisted pair, stranded, CM/LSZH cable with enhanced performance modular plugs. The use of 28 AWG cable ensures that this patch cord has a small diameter, making it easy to install and | PC | 1 | 10 | 1 | 1 | 12.86
07498327922 | UTP28SP0.5MRD-Q | CU Patch Crd,Cat 6,SD,0.5m,RD,Bulk25 | Category 6 Performance, 28 AWG UTP patch cord with TX6™ Modular Plugs on each end. Red, 0.5 meters, 25pc. | PC | 1 | 25 | 25 | 1 | 12.86
07498365665 | UTP28SP0.5MVL | CU Patch Crd,Cat 6,SD,0.5m,VL | Category 6 Performance, 28 AWG UTP patch cord with TX6™ Modular Plugs on each end. | PC | 1 | 10 | 1 | 1 | 12.86
07498327923 | UTP28SP0.5MVL-Q | CU Patch Crd,Cat 6,SD,0.5m,VL,Bulk25 | Category 6 Performance, 28 AWG UTP patch cord with TX6™ Modular Plugs on each end. | PC | 1 | 25 | 25 | 1 | 12.86
07498365664 | UTP28SP0.5MYL | CU Patch Crd,Cat 6,SD,0.5m,YL | The TX6-28™ Cat 6 UTP Patch Cord is constructed of 28 AWG, unshielded, twisted pair, stranded, CM/LSZH cable with enhanced performance modular plugs. The use of 28 AWG cable ensures that this patch cord has a small diameter, making it easy to install and | PC | 1 | 10 | 1 | 1 | 12.86
07498327924 | UTP28SP0.5MYL-Q | CU Patch Crd,Cat 6,SD,0.5m,YL,Bulk25 | Category 6 Performance, 28 AWG UTP patch cord with TX6™ Modular Plugs on each end. | PC | 1 | 25 | 25 | 1 | 12.86
07498365032 | UTP28SP1 | CuPatchCrd,Cat 6,SD,1ft,IW | The TX6-28™ Cat 6 UTP Patch Cord is constructed of 28 AWG, unshielded, twisted pair, stranded, CM/LSZH cable with enhanced performance modular plugs. The use of 28 AWG cable ensures that this patch cord has a small diameter, making it easy to install and | PC | 1 | 10 | 1 | 1 | 12.48
07498327182 | UTP28SP1-Q | CuPatchCrd,Cat 6,SD,1ft,IW,BP | Category 6 Performance, 28 AWG UTP patch cord with TX6™ Modular Plugs on each end. Off White, 1 ft, 25pc. | PC | 1 | 25 | 25 | 1 | 12.48
07498365674 | UTP28SP1.5M | CU Patch Crd,Cat 6,SD,1.5m,IW | The TX6-28™ Cat 6 UTP Patch Cord is constructed of 28 AWG, unshielded, twisted pair, stranded, CM/LSZH cable with enhanced performance modular plugs. The use of 28 AWG cable ensures that this patch cord has a small diameter, making it easy to install and | PC | 1 | 10 | 1 | 1 | 14.74
07498327936 | UTP28SP1.5M-Q | CU Patch Crd,Cat 6,SD,1.5m,IW,Bulk25 | Category 6 Performance, 28 AWG UTP patch cord with TX6™ Modular Plugs on each end. | PC | 1 | 25 | 25 | 1 | 14.74
07498365675 | UTP28SP1.5MBL | CU Patch Crd,Cat 6,SD,1.5m,BL | The TX6-28™ Cat 6 UTP Patch Cord is constructed of 28 AWG, unshielded, twisted pair, stranded, CM/LSZH cable with enhanced performance modular plugs. The use of 28 AWG cable ensures that this patch cord has a small diameter, making it easy to install and | PC | 1 | 10 | 1 | 1 | 14.74
07498327954 | UTP28SP1.5MBL-Q | CU Patch Crd,Cat 6,SD,1.5m,BL,Bulk25 | Category 6 Performance, 28 AWG UTP patch cord with TX6™ Modular Plugs on each end. | PC | 1 | 25 | 25 | 1 | 14.74
07498365676 | UTP28SP1.5MBU | CU Patch Crd,Cat 6,SD,1.5m,BU | The TX6-28™ Cat 6 UTP Patch Cord is constructed of 28 AWG, unshielded, twisted pair, stranded, CM/LSZH cable with enhanced performance modular plugs. The use of 28 AWG cable ensures that this patch cord has a small diameter, making it easy to install and | PC | 1 | 10 | 1 | 1 | 14.74
07498327955 | UTP28SP1.5MBU-Q | CU Patch Crd,Cat 6,SD,1.5m,BU,Bulk25 | Category 6 Performance, 28 AWG UTP patch cord with TX6™ Modular Plugs on each end. | PC | 1 | 25 | 25 | 1 | 14.74
07498365677 | UTP28SP1.5MGR | CU Patch Crd,Cat 6,SD,1.5m,GR | The TX6-28™ Cat 6 UTP Patch Cord is constructed of 28 AWG, unshielded, twisted pair, stranded, CM/LSZH cable with enhanced performance modular plugs. The use of 28 AWG cable ensures that this patch cord has a small diameter, making it easy to install and | PC | 1 | 10 | 1 | 1 | 14.74
07498327956 | UTP28SP1.5MGR-Q | CU Patch Crd,Cat 6,SD,1.5m,GR,Bulk25 | Category 6 Performance, 28 AWG UTP patch cord with TX6™ Modular Plugs on each end. | PC | 1 | 25 | 25 | 1 | 14.74
07498396008 | UTP28SP1.5MGY | CU Patch Crd,Cat 6,SD,1.5m,GY | Category 6 Performance, 28 AWG UTP patch cord with TX6™ Modular Plugs on each end. Gray, 1.5 meters. | PC | 1 | 10 | 1 | 1 | 14.74
07498327957 | UTP28SP1.5MGY-Q | CU Patch Crd,Cat 6,SD,1.5m,GY,Bulk25 | Category 6 Performance, 28 AWG UTP patch cord with TX6™ Modular Plugs on each end. | PC | 1 | 25 | 25 | 1 | 14.74
07498365678 | UTP28SP1.5MOR | CU Patch Crd,Cat 6,SD,1.5m,OR | Category 6 Performance, 28 AWG UTP patch cord with TX6™ Modular Plugs on each end. | PC | 1 | 10 | 1 | 1 | 14.74
07498327958 | UTP28SP1.5MOR-Q | CU Patch Crd,Cat 6,SD,1.5m,OR,Bulk25 | Category 6 Performance, 28 AWG UTP patch cord with TX6™ Modular Plugs on each end. Orange, 1.5 meters. | PC | 1 | 25 | 25 | 1 | 14.74
07498362481 | UTP28SP1.5MPK | CU Patch Crd,Cat 6,SD,1.5m,PK | Category 6 Performance, 28 AWG UTP patch cord with TX6™ Modular Plugs on each end. Pink, 1.5 meters. | PC | 1 | 10 | 1 | 1 | 14.74
07498365679 | UTP28SP1.5MRD | CU Patch Crd,Cat 6,SD,1.5m,RD | The TX6-28™ Cat 6 UTP Patch Cord is constructed of 28 AWG, unshielded, twisted pair, stranded, CM/LSZH cable with enhanced performance modular plugs. The use of 28 AWG cable ensures that this patch cord has a small diameter, making it easy to install and | PC | 1 | 10 | 1 | 1 | 14.74
07498327959 | UTP28SP1.5MRD-Q | CU Patch Crd,Cat 6,SD,1.5m,RD,Bulk25 | Category 6 Performance, 28 AWG UTP patch cord with TX6™ Modular Plugs on each end. Red, 1.5 meters. | PC | 1 | 25 | 25 | 1 | 14.74
07498365685 | UTP28SP1.5MVL | CU Patch Crd,Cat 6,SD,1.5m,VL | Category 6 Performance, 28 AWG UTP patch cord with TX6™ Modular Plugs on each end. | PC | 1 | 10 | 1 | 1 | 14.74
07498327960 | UTP28SP1.5MVL-Q | CU Patch Crd,Cat 6,SD,1.5m,VL,Bulk25 | Category 6 Performance, 28 AWG UTP patch cord with TX6™ Modular Plugs on each end. | PC | 1 | 25 | 25 | 1 | 14.74
07498365687 | UTP28SP1.5MYL | CU Patch Crd,Cat 6,SD,1.5m,YL | The TX6-28™ Cat 6 UTP Patch Cord is constructed of 28 AWG, unshielded, twisted pair, stranded, CM/LSZH cable with enhanced performance modular plugs. The use of 28 AWG cable ensures that this patch cord has a small diameter, making it easy to install and | PC | 1 | 10 | 1 | 1 | 14.74
07498327961 | UTP28SP1.5MYL-Q | CU Patch Crd,Cat 6,SD,1.5m,YL,Bulk25 | Category 6 Performance, 28 AWG UTP patch cord with TX6™ Modular Plugs on each end. | PC | 1 | 25 | 25 | 1 | 14.74
07498365274 | UTP28SP10 | CU Patch Crd,Cat 6,SD,10ft,IW | The TX6-28™ Cat 6 UTP Patch Cord is constructed of 28 AWG, unshielded, twisted pair, stranded, CM/LSZH cable with enhanced performance modular plugs. The use of 28 AWG cable ensures that this patch cord has a small diameter, making it easy to install and | PC | 1 | 10 | 1 | 1 | 17.72
07498327966 | UTP28SP10-Q | CU Patch Crd,Cat 6,SD,10ft,IW,Bulk25 | Category 6 Performance, 28 AWG UTP patch cord with TX6™ Modular Plugs on each end. | PC | 1 | 25 | 25 | 1 | 17.72
07498336417 | UTP28SP100 | CU Patch Crd,Cat 6,SD,100ft,IW | Category 6 Performance, 28 AWG UTP patch cord with TX6™ Modular Plugs on each end. | PC | 1 | 10 | 1 | 1 | 70.22
07498336656 | UTP28SP100BL | CU Patch Crd,Cat 6,SD,100ft,BL | Category 6 Performance, 28 AWG UTP patch cord with TX6™ Modular Plugs on each end. | PC | 1 | 10 | 1 | 1 | 70.22
07498336663 | UTP28SP100BU | CU Patch Crd,Cat 6,SD,100ft,BU | Category 6 Performance, 28 AWG UTP patch cord with TX6™ Modular Plugs on each end. | PC | 1 | 10 | 1 | 1 | 70.22
07498336699 | UTP28SP100GR | CU Patch Crd,Cat 6,SD,100ft,GR | Category 6 Performance, 28 AWG UTP patch cord with TX6™ Modular Plugs on each end. | PC | 1 | 10 | 1 | 1 | 70.22
07498336669 | UTP28SP100GY | CU Patch Crd,Cat 6,SD,100ft,GY | Category 6 Performance, 28 AWG UTP patch cord with TX6™ Modular Plugs on each end. | PC | 1 | 10 | 1 | 1 | 70.22
07498336706 | UTP28SP100OR | CU Patch Crd,Cat 6,SD,100ft,OR | Category 6 Performance, 28 AWG UTP patch cord with TX6™ Modular Plugs on each end. Orange, 100 ft. | PC | 1 | 10 | 1 | 1 | 70.22
07498336712 | UTP28SP100RD | CU Patch Crd,Cat 6,SD,100ft,RD | Category 6 Performance, 28 AWG UTP patch cord with TX6™ Modular Plugs on each end. Red, 100 ft. | PC | 1 | 10 | 1 | 1 | 70.22
07498336718 | UTP28SP100VL | CU Patch Crd,Cat 6,SD,100ft,VL | Category 6 Performance, 28 AWG UTP patch cord with TX6™ Modular Plugs on each end. | PC | 1 | 10 | 1 | 1 | 70.22
07498336783 | UTP28SP100YL | CU Patch Crd,Cat 6,SD,100ft,YL | Category 6 Performance, 28 AWG UTP patch cord with TX6™ Modular Plugs on each end. | PC | 1 | 10 | 1 | 1 | 70.22
07498336418 | UTP28SP105 | CU Patch Crd,Cat 6,SD,105ft,IW | Category 6 Performance, 28 AWG UTP patch cord with TX6™ Modular Plugs on each end. | PC | 1 | 10 | 1 | 1 | 73.16
07498336657 | UTP28SP105BL | CU Patch Crd,Cat 6,SD,105ft,BL | Category 6 Performance, 28 AWG UTP patch cord with TX6™ Modular Plugs on each end. | PC | 1 | 10 | 1 | 1 | 73.16
07498336664 | UTP28SP105BU | CU Patch Crd,Cat 6,SD,105ft,BU | Category 6 Performance, 28 AWG UTP patch cord with TX6™ Modular Plugs on each end. | PC | 1 | 10 | 1 | 1 | 73.16
07498336700 | UTP28SP105GR | CU Patch Crd,Cat 6,SD,105ft,GR | Category 6 Performance, 28 AWG UTP patch cord with TX6™ Modular Plugs on each end. | PC | 1 | 10 | 1 | 1 | 73.16
07498336670 | UTP28SP105GY | CU Patch Crd,Cat 6,SD,105ft,GY | Category 6 Performance, 28 AWG UTP patch cord with TX6™ Modular Plugs on each end. | PC | 1 | 10 | 1 | 1 | 73.16
07498336707 | UTP28SP105OR | CU Patch Crd,Cat 6,SD,105ft,OR | Category 6 Performance, 28 AWG UTP patch cord with TX6™ Modular Plugs on each end. Orange, 105 ft. | PC | 1 | 10 | 1 | 1 | 73.16
07498336713 | UTP28SP105RD | CU Patch Crd,Cat 6,SD,105ft,RD | Category 6 Performance, 28 AWG UTP patch cord with TX6™ Modular Plugs on each end. Red, 105 ft. | PC | 1 | 10 | 1 | 1 | 73.16
07498336719 | UTP28SP105VL | CU Patch Crd,Cat 6,SD,105ft,VL | Category 6 Performance, 28 AWG UTP patch cord with TX6™ Modular Plugs on each end. | PC | 1 | 10 | 1 | 1 | 73.16
07498336808 | UTP28SP105YL | CU Patch Crd,Cat 6,SD,105ft,YL | Category 6 Performance, 28 AWG UTP patch cord with TX6™ Modular Plugs on each end. | PC | 1 | 10 | 1 | 1 | 73.16
07498365305 | UTP28SP10BL | CU Patch Crd,Cat 6,SD,10ft,BL | The TX6-28™ Cat 6 UTP Patch Cord is constructed of 28 AWG, unshielded, twisted pair, stranded, CM/LSZH cable with enhanced performance modular plugs. The use of 28 AWG cable ensures that this patch cord has a small diameter, making it easy to install and | PC | 1 | 10 | 1 | 1 | 17.72
07498333747 | UTP28SP10BL-Q | CU Patch Crd,Cat 6,SD,10ft,BL,Bulk25 | Category 6 Performance, 28 AWG UTP patch cord with TX6™ Modular Plugs on each end. | PC | 1 | 25 | 25 | 1 | 17.72
07498365294 | UTP28SP10BU | CU Patch Crd,Cat 6,SD,10ft,BU | The TX6-28™ Cat 6 UTP Patch Cord is constructed of 28 AWG, unshielded, twisted pair, stranded, CM/LSZH cable with enhanced performance modular plugs. The use of 28 AWG cable ensures that this patch cord has a small diameter, making it easy to install and | PC | 1 | 10 | 1 | 1 | 17.72
07498333748 | UTP28SP10BU-Q | CU Patch Crd,Cat 6,SD,10ft,BU,Bulk25 | Category 6 Performance, 28 AWG UTP patch cord with TX6™ Modular Plugs on each end. | PC | 1 | 25 | 25 | 1 | 17.72
07498365416 | UTP28SP10GR | CU Patch Crd,Cat 6,SD,10ft,GR | The TX6-28™ Cat 6 UTP Patch Cord is constructed of 28 AWG, unshielded, twisted pair, stranded, CM/LSZH cable with enhanced performance modular plugs. The use of 28 AWG cable ensures that this patch cord has a small diameter, making it easy to install and | PC | 1 | 10 | 1 | 1 | 17.72
07498333750 | UTP28SP10GR-Q | CU Patch Crd,Cat 6,SD,10ft,GR,Bulk25 | Category 6 Performance, 28 AWG UTP patch cord with TX6™ Modular Plugs on each end. | PC | 1 | 25 | 25 | 1 | 17.72
07498395978 | UTP28SP10GY | CU Patch Crd,Cat 6,SD,10ft,GY | Category 6 Performance, 28 AWG UTP patch cord with TX6™ Modular Plugs on each end. | PC | 1 | 10 | 1 | 1 | 17.72
07498333753 | UTP28SP10GY-Q | CU Patch Crd,Cat 6,SD,10ft,GY,Bulk25 | Category 6 Performance, 28 AWG UTP patch cord with TX6™ Modular Plugs on each end. | PC | 1 | 25 | 25 | 1 | 17.72
07498365867 | UTP28SP10M | CU Patch Crd,Cat 6,SD,10m,IW | The TX6-28™ Cat 6 UTP Patch Cord is constructed of 28 AWG, unshielded, twisted pair, stranded, CM/LSZH cable with enhanced performance modular plugs. The use of 28 AWG cable ensures that this patch cord has a small diameter, making it easy to install and | PC | 1 | 10 | 1 | 1 | 31.04
07498365868 | UTP28SP10MBL | CU Patch Crd,Cat 6,SD,10m,BL | The TX6-28™ Cat 6 UTP Patch Cord is constructed of 28 AWG, unshielded, twisted pair, stranded, CM/LSZH cable with enhanced performance modular plugs. The use of 28 AWG cable ensures that this patch cord has a small diameter, making it easy to install and | PC | 1 | 10 | 1 | 1 | 31.04
07498365869 | UTP28SP10MBU | CU Patch Crd,Cat 6,SD,10m,BU | The TX6-28™ Cat 6 UTP Patch Cord is constructed of 28 AWG, unshielded, twisted pair, stranded, CM/LSZH cable with enhanced performance modular plugs. The use of 28 AWG cable ensures that this patch cord has a small diameter, making it easy to install and | PC | 1 | 10 | 1 | 1 | 31.04
07498365870 | UTP28SP10MGR | CU Patch Crd,Cat 6,SD,10m,GR | The TX6-28™ Cat 6 UTP Patch Cord is constructed of 28 AWG, unshielded, twisted pair, stranded, CM/LSZH cable with enhanced performance modular plugs. The use of 28 AWG cable ensures that this patch cord has a small diameter, making it easy to install and | PC | 1 | 10 | 1 | 1 | 31.04
07498396036 | UTP28SP10MGY | CU Patch Crd,Cat 6,SD,10m,GY | Category 6 Performance, 28 AWG UTP patch cord with TX6™ Modular Plugs on each end. Gray, 10 meters. | PC | 1 | 10 | 1 | 1 | 31.04
07498365871 | UTP28SP10MOR | CU Patch Crd,Cat 6,SD,10m,OR | Category 6 Performance, 28 AWG UTP patch cord with TX6™ Modular Plugs on each end. | PC | 1 | 10 | 1 | 1 | 31.04
07498362645 | UTP28SP10MPK | CU Patch Crd,Cat 6,SD,10m,PK | Category 6 Performance, 28 AWG UTP patch cord with TX6™ Modular Plugs on each end. Pink, 10 meters. | PC | 1 | 10 | 1 | 1 | 31.04
07498365872 | UTP28SP10MRD | CU Patch Crd,Cat 6,SD,10m,RD | The TX6-28™ Cat 6 UTP Patch Cord is constructed of 28 AWG, unshielded, twisted pair, stranded, CM/LSZH cable with enhanced performance modular plugs. The use of 28 AWG cable ensures that this patch cord has a small diameter, making it easy to install and | PC | 1 | 10 | 1 | 1 | 31.04
07498365873 | UTP28SP10MVL | CU Patch Crd,Cat 6,SD,10m,VL | Category 6 Performance, 28 AWG UTP patch cord with TX6™ Modular Plugs on each end. | PC | 1 | 10 | 1 | 1 | 31.04
07498365876 | UTP28SP10MYL | CU Patch Crd,Cat 6,SD,10m,YL | The TX6-28™ Cat 6 UTP Patch Cord is constructed of 28 AWG, unshielded, twisted pair, stranded, CM/LSZH cable with enhanced performance modular plugs. The use of 28 AWG cable ensures that this patch cord has a small diameter, making it easy to install and | PC | 1 | 10 | 1 | 1 | 31.04
07498365425 | UTP28SP10OR | CU Patch Crd,Cat 6,SD,10ft,OR | Category 6 Performance, 28 AWG UTP patch cord with TX6™ Modular Plugs on each end. | PC | 1 | 10 | 1 | 1 | 17.72
07498333751 | UTP28SP10OR-Q | CU Patch Crd,Cat 6,SD,10ft,OR,Bulk25 | Category 6 Performance, 28 AWG UTP patch cord with TX6™ Modular Plugs on each end. Orange, 10 ft. | PC | 1 | 25 | 25 | 1 | 17.72
07498362507 | UTP28SP10PK | CU Patch Crd,Cat 6,SD,10ft,PK | Category 6 Performance, 28 AWG UTP patch cord with TX6™ Modular Plugs on each end. Pink, 10 ft. | PC | 1 | 10 | 1 | 1 | 17.72
07498365452 | UTP28SP10RD | CU Patch Crd,Cat 6,SD,10ft,RD | The TX6-28™ Cat 6 UTP Patch Cord is constructed of 28 AWG, unshielded, twisted pair, stranded, CM/LSZH cable with enhanced performance modular plugs. The use of 28 AWG cable ensures that this patch cord has a small diameter, making it easy to install and | PC | 1 | 10 | 1 | 1 | 17.72
07498333752 | UTP28SP10RD-Q | CU Patch Crd,Cat 6,SD,10ft,Bulk | Category 6 Performance, 28 AWG UTP patch cord with TX6™ Modular Plugs on each end, bulk package, 10ft. | PC | 1 | 25 | 25 | 1 | 17.72
07498365353 | UTP28SP10VL | CU Patch Crd,Cat 6,SD,10ft,VL | Category 6 Performance, 28 AWG UTP patch cord with TX6™ Modular Plugs on each end. Violet, 10 ft. | PC | 1 | 10 | 1 | 1 | 17.72
07498333754 | UTP28SP10VL-Q | CU Patch Crd,Cat 6,SD,10ft,VL,Bulk25 | Category 6 Performance, 28 AWG UTP patch cord with TX6™ Modular Plugs on each end. | PC | 1 | 25 | 25 | 1 | 17.72
07498365314 | UTP28SP10YL | CU Patch Crd,Cat 6,SD,10FT,YL | The TX6-28™ Cat 6 UTP Patch Cord is constructed of 28 AWG, unshielded, twisted pair, stranded, CM/LSZH cable with enhanced performance modular plugs. The use of 28 AWG cable ensures that this patch cord has a small diameter, making it easy to install and | PC | 1 | 10 | 1 | 1 | 17.72
07498333755 | UTP28SP10YL-Q | CU Patch Crd,Cat 6,SD,10ft,YL,Bulk25 | Category 6 Performance, 28 AWG UTP patch cord with TX6™ Modular Plugs on each end. | PC | 1 | 25 | 25 | 1 | 17.72
07498365275 | UTP28SP11 | CU Patch Crd,Cat 6,SD,11ft,IW | Category 6 Performance, 28 AWG UTP patch cord with TX6™ Modular Plugs on each end. Off White, 11 ft. | PC | 1 | 10 | 1 | 1 | 18.3
07498327969 | UTP28SP11-Q | CU Patch Crd,Cat 6,SD,11ft,IW,Bulk25 | Category 6 Performance, 28 AWG UTP patch cord with TX6™ Modular Plugs on each end. | PC | 1 | 25 | 25 | 1 | 18.3
07498336910 | UTP28SP110 | CU Patch Crd,Cat 6,SD,110ft,IW | Category 6 Performance, 28 AWG UTP patch cord with TX6™ Modular Plugs on each end. | PC | 1 | 10 | 1 | 1 | 76.06
07498336921 | UTP28SP110BL | CU Patch Crd,Cat 6,SD,110ft,BL | Category 6 Performance, 28 AWG UTP patch cord with TX6™ Modular Plugs on each end. | PC | 1 | 10 | 1 | 1 | 76.06
07498336923 | UTP28SP110BU | CU Patch Crd,Cat 6,SD,110ft,BU | Category 6 Performance, 28 AWG UTP patch cord with TX6™ Modular Plugs on each end. | PC | 1 | 10 | 1 | 1 | 76.06
07498336924 | UTP28SP110GR | CU Patch Crd,Cat 6,SD,110ft,GR | Category 6 Performance, 28 AWG UTP patch cord with TX6™ Modular Plugs on each end. | PC | 1 | 10 | 1 | 1 | 76.06
07498336927 | UTP28SP110GY | CU Patch Crd,Cat 6,SD,110ft,GY | Category 6 Performance, 28 AWG UTP patch cord with TX6™ Modular Plugs on each end. | PC | 1 | 10 | 1 | 1 | 76.06
07498336925 | UTP28SP110OR | CU Patch Crd,Cat 6,SD,110ft,OR | Category 6 Performance, 28 AWG UTP patch cord with TX6™ Modular Plugs on each end. Orange, 110 ft. | PC | 1 | 10 | 1 | 1 | 76.06
07498336926 | UTP28SP110RD | CU Patch Crd,Cat 6,SD,110ft,RD | Category 6 Performance, 28 AWG UTP patch cord with TX6™ Modular Plugs on each end. Red, 110 ft. | PC | 1 | 10 | 1 | 1 | 76.06
07498336933 | UTP28SP110VL | CU Patch Crd,Cat 6,SD,110ft,VL | Category 6 Performance, 28 AWG UTP patch cord with TX6™ Modular Plugs on each end. | PC | 1 | 10 | 1 | 1 | 76.06
07498336934 | UTP28SP110YL | CU Patch Crd,Cat 6,SD,110ft,YL | Category 6 Performance, 28 AWG UTP patch cord with TX6™ Modular Plugs on each end. | PC | 1 | 10 | 1 | 1 | 76.06
07498336912 | UTP28SP115 | CU Patch Crd,Cat 6,SD,115ft,IW | Category 6 Performance, 28 AWG UTP patch cord with TX6™ Modular Plugs on each end. | PC | 1 | 10 | 1 | 1 | 78.96
07498336937 | UTP28SP115BL | CU Patch Crd,Cat 6,SD,115ft,BL | Category 6 Performance, 28 AWG UTP patch cord with TX6™ Modular Plugs on each end. | PC | 1 | 10 | 1 | 1 | 78.96
07498336944 | UTP28SP115BU | CU Patch Crd,Cat 6,SD,115ft,BU | Category 6 Performance, 28 AWG UTP patch cord with TX6™ Modular Plugs on each end. | PC | 1 | 10 | 1 | 1 | 78.96
07498336957 | UTP28SP115GR | CU Patch Crd,Cat 6,SD,115ft,GR | Category 6 Performance, 28 AWG UTP patch cord with TX6™ Modular Plugs on each end. | PC | 1 | 10 | 1 | 1 | 78.96
07498336999 | UTP28SP115GY | CU Patch Crd,Cat 6,SD,115ft,GY | Category 6 Performance, 28 AWG UTP patch cord with TX6™ Modular Plugs on each end. | PC | 1 | 10 | 1 | 1 | 78.96
07498337031 | UTP28SP115OR | CU Patch Crd,Cat 6,SD,115ft,OR | Category 6 Performance, 28 AWG UTP patch cord with TX6™ Modular Plugs on each end. Orange, 115 ft. | PC | 1 | 10 | 1 | 1 | 78.96
07498337048 | UTP28SP115RD | CU Patch Crd,Cat 6,SD,115ft,RD | Category 6 Performance, 28 AWG UTP patch cord with TX6™ Modular Plugs on each end. Red, 115 ft. | PC | 1 | 10 | 1 | 1 | 78.96
07498337083 | UTP28SP115VL | CU Patch Crd,Cat 6,SD,115ft,VL | Category 6 Performance, 28 AWG UTP patch cord with TX6™ Modular Plugs on each end. | PC | 1 | 10 | 1 | 1 | 78.96
07498337143 | UTP28SP115YL | CU Patch Crd,Cat 6,SD,115ft,YL | Category 6 Performance, 28 AWG UTP patch cord with TX6™ Modular Plugs on each end. | PC | 1 | 10 | 1 | 1 | 78.96
07498365306 | UTP28SP11BL | CU Patch Crd,Cat 6,SD,11ft,BL | Category 6 Performance, 28 AWG UTP patch cord with TX6™ Modular Plugs on each end. Black, 11 ft. | PC | 1 | 10 | 1 | 1 | 18.3
07498333758 | UTP28SP11BL-Q | CU Patch Crd,Cat 6,SD,11ft,BL,Bulk25 | Category 6 Performance, 28 AWG UTP patch cord with TX6™ Modular Plugs on each end. | PC | 1 | 25 | 25 | 1 | 18.3
07498365295 | UTP28SP11BU | CU Patch Crd,Cat 6,SD,11ft,BU | Category 6 Performance, 28 AWG UTP patch cord with TX6™ Modular Plugs on each end. Blue, 11 ft. | PC | 1 | 10 | 1 | 1 | 18.3
07498333756 | UTP28SP11BU-Q | CU Patch Crd,Cat 6,SD,11ft,BU,Bulk25 | Category 6 Performance, 28 AWG UTP patch cord with TX6™ Modular Plugs on each end. | PC | 1 | 25 | 25 | 1 | 18.3
07498365417 | UTP28SP11GR | CU Patch Crd,Cat 6,SD,11ft,GR | Category 6 Performance, 28 AWG UTP patch cord with TX6™ Modular Plugs on each end. Green, 11 ft. | PC | 1 | 10 | 1 | 1 | 18.3
07498333759 | UTP28SP11GR-Q | CU Patch Crd,Cat 6,SD,11ft,GR,Bulk25 | Category 6 Performance, 28 AWG UTP patch cord with TX6™ Modular Plugs on each end. | PC | 1 | 25 | 25 | 1 | 18.3
07498395979 | UTP28SP11GY | CU Patch Crd,Cat 6,SD,11ft,GY | Category 6 Performance, 28 AWG UTP patch cord with TX6™ Modular Plugs on each end. | PC | 1 | 10 | 1 | 1 | 18.3
07498333760 | UTP28SP11GY-Q | CU Patch Crd,Cat 6,SD,11ft,GY,Bulk25 | Category 6 Performance, 28 AWG UTP patch cord with TX6™ Modular Plugs on each end. | PC | 1 | 25 | 25 | 1 | 18.3
07498335812 | UTP28SP11M | CU Patch Crd,Cat 6,SD,11m,IW | Category 6 Performance, 28 AWG UTP patch cord with TX6™ Modular Plugs on each end. | PC | 1 | 10 | 1 | 1 | 32.92
07498335861 | UTP28SP11MBL | CU Patch Crd,Cat 6,SD,11m,BL | Category 6 Performance, 28 AWG UTP patch cord with TX6™ Modular Plugs on each end. | PC | 1 | 10 | 1 | 1 | 32.92
07498335893 | UTP28SP11MBU | CU Patch Crd,Cat 6,SD,11m,BU | Category 6 Performance, 28 AWG UTP patch cord with TX6™ Modular Plugs on each end. | PC | 1 | 10 | 1 | 1 | 32.92
07498335934 | UTP28SP11MGR | CU Patch Crd,Cat 6,SD,11m,GR | Category 6 Performance, 28 AWG UTP patch cord with TX6™ Modular Plugs on each end. | PC | 1 | 10 | 1 | 1 | 32.92
07498335965 | UTP28SP11MGY | CU Patch Crd,Cat 6,SD,11m,GY | Category 6 Performance, 28 AWG UTP patch cord with TX6™ Modular Plugs on each end. | PC | 1 | 10 | 1 | 1 | 32.92
07498336062 | UTP28SP11MOR | CU Patch Crd,Cat 6,SD,11m,OR | Category 6 Performance, 28 AWG UTP patch cord with TX6™ Modular Plugs on each end. Orange, 11 meters. | PC | 1 | 10 | 1 | 1 | 32.92
07498336014 | UTP28SP11MRD | CU Patch Crd,Cat 6,SD,11m,RD | Category 6 Performance, 28 AWG UTP patch cord with TX6™ Modular Plugs on each end. Red, 11 meters. | PC | 1 | 10 | 1 | 1 | 32.92
07498336206 | UTP28SP11MVL | CU Patch Crd,Cat 6,SD,11m,VL | Category 6 Performance, 28 AWG UTP patch cord with TX6™ Modular Plugs on each end. | PC | 1 | 10 | 1 | 1 | 32.92
07498336396 | UTP28SP11MYL | CU Patch Crd,Cat 6,SD,11m,YL | Category 6 Performance, 28 AWG UTP patch cord with TX6™ Modular Plugs on each end. | PC | 1 | 10 | 1 | 1 | 32.92
07498365426 | UTP28SP11OR | CU Patch Crd,Cat 6,SD,11ft,OR | Category 6 Performance, 28 AWG UTP patch cord with TX6™ Modular Plugs on each end. | PC | 1 | 10 | 1 | 1 | 18.3
07498333761 | UTP28SP11OR-Q | CU Patch Crd,Cat 6,SD,11ft,OR,Bulk25 | Category 6 Performance, 28 AWG UTP patch cord with TX6™ Modular Plugs on each end. Orange, 110 ft, 25pc. | PC | 1 | 25 | 25 | 1 | 18.3
07498362510 | UTP28SP11PK | CU Patch Crd,Cat 6,SD,11ft,PK | Category 6 Performance, 28 AWG UTP patch cord with TX6™ Modular Plugs on each end. Pink, 11 ft. | PC | 1 | 10 | 1 | 1 | 18.3
07498365454 | UTP28SP11RD | CU Patch Crd,Cat 6,SD,11ft,RD | Category 6 Performance, 28 AWG UTP patch cord with TX6™ Modular Plugs on each end. | PC | 1 | 10 | 1 | 1 | 18.3
07498333762 | UTP28SP11RD-Q | CU Patch Crd,Cat 6,SD,11ft,RD,Bulk25 | Category 6 Performance, 28 AWG UTP patch cord with TX6™ Modular Plugs on each end. Red, 11 ft. | PC | 1 | 25 | 25 | 1 | 18.3
07498365356 | UTP28SP11VL | CU Patch Crd,Cat 6,SD,11ft,VL | Category 6 Performance, 28 AWG UTP patch cord with TX6™ Modular Plugs on each end. Violet, 11 ft. | PC | 1 | 10 | 1 | 1 | 18.3
07498333767 | UTP28SP11VL-Q | CU Patch Crd,Cat 6,SD,11ft,VL,Bulk25 | Category 6 Performance, 28 AWG UTP patch cord with TX6™ Modular Plugs on each end. | PC | 1 | 25 | 25 | 1 | 18.3
07498365315 | UTP28SP11YL | CU Patch Crd,Cat 6,SD,11ft,YL | Category 6 Performance, 28 AWG UTP patch cord with TX6™ Modular Plugs on each end. Yellow, 11 ft. | PC | 1 | 10 | 1 | 1 | 18.3
07498333766 | UTP28SP11YL-Q | CU Patch Crd,Cat 6,SD,11ft,YL,Bulk25 | Category 6 Performance, 28 AWG UTP patch cord with TX6™ Modular Plugs on each end. | PC | 1 | 25 | 25 | 1 | 18.3
07498365277 | UTP28SP12 | CU Patch Crd,Cat 6,SD,12ft,IW | Category 6 Performance, 28 AWG UTP patch cord with TX6™ Modular Plugs on each end. Off White, 12 ft. | PC | 1 | 10 | 1 | 1 | 18.86
07498327971 | UTP28SP12-Q | CU Patch Crd,Cat 6,SD,12ft,IW,Bulk25 | Category 6 Performance, 28 AWG UTP patch cord with TX6™ Modular Plugs on each end. | PC | 1 | 25 | 25 | 1 | 18.86
07498336914 | UTP28SP120 | CU Patch Crd,Cat 6,SD,120ft,IW | Category 6 Performance, 28 AWG UTP patch cord with TX6™ Modular Plugs on each end. | PC | 1 | 10 | 1 | 1 | 81.88
07498336938 | UTP28SP120BL | CU Patch Crd,Cat 6,SD,120ft,BL | Category 6 Performance, 28 AWG UTP patch cord with TX6™ Modular Plugs on each end. | PC | 1 | 10 | 1 | 1 | 81.88
07498336945 | UTP28SP120BU | CU Patch Crd,Cat 6,SD,120ft,BU | Category 6 Performance, 28 AWG UTP patch cord with TX6™ Modular Plugs on each end. | PC | 1 | 10 | 1 | 1 | 81.88
07498336958 | UTP28SP120GR | CU Patch Crd,Cat 6,SD,120ft,GR | Category 6 Performance, 28 AWG UTP patch cord with TX6™ Modular Plugs on each end. | PC | 1 | 10 | 1 | 1 | 81.88
07498337000 | UTP28SP120GY | CU Patch Crd,Cat 6,SD,120ft,GY | Category 6 Performance, 28 AWG UTP patch cord with TX6™ Modular Plugs on each end. | PC | 1 | 10 | 1 | 1 | 81.88
07498337032 | UTP28SP120OR | CU Patch Crd,Cat 6,SD,120ft,OR | Category 6 Performance, 28 AWG UTP patch cord with TX6™ Modular Plugs on each end. Orange, 120 ft. | PC | 1 | 10 | 1 | 1 | 81.88
07498337049 | UTP28SP120RD | CU Patch Crd,Cat 6,SD,120ft,RD | Category 6 Performance, 28 AWG UTP patch cord with TX6™ Modular Plugs on each end. Red, 120 ft. | PC | 1 | 10 | 1 | 1 | 81.88
07498337087 | UTP28SP120VL | CU Patch Crd,Cat 6,SD,120ft,VL | Category 6 Performance, 28 AWG UTP patch cord with TX6™ Modular Plugs on each end. | PC | 1 | 10 | 1 | 1 | 81.88
07498337144 | UTP28SP120YL | CU Patch Crd,Cat 6,SD,120ft,YL | Category 6 Performance, 28 AWG UTP patch cord with TX6™ Modular Plugs on each end. | PC | 1 | 10 | 1 | 1 | 81.88
07498336916 | UTP28SP125 | CU Patch Crd,Cat 6,SD,125ft,IW | Category 6 Performance, 28 AWG UTP patch cord with TX6™ Modular Plugs on each end. | PC | 1 | 10 | 1 | 1 | 84.8
07498336939 | UTP28SP125BL | CU Patch Crd,Cat 6,SD,125ft,BL | Category 6 Performance, 28 AWG UTP patch cord with TX6™ Modular Plugs on each end. | PC | 1 | 10 | 1 | 1 | 84.8
07498336946 | UTP28SP125BU | CU Patch Crd,Cat 6,SD,125ft,BU | Category 6 Performance, 28 AWG UTP patch cord with TX6™ Modular Plugs on each end. | PC | 1 | 10 | 1 | 1 | 84.8
07498336959 | UTP28SP125GR | CU Patch Crd,Cat 6,SD,125ft,GR | Category 6 Performance, 28 AWG UTP patch cord with TX6™ Modular Plugs on each end. | PC | 1 | 10 | 1 | 1 | 84.8
07498337002 | UTP28SP125GY | CU Patch Crd,Cat 6,SD,125ft,GY | Category 6 Performance, 28 AWG UTP patch cord with TX6™ Modular Plugs on each end. | PC | 1 | 10 | 1 | 1 | 84.8
07498337034 | UTP28SP125OR | CU Patch Crd,Cat 6,SD,125ft,OR | Category 6 Performance, 28 AWG UTP patch cord with TX6™ Modular Plugs on each end. Orange, 125 ft. | PC | 1 | 10 | 1 | 1 | 84.8
07498337050 | UTP28SP125RD | CU Patch Crd,Cat 6,SD,125ft,RD | Category 6 Performance, 28 AWG UTP patch cord with TX6™ Modular Plugs on each end. Red, 125 ft. | PC | 1 | 10 | 1 | 1 | 84.8
07498337090 | UTP28SP125VL | CU Patch Crd,Cat 6,SD,125ft,VL | Category 6 Performance, 28 AWG UTP patch cord with TX6™ Modular Plugs on each end. | PC | 1 | 10 | 1 | 1 | 84.8
07498337156 | UTP28SP125YL | CU Patch Crd,Cat 6,SD,125ft,YL | Category 6 Performance, 28 AWG UTP patch cord with TX6™ Modular Plugs on each end. | PC | 1 | 10 | 1 | 1 | 84.8
07498365307 | UTP28SP12BL | CU Patch Crd,Cat 6,SD,12ft,BL | Category 6 Performance, 28 AWG UTP patch cord with TX6™ Modular Plugs on each end. Black, 12 ft. | PC | 1 | 10 | 1 | 1 | 18.86
07498333792 | UTP28SP12BL-Q | CU Patch Crd,Cat 6,SD,12ft,BL,Bulk25 | Category 6 Performance, 28 AWG UTP patch cord with TX6™ Modular Plugs on each end. | PC | 1 | 25 | 25 | 1 | 18.86
07498365298 | UTP28SP12BU | CU Patch Crd,Cat 6,SD,12ft,BU | Category 6 Performance, 28 AWG UTP patch cord with TX6™ Modular Plugs on each end. Blue, 12 ft. | PC | 1 | 10 | 1 | 1 | 18.86
07498333793 | UTP28SP12BU-Q | CU Patch Crd,Cat 6,SD,12ft,BU,Bulk25 | Category 6 Performance, 28 AWG UTP patch cord with TX6™ Modular Plugs on each end. | PC | 1 | 25 | 25 | 1 | 18.86
07498365418 | UTP28SP12GR | CU Patch Crd,Cat 6,SD,12ft,GR | Category 6 Performance, 28 AWG UTP patch cord with TX6™ Modular Plugs on each end. Green, 12 ft. | PC | 1 | 10 | 1 | 1 | 18.86
07498333799 | UTP28SP12GR-Q | CU Patch Crd,Cat 6,SD,12ft,GR,Bulk25 | Category 6 Performance, 28 AWG UTP patch cord with TX6™ Modular Plugs on each end. | PC | 1 | 25 | 25 | 1 | 18.86
07498395980 | UTP28SP12GY | CU Patch Crd,Cat 6,SD,12ft,GY | Category 6 Performance, 28 AWG UTP patch cord with TX6™ Modular Plugs on each end. | PC | 1 | 10 | 1 | 1 | 18.86
07498333800 | UTP28SP12GY-Q | CU Patch Crd,Cat 6,SD,12ft,GY,Bulk25 | Category 6 Performance, 28 AWG UTP patch cord with TX6™ Modular Plugs on each end. | PC | 1 | 25 | 25 | 1 | 18.86
07498365877 | UTP28SP12M | CU Patch Crd,Cat 6,SD,12m,IW | Category 6 Performance, 28 AWG UTP patch cord with TX6™ Modular Plugs on each end. | PC | 1 | 10 | 1 | 1 | 34.88
07498365879 | UTP28SP12MBL | CU Patch Crd,Cat 6,SD,12m,BL | Category 6 Performance, 28 AWG UTP patch cord with TX6™ Modular Plugs on each end. | PC | 1 | 10 | 1 | 1 | 34.88
07498365880 | UTP28SP12MBU | CU Patch Crd,Cat 6,SD,12m,BU | Category 6 Performance, 28 AWG UTP patch cord with TX6™ Modular Plugs on each end. | PC | 1 | 10 | 1 | 1 | 34.88
07498365881 | UTP28SP12MGR | CU Patch Crd,Cat 6,SD,12m,GR | Category 6 Performance, 28 AWG UTP patch cord with TX6™ Modular Plugs on each end. | PC | 1 | 10 | 1 | 1 | 34.88
07498396038 | UTP28SP12MGY | CU Patch Crd,Cat 6,SD,12m,GY | Category 6 Performance, 28 AWG UTP patch cord with TX6™ Modular Plugs on each end. | PC | 1 | 10 | 1 | 1 | 34.88
07498365882 | UTP28SP12MOR | CU Patch Crd,Cat 6,SD,12m,OR | Category 6 Performance, 28 AWG UTP patch cord with TX6™ Modular Plugs on each end. | PC | 1 | 10 | 1 | 1 | 34.88
07498365886 | UTP28SP12MRD | CU Patch Crd,Cat 6,SD,12m,RD | Category 6 Performance, 28 AWG UTP patch cord with TX6™ Modular Plugs on each end. | PC | 1 | 10 | 1 | 1 | 34.88
07498365887 | UTP28SP12MVL | CU Patch Crd,Cat 6,SD,12m,VL | Category 6 Performance, 28 AWG UTP patch cord with TX6™ Modular Plugs on each end. | PC | 1 | 10 | 1 | 1 | 34.88
07498365888 | UTP28SP12MYL | CU Patch Crd,Cat 6,SD,12m,YL | Category 6 Performance, 28 AWG UTP patch cord with TX6™ Modular Plugs on each end. | PC | 1 | 10 | 1 | 1 | 34.88
07498365427 | UTP28SP12OR | CU Patch Crd,Cat 6,SD,12ft,OR | Category 6 Performance, 28 AWG UTP patch cord with TX6™ Modular Plugs on each end. | PC | 1 | 10 | 1 | 1 | 18.86
07498333801 | UTP28SP12OR-Q | CU Patch Crd,Cat 6,SD,12ft,OR,Bulk25 | Category 6 Performance, 28 AWG UTP patch cord with TX6™ Modular Plugs on each end. Orange, 12 ft. | PC | 1 | 25 | 25 | 1 | 18.86
07498362511 | UTP28SP12PK | CU Patch Crd,Cat 6,SD,12ft,PK | Category 6 Performance, 28 AWG UTP patch cord with TX6™ Modular Plugs on each end. Pink, 12 ft. | PC | 1 | 10 | 1 | 1 | 18.86
07498365466 | UTP28SP12RD | CU Patch Crd,Cat 6,SD,12ft,RD | Category 6 Performance, 28 AWG UTP patch cord with TX6™ Modular Plugs on each end. | PC | 1 | 10 | 1 | 1 | 18.86
07498333802 | UTP28SP12RD-Q | CU Patch Crd,Cat 6,SD,12ft,RD,Bulk25 | Category 6 Performance, 28 AWG UTP patch cord with TX6™ Modular Plugs on each end. Red, 12 ft. | PC | 1 | 25 | 25 | 1 | 18.86
07498365358 | UTP28SP12VL | CU Patch Crd,Cat 6,SD,12ft,VL | Category 6 Performance, 28 AWG UTP patch cord with TX6™ Modular Plugs on each end. Violet, 12 ft. | PC | 1 | 10 | 1 | 1 | 18.86
07498333806 | UTP28SP12VL-Q | CU Patch Crd,Cat 6,SD,12ft,VL,Bulk25 | Category 6 Performance, 28 AWG UTP patch cord with TX6™ Modular Plugs on each end. | PC | 1 | 25 | 25 | 1 | 18.86
07498365319 | UTP28SP12YL | CU Patch Crd,Cat 6,SD,12ft,YL | Category 6 Performance, 28 AWG UTP patch cord with TX6™ Modular Plugs on each end. Yellow, 12 ft. | PC | 1 | 10 | 1 | 1 | 18.86
07498333808 | UTP28SP12YL-Q | CU Patch Crd,Cat 6,SD,12ft,YL,Bulk25 | Category 6 Performance, 28 AWG UTP patch cord with TX6™ Modular Plugs on each end. | PC | 1 | 25 | 25 | 1 | 18.86
07498365281 | UTP28SP13 | CU Patch Crd,Cat 6,SD,13ft,IW | Category 6 Performance, 28 AWG UTP patch cord with TX6™ Modular Plugs on each end. Off White, 13 ft. | PC | 1 | 10 | 1 | 1 | 19.46
07498327999 | UTP28SP13-Q | CU Patch Crd,Cat 6,SD,13ft,IW,Bulk25 | Category 6 Performance, 28 AWG UTP patch cord with TX6™ Modular Plugs on each end. | PC | 1 | 25 | 25 | 1 | 19.46
07498336917 | UTP28SP130 | CU Patch Crd,Cat 6,SD,130ft,IW | Category 6 Performance, 28 AWG UTP patch cord with TX6™ Modular Plugs on each end. | PC | 1 | 10 | 1 | 1 | 87.74
07498336940 | UTP28SP130BL | CU Patch Crd,Cat 6,SD,130ft,BL | Category 6 Performance, 28 AWG UTP patch cord with TX6™ Modular Plugs on each end. | PC | 1 | 10 | 1 | 1 | 87.74
07498336947 | UTP28SP130BU | CU Patch Crd,Cat 6,SD,130ft,BU | Category 6 Performance, 28 AWG UTP patch cord with TX6™ Modular Plugs on each end. | PC | 1 | 10 | 1 | 1 | 87.74
07498336960 | UTP28SP130GR | CU Patch Crd,Cat 6,SD,130ft,GR | Category 6 Performance, 28 AWG UTP patch cord with TX6™ Modular Plugs on each end. | PC | 1 | 10 | 1 | 1 | 87.74
07498337005 | UTP28SP130GY | CU Patch Crd,Cat 6,SD,130ft,GY | Category 6 Performance, 28 AWG UTP patch cord with TX6™ Modular Plugs on each end. | PC | 1 | 10 | 1 | 1 | 87.74
07498337038 | UTP28SP130OR | CU Patch Crd,Cat 6,SD,130ft,OR | Category 6 Performance, 28 AWG UTP patch cord with TX6™ Modular Plugs on each end. Orange, 130 ft. | PC | 1 | 10 | 1 | 1 | 87.74
07498337052 | UTP28SP130RD | CU Patch Crd,Cat 6,SD,130ft,RD | Category 6 Performance, 28 AWG UTP patch cord with TX6™ Modular Plugs on each end. Red, 130 ft. | PC | 1 | 10 | 1 | 1 | 87.74
07498337092 | UTP28SP130VL | CU Patch Crd,Cat 6,SD,130ft,VL | Category 6 Performance, 28 AWG UTP patch cord with TX6™ Modular Plugs on each end. | PC | 1 | 10 | 1 | 1 | 87.74
07498337172 | UTP28SP130YL | CU Patch Crd,Cat 6,SD,130ft,YL | Category 6 Performance, 28 AWG UTP patch cord with TX6™ Modular Plugs on each end. | PC | 1 | 10 | 1 | 1 | 87.74
07498365308 | UTP28SP13BL | CU Patch Crd,Cat 6,SD,13ft,BL | Category 6 Performance, 28 AWG UTP patch cord with TX6™ Modular Plugs on each end. Black, 13 ft. | PC | 1 | 10 | 1 | 1 | 19.46
07498333852 | UTP28SP13BL-Q | CU Patch Crd,Cat 6,SD,13ft,BL,Bulk25 | Category 6 Performance, 28 AWG UTP patch cord with TX6™ Modular Plugs on each end. | PC | 1 | 25 | 25 | 1 | 19.46
07498365299 | UTP28SP13BU | CU Patch Crd,Cat 6,SD,13ft,BU | Category 6 Performance, 28 AWG UTP patch cord with TX6™ Modular Plugs on each end. Blue, 13 ft. | PC | 1 | 10 | 1 | 1 | 19.46
07498333853 | UTP28SP13BU-Q | CU Patch Crd,Cat 6,SD,13ft,BU,Bulk25 | Category 6 Performance, 28 AWG UTP patch cord with TX6™ Modular Plugs on each end. | PC | 1 | 25 | 25 | 1 | 19.46
07498365419 | UTP28SP13GR | CU Patch Crd,Cat 6,SD,13ft,GR | Category 6 Performance, 28 AWG UTP patch cord with TX6™ Modular Plugs on each end. Green, 13 ft. | PC | 1 | 10 | 1 | 1 | 19.46
07498333855 | UTP28SP13GR-Q | CU Patch Crd,Cat 6,SD,13ft,GR,Bulk25 | Category 6 Performance, 28 AWG UTP patch cord with TX6™ Modular Plugs on each end. | PC | 1 | 25 | 25 | 1 | 19.46
07498395981 | UTP28SP13GY | CU Patch Crd,Cat 6,SD,13ft,GY | Category 6 Performance, 28 AWG UTP patch cord with TX6™ Modular Plugs on each end. | PC | 1 | 10 | 1 | 1 | 19.46
07498333854 | UTP28SP13GY-Q | CU Patch Crd,Cat 6,SD,13ft,GY,Bulk25 | Category 6 Performance, 28 AWG UTP patch cord with TX6™ Modular Plugs on each end. | PC | 1 | 25 | 25 | 1 | 19.46
07498335813 | UTP28SP13M | CU Patch Crd,Cat 6,SD,13m,IW | Category 6 Performance, 28 AWG UTP patch cord with TX6™ Modular Plugs on each end. | PC | 1 | 10 | 1 | 1 | 36.8
07498335862 | UTP28SP13MBL | CU Patch Crd,Cat 6,SD,13m,BL | Category 6 Performance, 28 AWG UTP patch cord with TX6™ Modular Plugs on each end. | PC | 1 | 10 | 1 | 1 | 36.8
07498335894 | UTP28SP13MBU | CU Patch Crd,Cat 6,SD,13m,BU | Category 6 Performance, 28 AWG UTP patch cord with TX6™ Modular Plugs on each end. | PC | 1 | 10 | 1 | 1 | 36.8
07498335935 | UTP28SP13MGR | CU Patch Crd,Cat 6,SD,13m,GR | Category 6 Performance, 28 AWG UTP patch cord with TX6™ Modular Plugs on each end. | PC | 1 | 10 | 1 | 1 | 36.8
07498335966 | UTP28SP13MGY | CU Patch Crd,Cat 6,SD,13m,GY | Category 6 Performance, 28 AWG UTP patch cord with TX6™ Modular Plugs on each end. | PC | 1 | 10 | 1 | 1 | 36.8
07498336080 | UTP28SP13MOR | CU Patch Crd,Cat 6,SD,13m,OR | Category 6 Performance, 28 AWG UTP patch cord with TX6™ Modular Plugs on each end. Orange, 42.65 ft. | PC | 1 | 10 | 1 | 1 | 36.8
07498336015 | UTP28SP13MRD | CU Patch Crd,Cat 6,SD,13m,RD | Category 6 Performance, 28 AWG UTP patch cord with TX6™ Modular Plugs on each end. Red, 42.65 ft. | PC | 1 | 10 | 1 | 1 | 36.8
07498336212 | UTP28SP13MVL | CU Patch Crd,Cat 6,SD,13m,VL | Category 6 Performance, 28 AWG UTP patch cord with TX6™ Modular Plugs on each end. | PC | 1 | 10 | 1 | 1 | 36.8
07498336397 | UTP28SP13MYL | CU Patch Crd,Cat 6,SD,13m,YL | Category 6 Performance, 28 AWG UTP patch cord with TX6™ Modular Plugs on each end. | PC | 1 | 10 | 1 | 1 | 36.8
07498365433 | UTP28SP13OR | CU Patch Crd,Cat 6,SD,13ft,OR | Category 6 Performance, 28 AWG UTP patch cord with TX6™ Modular Plugs on each end. | PC | 1 | 10 | 1 | 1 | 19.46
07498333860 | UTP28SP13OR-Q | CU Patch Crd,Cat 6,SD,13ft,OR,Bulk25 | Category 6 Performance, 28 AWG UTP patch cord with TX6™ Modular Plugs on each end. Orange, 13 ft. | PC | 1 | 25 | 25 | 1 | 19.46
07498362512 | UTP28SP13PK | CU Patch Crd,Cat 6,SD,13ft,PK | Category 6 Performance, 28 AWG UTP patch cord with TX6™ Modular Plugs on each end. Pink, 13 ft. | PC | 1 | 10 | 1 | 1 | 19.46
07498365467 | UTP28SP13RD | CU Patch Crd,Cat 6,SD,13ft,RD | Category 6 Performance, 28 AWG UTP patch cord with TX6™ Modular Plugs on each end. | PC | 1 | 10 | 1 | 1 | 19.46
07498333861 | UTP28SP13RD-Q | CU Patch Crd,Cat 6,SD,13ft,RD,Bulk25 | Category 6 Performance, 28 AWG UTP patch cord with TX6™ Modular Plugs on each end. Red, 13 ft. | PC | 1 | 25 | 25 | 1 | 19.46
07498365362 | UTP28SP13VL | CU Patch Crd,Cat 6,SD,13ft,VL | Category 6 Performance, 28 AWG UTP patch cord with TX6™ Modular Plugs on each end. Violet, 13 ft. | PC | 1 | 10 | 1 | 1 | 19.46
07498333862 | UTP28SP13VL-Q | CU Patch Crd,Cat 6,SD,13ft,VL,Bulk25 | Category 6 Performance, 28 AWG UTP patch cord with TX6™ Modular Plugs on each end. | PC | 1 | 25 | 25 | 1 | 19.46
07498365322 | UTP28SP13YL | CU Patch Crd,Cat 6,SD,13ft,YL | Category 6 Performance, 28 AWG UTP patch cord with TX6™ Modular Plugs on each end. Yellow, 13 ft. | PC | 1 | 10 | 1 | 1 | 19.46
07498333863 | UTP28SP13YL-Q | CU Patch Crd,Cat 6,SD,13ft,YL,Bulk25 | Category 6 Performance, 28 AWG UTP patch cord with TX6™ Modular Plugs on each end. | PC | 1 | 25 | 25 | 1 | 19.46
07498365282 | UTP28SP14 | CU Patch Crd,Cat 6,SD,14ft,IW | Category 6 Performance, 28 AWG UTP patch cord with TX6™ Modular Plugs on each end. Off White, 14 ft. | PC | 1 | 10 | 1 | 1 | 20.06
07498328000 | UTP28SP14-Q | CU Patch Crd,Cat 6,SD,14ft,IW,Bulk25 | Category 6 Performance, 28 AWG UTP patch cord with TX6™ Modular Plugs on each end. | PC | 1 | 25 | 25 | 1 | 20.06
07498365310 | UTP28SP14BL | CU Patch Crd,Cat 6,SD,14ft,BL | Category 6 Performance, 28 AWG UTP patch cord with TX6™ Modular Plugs on each end. Black, 14 ft. | PC | 1 | 10 | 1 | 1 | 20.06
07498333868 | UTP28SP14BL-Q | CU Patch Crd,Cat 6,SD,14ft,BL,Bulk25 | Category 6 Performance, 28 AWG UTP patch cord with TX6™ Modular Plugs on each end. | PC | 1 | 25 | 25 | 1 | 20.06
07498365300 | UTP28SP14BU | CU Patch Crd,Cat 6,SD,14ft,BU | Category 6 Performance, 28 AWG UTP patch cord with TX6™ Modular Plugs on each end. Blue, 14 ft. | PC | 1 | 10 | 1 | 1 | 20.06
07498333869 | UTP28SP14BU-Q | CU Patch Crd,Cat 6,SD,14ft,BU,Bulk25 | Category 6 Performance, 28 AWG UTP patch cord with TX6™ Modular Plugs on each end. | PC | 1 | 25 | 25 | 1 | 20.06
07498365420 | UTP28SP14GR | CU Patch Crd,Cat 6,SD,14ft,GR | Category 6 Performance, 28 AWG UTP patch cord with TX6™ Modular Plugs on each end. Green, 14 ft. | PC | 1 | 10 | 1 | 1 | 20.06
07498333871 | UTP28SP14GR-Q | CU Patch Crd,Cat 6,SD,14ft,GR,Bulk25 | Category 6 Performance, 28 AWG UTP patch cord with TX6™ Modular Plugs on each end. | PC | 1 | 25 | 25 | 1 | 20.06
07498395982 | UTP28SP14GY | CU Patch Crd,Cat 6,SD,14ft,GY | Category 6 Performance, 28 AWG UTP patch cord with TX6™ Modular Plugs on each end. | PC | 1 | 10 | 1 | 1 | 20.06
07498333870 | UTP28SP14GY-Q | CU Patch Crd,Cat 6,SD,14ft,GY,Bulk25 | Category 6 Performance, 28 AWG UTP patch cord with TX6™ Modular Plugs on each end. | PC | 1 | 25 | 25 | 1 | 20.06
07498335819 | UTP28SP14M | CU Patch Crd,Cat 6,SD,14ft,IW | Category 6 Performance, 28 AWG UTP patch cord with TX6™ Modular Plugs on each end. | PC | 1 | 10 | 1 | 1 | 38.7
07498335863 | UTP28SP14MBL | CU Patch Crd,Cat 6,SD,14m,BL | Category 6 Performance, 28 AWG UTP patch cord with TX6™ Modular Plugs on each end. | PC | 1 | 10 | 1 | 1 | 38.7
07498335895 | UTP28SP14MBU | CU Patch Crd,Cat 6,SD,14m,BU | Category 6 Performance, 28 AWG UTP patch cord with TX6™ Modular Plugs on each end. | PC | 1 | 10 | 1 | 1 | 38.7
07498335936 | UTP28SP14MGR | CU Patch Crd,Cat 6,SD,14m,GR | Category 6 Performance, 28 AWG UTP patch cord with TX6™ Modular Plugs on each end. | PC | 1 | 10 | 1 | 1 | 38.7
07498335967 | UTP28SP14MGY | CU Patch Crd,Cat 6,SD,14m,GY | Category 6 Performance, 28 AWG UTP patch cord with TX6™ Modular Plugs on each end. | PC | 1 | 10 | 1 | 1 | 38.7